{"text_format":"1","workbook":"xlsx","n_sheets":9,"sheets":["Algemeen","Externe blootstelling","Besmetting & ingestie","Scenario","Inputparameters","F_tli","Mass attenuation coefficients","Shultis Faw","hp (pSv cm2)"],"not_rendered":{"charts":0,"images":6,"macros":1,"external_links":0,"defined_names":0,"comments":0,"pivot_tables":0},"unopened":[],"bounds":{"document_bytes":16777216,"sheet_cells":100000,"rows_first":2000,"rows_last":500,"rows_between":2000,"halvings":0,"cell_chars":16384,"cell_head_chars":4096},"cells_cut":0,"cells_raw":0,"read":"whole","date_system":"1900"}

{"sheet":"Algemeen","index":0,"n_rows":0,"n_cols":0,"rows_kept":0,"cut":false,"hidden":false,"merged":[]}

{"sheet":"Externe blootstelling","index":1,"n_rows":51,"n_cols":31,"rows_kept":51,"cut":false,"hidden":false,"merged":[[1,24,1,30],[29,11,29,14],[1,10,1,14],[26,11,26,14],[26,27,26,30],[1,16,1,22],[26,19,26,22],[29,19,29,22]]}
[]
[null,null,"Therapie","I-131 benigne (0,4 GBq)",null,null,"Activiteit op Ontslagtijdstip",null,null,null,"Blootstelling gedurende rekenperiode (µSv)",null,null,null,null,null,"Blootstelling periode met leefregels (µSv)",null,null,null,null,null,null,null,"Blootstelling periode zonder leefregels (µSv)"]
[null,null,"Gebruik ontslagcriterium/-tijdstip","Nee",null,null,"Therapie",{"$f":"IF($D$45=\"tijd\",IF(OR(ISNUMBER($D$47)=FALSE,$D$20<$D$47),D24*EXP(-(D26+$D$46)*$D$20),IF(OR(ISNUMBER($D$49),$D$20<$D$49),D24*EXP(-($D$46-$D$48)*$D$47)*EXP(-(D26+$D$48)*$D$20),D24*EXP(-($D$46-$D$48)*$D$47)*EXP(-($D$48-$D$50)*$D$49)*EXP(-(D26+$D$50)*$D$20))),IF(ISNUMBER($D$51)=TRUE,D24*($D$47*EXP(-($D$46+D26)*$D$20)+$D$49*EXP(-($D$48+D26)*$D$20)+$D$51*EXP(-($D$50+D26)*$D$20)),IF(ISNUMBER(D49)=TRUE,D24*($D$47*EXP(-($D$46+D26)*$D$20)+$D$49*EXP(-($D$48+D26)*$D$20)),D24*($D$47*EXP(-($D$46+D26)*$D$20)))))","v":0.4},"GBq",null,"Handeling","Kind","Verzorger < 60 jaar","Verzorger ≥ 60 jaar","Overigen",null,"Handeling","Duur (uur)","Afstand (m)","Kind","Verzorger < 60 jaar","Verzorger ≥ 60 jaar","Overigen",null,"Handeling","Duur (uur)","Afstand (m)","Kind","Verzorger < 60 jaar","Verzorger ≥ 60 jaar","Overigen"]
[null,null,"Ontslagcriterium",20,"µSv h-1 op 1 meter",null,{"$f":"IF($D$11=\"Geen verontreiniging\",\"\",\"Verontreiniging #1\")","v":""},{"$f":"IF(D31=\"Geen verontreiniging\",0,IF($D$45=\"tijd\",IF(OR(ISNUMBER($D$47)=FALSE,$D$20<$D$47),D32*EXP(-(D33+$D$46)*$D$20),IF(OR(ISNUMBER($D$49),$D$20<$D$49),D32*EXP(-($D$46-$D$48)*$D$47)*EXP(-(D33+$D$48)*$D$20),D32*EXP(-($D$46-$D$48)*$D$47)*EXP(-($D$48-$D$50)*$D$49)*EXP(-(D33+$D$50)*$D$20))),IF(ISNUMBER($D$51)=TRUE,D32*($D$47*EXP(-($D$46+D33)*$D$20)+$D$49*EXP(-($D$48+D33)*$D$20)+$D$51*EXP(-($D$50+D33)*$D$20)),IF(ISNUMBER(D49),D32*($D$47*EXP(-($D$46+D33)*$D$20)+$D$49*EXP(-($D$48+D33)*$D$20)),D32*($D$47*EXP(-($D$46+D33)*$D$20))))))","v":0},{"$f":"IF($D$11=\"Geen verontreiniging\",\"\",\"GBq\")","v":""},null,{"$f":"Scenario!$A3","v":"Betaald werk"},{"$f":"T4+AB4","v":0},{"$f":"U4+AC4","v":0},0,31.784240495248262,null,{"$f":"Scenario!$A3","v":"Betaald werk"},{"$f":"Scenario!$D3","v":0},{"$f":"Scenario!$F3","v":2},{"$f":"IF(Scenario!K3=\"nee\",0,($H$10*$D$29*$D$27+$H$11*$D$36*$D$34+$H$12*$D$43*$D$41)*($R4/168)*(1/($S4*$S4))*$D$25)","v":0},{"$f":"IF(Scenario!L3=\"nee\",0,($H$10*$D$29*$D$27+$H$11*$D$36*$D$34+$H$12*$D$43*$D$41)*($R4/168)*(1/($S4*$S4))*$D$25)","v":0},{"$f":"IF(Scenario!M3=\"nee\",0,($H$10*$D$29*$D$27+$H$11*$D$36*$D$34+$H$12*$D$43*$D$41)*($R4/168)*(1/($S4*$S4))*$D$25)","v":0},{"$f":"IF(Scenario!N3=\"nee\",0,($H$10*$D$29*$D$27+$H$11*$D$36*$D$34+$H$12*$D$43*$D$41)*($R4/168)*(1/($S4*$S4))*$D$25)","v":0},null,{"$f":"Scenario!$A3","v":"Betaald werk"},{"$f":"Scenario!$C3","v":28.7},{"$f":"Scenario!$E3","v":2},{"$f":"IF(Scenario!G3=\"nee\",0,($H$15*$D$29*$D$27+$H$16*$D$36*$D$34+$H$17*$D$43*$D$41)*($Z4/168)*(1/($AA4*$AA4))*$D$25)","v":0},{"$f":"IF(Scenario!H3=\"nee\",0,($H$15*$D$29*$D$27+$H$16*$D$36*$D$34+$H$17*$D$43*$D$41)*($Z4/168)*(1/($AA4*$AA4))*$D$25)","v":0},{"$f":"IF(Scenario!I3=\"nee\",0,($H$15*$D$29*$D$27+$H$16*$D$36*$D$34+$H$17*$D$43*$D$41)*($Z4/168)*(1/($AA4*$AA4))*$D$25)","v":0},{"$f":"IF(Scenario!J3=\"nee\",0,($H$15*$D$29*$D$27+$H$16*$D$36*$D$34+$H$17*$D$43*$D$41)*($Z4/168)*(1/($AA4*$AA4))*$D$25)","v":31.784240495248262}]
[null,null,"Ontslagtijdstip",49.671568821070743,"h na toediening",null,{"$f":"IF($D$13=\"Geen verontreiniging\",\"\",\"Verontreiniging #2\")","v":""},{"$f":"IF(D38=\"Geen verontreiniging\",0,IF($D$45=\"tijd\",IF(OR(ISNUMBER($D$47)=FALSE,$D$20<$D$47),D39*EXP(-(D40+$D$46)*$D$20),IF(OR(ISNUMBER($D$49),$D$20<$D$49),D39*EXP(-($D$46-$D$48)*$D$47)*EXP(-(D40+$D$48)*$D$20),D39*EXP(-($D$46-$D$48)*$D$47)*EXP(-($D$48-$D$50)*$D$49)*EXP(-(D40+$D$50)*$D$20))),IF(ISNUMBER($D$51)=TRUE,D39*($D$47*EXP(-($D$46+D40)*$D$20)+$D$49*EXP(-($D$48+D40)*$D$20)+$D$51*EXP(-($D$50+D40)*$D$20)),IF(ISNUMBER(D49)=TRUE,D39*($D$47*EXP(-($D$46+D40)*$D$20)+$D$49*EXP(-($D$48+D40)*$D$20)),D39*($D$47*EXP(-($D$46+D40)*$D$20))))))","v":0},{"$f":"IF($D$13=\"Geen verontreiniging\",\"\",\"GBq\")","v":""},null,{"$f":"Scenario!$A4","v":"Scholing"},{"$f":"T5+AB5","v":0},{"$f":"U5+AC5","v":0},{"$f":"V5+AD5","v":0},{"$f":"W5+AE5","v":12.186087277956961},null,{"$f":"Scenario!$A4","v":"Scholing"},{"$f":"Scenario!$D4","v":0.9},{"$f":"Scenario!$F4","v":1},{"$f":"IF(Scenario!K4=\"nee\",0,($H$10*$D$29*$D$27+$H$11*$D$36*$D$34+$H$12*$D$43*$D$41)*($R5/168)*(1/($S5*$S5))*$D$25)","v":0},{"$f":"IF(Scenario!L4=\"nee\",0,($H$10*$D$29*$D$27+$H$11*$D$36*$D$34+$H$12*$D$43*$D$41)*($R5/168)*(1/($S5*$S5))*$D$25)","v":0},{"$f":"IF(Scenario!M4=\"nee\",0,($H$10*$D$29*$D$27+$H$11*$D$36*$D$34+$H$12*$D$43*$D$41)*($R5/168)*(1/($S5*$S5))*$D$25)","v":0},{"$f":"IF(Scenario!N4=\"nee\",0,($H$10*$D$29*$D$27+$H$11*$D$36*$D$34+$H$12*$D$43*$D$41)*($R5/168)*(1/($S5*$S5))*$D$25)","v":8.1992139057306979},null,{"$f":"Scenario!$A4","v":"Scholing"},{"$f":"Scenario!$C4","v":0.9},{"$f":"Scenario!$E4","v":1},{"$f":"IF(Scenario!G4=\"nee\",0,($H$15*$D$29*$D$27+$H$16*$D$36*$D$34+$H$17*$D$43*$D$41)*($Z5/168)*(1/($AA5*$AA5))*$D$25)","v":0},{"$f":"IF(Scenario!H4=\"nee\",0,($H$15*$D$29*$D$27+$H$16*$D$36*$D$34+$H$17*$D$43*$D$41)*($Z5/168)*(1/($AA5*$AA5))*$D$25)","v":0},{"$f":"IF(Scenario!I4=\"nee\",0,($H$15*$D$29*$D$27+$H$16*$D$36*$D$34+$H$17*$D$43*$D$41)*($Z5/168)*(1/($AA5*$AA5))*$D$25)","v":0},{"$f":"IF(Scenario!J4=\"nee\",0,($H$15*$D$29*$D$27+$H$16*$D$36*$D$34+$H$17*$D$43*$D$41)*($Z5/168)*(1/($AA5*$AA5))*$D$25)","v":3.9868733722262628}]
[null,null,"Rekenperiode",21,"dagen",null,null,null,null,null,{"$f":"Scenario!$A5","v":"Zorg voor het huishouden"},0,0,0,0,null,{"$f":"Scenario!$A5","v":"Zorg voor het huishouden"},{"$f":"Scenario!$D5","v":21},{"$f":"Scenario!$F5","v":0},{"$f":"IF(Scenario!K5=\"nee\",0,($H$10*$D$29*$D$27+$H$11*$D$36*$D$34+$H$12*$D$43*$D$41)*($R6/168)*(1/($S6*$S6))*$D$25)","v":0},{"$f":"IF(Scenario!L5=\"nee\",0,($H$10*$D$29*$D$27+$H$11*$D$36*$D$34+$H$12*$D$43*$D$41)*($R6/168)*(1/($S6*$S6))*$D$25)","v":0},{"$f":"IF(Scenario!M5=\"nee\",0,($H$10*$D$29*$D$27+$H$11*$D$36*$D$34+$H$12*$D$43*$D$41)*($R6/168)*(1/($S6*$S6))*$D$25)","v":0},{"$f":"IF(Scenario!N5=\"nee\",0,($H$10*$D$29*$D$27+$H$11*$D$36*$D$34+$H$12*$D$43*$D$41)*($R6/168)*(1/($S6*$S6))*$D$25)","v":0},null,{"$f":"Scenario!$A5","v":"Zorg voor het huishouden"},{"$f":"Scenario!$C5","v":21},{"$f":"Scenario!$E5","v":0},{"$f":"IF(Scenario!G5=\"nee\",0,($H$15*$D$29*$D$27+$H$16*$D$36*$D$34+$H$17*$D$43*$D$41)*($Z6/168)*(1/($AA6*$AA6))*$D$25)","v":0},{"$f":"IF(Scenario!H5=\"nee\",0,($H$15*$D$29*$D$27+$H$16*$D$36*$D$34+$H$17*$D$43*$D$41)*($Z6/168)*(1/($AA6*$AA6))*$D$25)","v":0},{"$f":"IF(Scenario!I5=\"nee\",0,($H$15*$D$29*$D$27+$H$16*$D$36*$D$34+$H$17*$D$43*$D$41)*($Z6/168)*(1/($AA6*$AA6))*$D$25)","v":0},{"$f":"IF(Scenario!J5=\"nee\",0,($H$15*$D$29*$D$27+$H$16*$D$36*$D$34+$H$17*$D$43*$D$41)*($Z6/168)*(1/($AA6*$AA6))*$D$25)","v":0}]
[null,null,"Periode leefregels",7,"dagen",null,"Dosistempo op Ontslagtijdstip",{"$f":"IF(D31=\"Geen verontreiniging\",IF(D38=\"Geen verontreiniging\",H3*D27*D29,H3*D27*D29+H5*D41*D43),IF(D38=\"Geen verontreiniging\",H3*D27*D29+H4*D34*D36,H3*D27*D29+H4*D34*D36+H5*D41*D43))","v":26.8},"µSv h-1 op 1 m",null,{"$f":"Scenario!$A6","v":"Kinderen naar bed brengen"},12.45897928820707,0,0,0,null,{"$f":"Scenario!$A6","v":"Kinderen naar bed brengen"},{"$f":"Scenario!$D6","v":0},{"$f":"Scenario!$F6","v":0.8},{"$f":"IF(Scenario!K6=\"nee\",0,($H$10*$D$29*$D$27+$H$11*$D$36*$D$34+$H$12*$D$43*$D$41)*($R7/168)*(1/($S7*$S7))*$D$25)","v":0},{"$f":"IF(Scenario!L6=\"nee\",0,($H$10*$D$29*$D$27+$H$11*$D$36*$D$34+$H$12*$D$43*$D$41)*($R7/168)*(1/($S7*$S7))*$D$25)","v":0},{"$f":"IF(Scenario!M6=\"nee\",0,($H$10*$D$29*$D$27+$H$11*$D$36*$D$34+$H$12*$D$43*$D$41)*($R7/168)*(1/($S7*$S7))*$D$25)","v":0},{"$f":"IF(Scenario!N6=\"nee\",0,($H$10*$D$29*$D$27+$H$11*$D$36*$D$34+$H$12*$D$43*$D$41)*($R7/168)*(1/($S7*$S7))*$D$25)","v":0},null,{"$f":"Scenario!$A6","v":"Kinderen naar bed brengen"},{"$f":"Scenario!$C6","v":1.8},{"$f":"Scenario!$E6","v":0.8},{"$f":"IF(Scenario!G6=\"nee\",0,($H$15*$D$29*$D$27+$H$16*$D$36*$D$34+$H$17*$D$43*$D$41)*($Z7/168)*(1/($AA7*$AA7))*$D$25)","v":12.45897928820707},{"$f":"IF(Scenario!H6=\"nee\",0,($H$15*$D$29*$D$27+$H$16*$D$36*$D$34+$H$17*$D$43*$D$41)*($Z7/168)*(1/($AA7*$AA7))*$D$25)","v":0},{"$f":"IF(Scenario!I6=\"nee\",0,($H$15*$D$29*$D$27+$H$16*$D$36*$D$34+$H$17*$D$43*$D$41)*($Z7/168)*(1/($AA7*$AA7))*$D$25)","v":0},{"$f":"IF(Scenario!J6=\"nee\",0,($H$15*$D$29*$D$27+$H$16*$D$36*$D$34+$H$17*$D$43*$D$41)*($Z7/168)*(1/($AA7*$AA7))*$D$25)","v":0}]
[null,null,"Diameter patiënt",30,"cm",null,null,null,null,null,{"$f":"Scenario!$A7","v":"Kinderen fysieke verzorging"},17.996303416299099,0,0,0,null,{"$f":"Scenario!$A7","v":"Kinderen fysieke verzorging"},{"$f":"Scenario!$D7","v":0},{"$f":"Scenario!$F7","v":0.8},{"$f":"IF(Scenario!K7=\"nee\",0,($H$10*$D$29*$D$27+$H$11*$D$36*$D$34+$H$12*$D$43*$D$41)*($R8/168)*(1/($S8*$S8))*$D$25)","v":0},{"$f":"IF(Scenario!L7=\"nee\",0,($H$10*$D$29*$D$27+$H$11*$D$36*$D$34+$H$12*$D$43*$D$41)*($R8/168)*(1/($S8*$S8))*$D$25)","v":0},{"$f":"IF(Scenario!M7=\"nee\",0,($H$10*$D$29*$D$27+$H$11*$D$36*$D$34+$H$12*$D$43*$D$41)*($R8/168)*(1/($S8*$S8))*$D$25)","v":0},{"$f":"IF(Scenario!N7=\"nee\",0,($H$10*$D$29*$D$27+$H$11*$D$36*$D$34+$H$12*$D$43*$D$41)*($R8/168)*(1/($S8*$S8))*$D$25)","v":0},null,{"$f":"Scenario!$A7","v":"Kinderen fysieke verzorging"},{"$f":"Scenario!$C7","v":2.6},{"$f":"Scenario!$E7","v":0.8},{"$f":"IF(Scenario!G7=\"nee\",0,($H$15*$D$29*$D$27+$H$16*$D$36*$D$34+$H$17*$D$43*$D$41)*($Z8/168)*(1/($AA8*$AA8))*$D$25)","v":17.996303416299099},{"$f":"IF(Scenario!H7=\"nee\",0,($H$15*$D$29*$D$27+$H$16*$D$36*$D$34+$H$17*$D$43*$D$41)*($Z8/168)*(1/($AA8*$AA8))*$D$25)","v":0},{"$f":"IF(Scenario!I7=\"nee\",0,($H$15*$D$29*$D$27+$H$16*$D$36*$D$34+$H$17*$D$43*$D$41)*($Z8/168)*(1/($AA8*$AA8))*$D$25)","v":0},{"$f":"IF(Scenario!J7=\"nee\",0,($H$15*$D$29*$D$27+$H$16*$D$36*$D$34+$H$17*$D$43*$D$41)*($Z8/168)*(1/($AA8*$AA8))*$D$25)","v":0}]
[null,null,"Toegediende activiteit",null,"GBq",null,"Desintegraties gedurende leefregels",null,null,null,{"$f":"Scenario!$A8","v":"Kinderen hulp met school"},1.3843310320230078,0,0,0,null,{"$f":"Scenario!$A8","v":"Kinderen hulp met school"},{"$f":"Scenario!$D8","v":0},{"$f":"Scenario!$F8","v":0.8},{"$f":"IF(Scenario!K8=\"nee\",0,($H$10*$D$29*$D$27+$H$11*$D$36*$D$34+$H$12*$D$43*$D$41)*($R9/168)*(1/($S9*$S9))*$D$25)","v":0},{"$f":"IF(Scenario!L8=\"nee\",0,($H$10*$D$29*$D$27+$H$11*$D$36*$D$34+$H$12*$D$43*$D$41)*($R9/168)*(1/($S9*$S9))*$D$25)","v":0},{"$f":"IF(Scenario!M8=\"nee\",0,($H$10*$D$29*$D$27+$H$11*$D$36*$D$34+$H$12*$D$43*$D$41)*($R9/168)*(1/($S9*$S9))*$D$25)","v":0},{"$f":"IF(Scenario!N8=\"nee\",0,($H$10*$D$29*$D$27+$H$11*$D$36*$D$34+$H$12*$D$43*$D$41)*($R9/168)*(1/($S9*$S9))*$D$25)","v":0},null,{"$f":"Scenario!$A8","v":"Kinderen hulp met school"},{"$f":"Scenario!$C8","v":0.2},{"$f":"Scenario!$E8","v":0.8},{"$f":"IF(Scenario!G8=\"nee\",0,($H$15*$D$29*$D$27+$H$16*$D$36*$D$34+$H$17*$D$43*$D$41)*($Z9/168)*(1/($AA9*$AA9))*$D$25)","v":1.3843310320230078},{"$f":"IF(Scenario!H8=\"nee\",0,($H$15*$D$29*$D$27+$H$16*$D$36*$D$34+$H$17*$D$43*$D$41)*($Z9/168)*(1/($AA9*$AA9))*$D$25)","v":0},{"$f":"IF(Scenario!I8=\"nee\",0,($H$15*$D$29*$D$27+$H$16*$D$36*$D$34+$H$17*$D$43*$D$41)*($Z9/168)*(1/($AA9*$AA9))*$D$25)","v":0},{"$f":"IF(Scenario!J8=\"nee\",0,($H$15*$D$29*$D$27+$H$16*$D$36*$D$34+$H$17*$D$43*$D$41)*($Z9/168)*(1/($AA9*$AA9))*$D$25)","v":0}]
[null,null,"Aantal giften",null,null,null,"Therapie",{"$f":"IF($D$45=\"tijd\",IF(AND(OR(ISNUMBER($D$49)=FALSE,$D$20+$D$22<$D$49),$D$20>$D$47),$D$24*(-1/($D$48+$D$26))*EXP(-($D$46-$D$48)*$D$47)*(EXP(-($D$48+$D$26)*($D$20+$D$22))-EXP(-($D$48+$D$26)*$D$20)),IF(OR(ISNUMBER($D$47)=FALSE,$D$20+$D$22<$D$47),$D$24*(-1/($D$26+$D$46))*(EXP(-($D$26+$D$46)*($D$20+$D$22))-EXP(-($D$26+$D$46)*$D$20)),IF(AND(OR(ISNUMBER($D$49)=FALSE,$D$20+$D$22<$D$49),$D$20<$D$47),$D$24*(-1/($D$26+$D$46))*(EXP(-($D$26+$D$46)*$D$47)-EXP(-($D$26+$D$46)*$D$20))+$D$24*(-1/($D$26+$D$48))*EXP(-($D$46-$D$48)*$D$47)*(EXP(-($D$26+$D$48)*($D$20+$D$22))-EXP(-($D$26+$D$48)*$D$47)),IF(AND($D$20<$D$47,$D$20+$D$22>$D$49),$D$24*(-1/($D$26+$D$46))*(EXP(-($D$26+$D$46)*$D$47)-EXP(-($D$26+$D$46)*$D$20))+$D$24*(-1/($D$26+$D$48))*EXP(-($D$46-$D$48)*$D$47)*(EXP(-($D$26+$D$48)*$D$49)-EXP(-($D$26+$D$48)*$D$47))+$D$24*(-1/($D$26+$D$50))*EXP(-($D$46-$D$48)*$D$47)*EXP(-($D$48-$D$50)*$D$49)*(EXP(-($D$50+$D$26)*($D$20+$D$22))-EXP(-($D$26+$D$48)*$D$49)),IF(AND($D$20<$D$49,$D$20+$D$22>$D$49),$D$24*(-1/($D$26+$D$48))*EXP(-($D$46-$D$48)*$D$47)*(EXP(-($D$26+$D$48)*$D$49)-EXP(-($D$26+$D$48)*$D$20))+$D$24*(-1/($D$26+$D$50))*EXP(-($D$46-$D$48)*$D$47)*EXP(-($D$48-$D$50)*$D$49)*(EXP(-($D$50+$D$26)*($D$20+$D$22))-EXP(-($D$26+$D$48)*$D$49)),$D$24*(-1/($D$26+$D$50))*EXP(-($D$46-$D$48)*$D$47)*EXP(-($D$48-$D$50)*$D$49)*(EXP(-($D$50+$D$26)*($D$20+$D$22))-EXP(-($D$26+$D$48)*$D$20))))))),IF($D$51=\"\",IF($D$49=\"\",$D$24*(-1/($D$46+$D$26))*(EXP(-($D$46+$D$26)*($D$20+$D$22))-EXP(-($D$46+$D$26)*$D$20)),$D$24*$D$47*(-1/($D$46+$D$26))*(EXP(-($D$46+$D$26)*($D$20+$D$22))-EXP(-($D$46+$D$26)*$D$20))+$D$24*$D$49*(-1/($D$48+$D$26))*(EXP(-($D$48+$D$26)*($D$20+$D$22))-EXP(-($D$48+$D$26)*$D$20))),$D$24*$D$47*(-1/($D$46+$D$26))*(EXP(-($D$46+$D$26)*($D$20+$D$22))-EXP(-($D$46+$D$26)*$D$20))+$D$24*$D$49*(-1/($D$48+$D$26))*(EXP(-($D$48+$D$26)*($D$20+$D$22))-EXP(-($D$48+$D$26)*$D$20))+$D$24*$D$51*(-1/($D$50+$D$26))*(EXP(-($D$50+$D$26)*($D$20+$D$22))-EXP(-($D$50+$D$26)*$D$20))))","v":22.843581030891492},"GBq h",null,{"$f":"Scenario!$A9","v":"Kinderen spelen, voorlezen"},15.227641352253086,0,0,0,null,{"$f":"Scenario!$A9","v":"Kinderen spelen, voorlezen"},{"$f":"Scenario!$D9","v":0},{"$f":"Scenario!$F9","v":0.8},{"$f":"IF(Scenario!K9=\"nee\",0,($H$10*$D$29*$D$27+$H$11*$D$36*$D$34+$H$12*$D$43*$D$41)*($R10/168)*(1/($S10*$S10))*$D$25)","v":0},{"$f":"IF(Scenario!L9=\"nee\",0,($H$10*$D$29*$D$27+$H$11*$D$36*$D$34+$H$12*$D$43*$D$41)*($R10/168)*(1/($S10*$S10))*$D$25)","v":0},{"$f":"IF(Scenario!M9=\"nee\",0,($H$10*$D$29*$D$27+$H$11*$D$36*$D$34+$H$12*$D$43*$D$41)*($R10/168)*(1/($S10*$S10))*$D$25)","v":0},{"$f":"IF(Scenario!N9=\"nee\",0,($H$10*$D$29*$D$27+$H$11*$D$36*$D$34+$H$12*$D$43*$D$41)*($R10/168)*(1/($S10*$S10))*$D$25)","v":0},null,{"$f":"Scenario!$A9","v":"Kinderen spelen, voorlezen"},{"$f":"Scenario!$C9","v":2.2000000000000002},{"$f":"Scenario!$E9","v":0.8},{"$f":"IF(Scenario!G9=\"nee\",0,($H$15*$D$29*$D$27+$H$16*$D$36*$D$34+$H$17*$D$43*$D$41)*($Z10/168)*(1/($AA10*$AA10))*$D$25)","v":15.227641352253086},{"$f":"IF(Scenario!H9=\"nee\",0,($H$15*$D$29*$D$27+$H$16*$D$36*$D$34+$H$17*$D$43*$D$41)*($Z10/168)*(1/($AA10*$AA10))*$D$25)","v":0},{"$f":"IF(Scenario!I9=\"nee\",0,($H$15*$D$29*$D$27+$H$16*$D$36*$D$34+$H$17*$D$43*$D$41)*($Z10/168)*(1/($AA10*$AA10))*$D$25)","v":0},{"$f":"IF(Scenario!J9=\"nee\",0,($H$15*$D$29*$D$27+$H$16*$D$36*$D$34+$H$17*$D$43*$D$41)*($Z10/168)*(1/($AA10*$AA10))*$D$25)","v":0}]
[null,null,"Verontreiniging #1","Geen verontreiniging",null,null,{"$f":"IF($D$11=\"Geen verontreiniging\",\"\",\"Verontreiniging #1\")","v":""},{"$f":"IF(D11=\"Geen verontreiniging\",0,IF($D$45=\"tijd\",IF(AND(OR(ISNUMBER($D$49)=FALSE,$D$20+$D$22<$D$49),$D$20>$D$47),$D$32*(-1/($D$48+$D$33))*EXP(-($D$46-$D$48)*$D$47)*(EXP(-($D$48+$D$33)*($D$20+$D$22))-EXP(-($D$48+$D$33)*$D$20)),IF(OR(ISNUMBER($D$47)=FALSE,$D$20+$D$22<$D$47),$D$32*(-1/($D$33+$D$46))*(EXP(-($D$33+$D$46)*($D$20+$D$22))-EXP(-($D$33+$D$46)*$D$20)),IF(AND(OR(ISNUMBER($D$49)=FALSE,$D$20+$D$22<$D$49),$D$20<$D$47),$D$32*(-1/($D$33+$D$46))*(EXP(-($D$33+$D$46)*$D$47)-EXP(-($D$33+$D$46)*$D$20))+$D$32*(-1/($D$33+$D$48))*EXP(-($D$46-$D$48)*$D$47)*(EXP(-($D$33+$D$48)*($D$20+$D$22))-EXP(-($D$33+$D$48)*$D$47)),IF(AND($D$20<$D$47,$D$20+$D$22>$D$49),$D$32*(-1/($D$33+$D$46))*(EXP(-($D$33+$D$46)*$D$47)-EXP(-($D$33+$D$46)*$D$20))+$D$32*(-1/($D$33+$D$48))*EXP(-($D$46-$D$48)*$D$47)*(EXP(-($D$33+$D$48)*$D$49)-EXP(-($D$33+$D$48)*$D$47))+$D$32*(-1/($D$33+$D$50))*EXP(-($D$46-$D$48)*$D$47)*EXP(-($D$48-$D$50)*$D$49)*(EXP(-($D$50+$D$33)*($D$20+$D$22))-EXP(-($D$33+$D$48)*$D$49)),IF(AND($D$20<$D$49,$D$20+$D$22>$D$49),$D$32*(-1/($D$33+$D$48))*EXP(-($D$46-$D$48)*$D$47)*(EXP(-($D$33+$D$48)*$D$49)-EXP(-($D$33+$D$48)*$D$20))+$D$32*(-1/($D$33+$D$50))*EXP(-($D$46-$D$48)*$D$47)*EXP(-($D$48-$D$50)*$D$49)*(EXP(-($D$50+$D$33)*($D$20+$D$22))-EXP(-($D$33+$D$48)*$D$49)),$D$32*(-1/($D$33+$D$50))*EXP(-($D$46-$D$48)*$D$47)*EXP(-($D$48-$D$50)*$D$49)*(EXP(-($D$50+$D$33)*($D$20+$D$22))-EXP(-($D$33+$D$48)*$D$20))))))),IF($D$51=\"\",IF($D$49=\"\",$D$32*(-1/($D$46+$D$33))*(EXP(-($D$46+$D$33)*($D$20+$D$22))-EXP(-($D$46+$D$33)*$D$20)),$D$32*$D$47*(-1/($D$46+$D$33))*(EXP(-($D$46+$D$33)*($D$20+$D$22))-EXP(-($D$46+$D$33)*$D$20))+$D$32*$D$49*(-1/($D$48+$D$33))*(EXP(-($D$48+$D$33)*($D$20+$D$22))-EXP(-($D$48+$D$33)*$D$20))),$D$32*$D$47*(-1/($D$46+$D$33))*(EXP(-($D$46+$D$33)*($D$20+$D$22))-EXP(-($D$46+$D$33)*$D$20))+$D$32*$D$49*(-1/($D$48+$D$33))*(EXP(-($D$48+$D$33)*($D$20+$D$22))-EXP(-($D$48+$D$33)*$D$20))+$D$32*$D$51*(-1/($D$50+$D$33))*(EXP(-($D$50+$D$33)*($D$20+$D$22))-EXP(-($D$50+$D$33)*$D$20)))))","v":0},{"$f":"IF($D$11=\"Geen verontreiniging\",\"\",\"GBq h\")","v":""},null,{"$f":"Scenario!$A10","v":"Kind vergezellen"},4.8451586120805263,0,0,0,null,{"$f":"Scenario!$A10","v":"Kind vergezellen"},{"$f":"Scenario!$D10","v":0},{"$f":"Scenario!$F10","v":0.8},{"$f":"IF(Scenario!K10=\"nee\",0,($H$10*$D$29*$D$27+$H$11*$D$36*$D$34+$H$12*$D$43*$D$41)*($R11/168)*(1/($S11*$S11))*$D$25)","v":0},{"$f":"IF(Scenario!L10=\"nee\",0,($H$10*$D$29*$D$27+$H$11*$D$36*$D$34+$H$12*$D$43*$D$41)*($R11/168)*(1/($S11*$S11))*$D$25)","v":0},{"$f":"IF(Scenario!M10=\"nee\",0,($H$10*$D$29*$D$27+$H$11*$D$36*$D$34+$H$12*$D$43*$D$41)*($R11/168)*(1/($S11*$S11))*$D$25)","v":0},{"$f":"IF(Scenario!N10=\"nee\",0,($H$10*$D$29*$D$27+$H$11*$D$36*$D$34+$H$12*$D$43*$D$41)*($R11/168)*(1/($S11*$S11))*$D$25)","v":0},null,{"$f":"Scenario!$A10","v":"Kind vergezellen"},{"$f":"Scenario!$C10","v":0.7},{"$f":"Scenario!$E10","v":0.8},{"$f":"IF(Scenario!G10=\"nee\",0,($H$15*$D$29*$D$27+$H$16*$D$36*$D$34+$H$17*$D$43*$D$41)*($Z11/168)*(1/($AA11*$AA11))*$D$25)","v":4.8451586120805263},{"$f":"IF(Scenario!H10=\"nee\",0,($H$15*$D$29*$D$27+$H$16*$D$36*$D$34+$H$17*$D$43*$D$41)*($Z11/168)*(1/($AA11*$AA11))*$D$25)","v":0},{"$f":"IF(Scenario!I10=\"nee\",0,($H$15*$D$29*$D$27+$H$16*$D$36*$D$34+$H$17*$D$43*$D$41)*($Z11/168)*(1/($AA11*$AA11))*$D$25)","v":0},{"$f":"IF(Scenario!J10=\"nee\",0,($H$15*$D$29*$D$27+$H$16*$D$36*$D$34+$H$17*$D$43*$D$41)*($Z11/168)*(1/($AA11*$AA11))*$D$25)","v":0}]
[null,null,{"$f":"IF(D11=\"Geen verontreiniging\",\"\",\"Activiteit verontreiniging #1\")","v":""},null,{"$f":"IF(D11=\"Geen verontreiniging\",\"\",\"GBq\")","v":""},null,{"$f":"IF($D$13=\"Geen verontreiniging\",\"\",\"Verontreiniging #2\")","v":""},{"$f":"IF(D13=\"Geen verontreiniging\",0,IF($D$45=\"tijd\",IF(AND(OR(ISNUMBER($D$49)=FALSE,$D$20+$D$22<$D$49),$D$20>$D$47),$D$39*(-1/($D$48+$D$40))*EXP(-($D$46-$D$48)*$D$47)*(EXP(-($D$48+$D$40)*($D$20+$D$22))-EXP(-($D$48+$D$40)*$D$20)),IF(OR(ISNUMBER($D$47)=FALSE,$D$20+$D$22<$D$47),$D$39*(-1/($D$40+$D$46))*(EXP(-($D$40+$D$46)*($D$20+$D$22))-EXP(-($D$40+$D$46)*$D$20)),IF(AND(OR(ISNUMBER($D$49)=FALSE,$D$20+$D$22<$D$49),$D$20<$D$47),$D$39*(-1/($D$40+$D$46))*(EXP(-($D$40+$D$46)*$D$47)-EXP(-($D$40+$D$46)*$D$20))+$D$39*(-1/($D$40+$D$48))*EXP(-($D$46-$D$48)*$D$47)*(EXP(-($D$40+$D$48)*($D$20+$D$22))-EXP(-($D$40+$D$48)*$D$47)),IF(AND($D$20<$D$47,$D$20+$D$22>$D$49),$D$39*(-1/($D$40+$D$46))*(EXP(-($D$40+$D$46)*$D$47)-EXP(-($D$40+$D$46)*$D$20))+$D$39*(-1/($D$40+$D$48))*EXP(-($D$46-$D$48)*$D$47)*(EXP(-($D$40+$D$48)*$D$49)-EXP(-($D$40+$D$48)*$D$47))+$D$39*(-1/($D$40+$D$50))*EXP(-($D$46-$D$48)*$D$47)*EXP(-($D$48-$D$50)*$D$49)*(EXP(-($D$50+$D$40)*($D$20+$D$22))-EXP(-($D$40+$D$48)*$D$49)),IF(AND($D$20<$D$49,$D$20+$D$22>$D$49),$D$39*(-1/($D$40+$D$48))*EXP(-($D$46-$D$48)*$D$47)*(EXP(-($D$40+$D$48)*$D$49)-EXP(-($D$40+$D$48)*$D$20))+D39*(-1/($D$40+$D$50))*EXP(-($D$46-$D$48)*$D$47)*EXP(-($D$48-$D$50)*$D$49)*(EXP(-($D$50+$D$40)*($D$20+$D$22))-EXP(-($D$40+$D$48)*$D$49)),$D$39*(-1/($D$40+$D$50))*EXP(-($D$46-$D$48)*$D$47)*EXP(-($D$48-$D$50)*$D$49)*(EXP(-($D$50+$D$40)*($D$20+$D$22))-EXP(-($D$40+$D$48)*$D$20))))))),IF($D$51=\"\",IF($D$49=\"\",$D$39*(-1/($D$46+$D$40))*(EXP(-($D$46+$D$40)*($D$20+$D$22))-EXP(-($D$46+$D$40)*$D$20)),$D$39*$D$47*(-1/($D$46+$D$40))*(EXP(-($D$46+$D$40)*($D$20+$D$22))-EXP(-($D$46+$D$40)*$D$20))+$D$39*$D$49*(-1/($D$48+$D$40))*(EXP(-($D$48+$D$40)*($D$20+$D$22))-EXP(-($D$48+$D$40)*$D$20))),$D$39*$D$47*(-1/($D$46+$D$40))*(EXP(-($D$46+$D$40)*($D$20+$D$22))-EXP(-($D$46+$D$40)*$D$20))+$D$39*$D$49*(-1/($D$48+$D$40))*(EXP(-($D$48+$D$40)*($D$20+$D$22))-EXP(-($D$48+$D$40)*$D$20))+$D$39*$D$51*(-1/($D$50+$D$40))*(EXP(-($D$50+$D$40)*($D$20+$D$22))-EXP(-($D$50+$D$40)*$D$20)))))","v":0},{"$f":"IF($D$13=\"Geen verontreiniging\",\"\",\"GBq h\")","v":""},null,{"$f":"Scenario!$A11","v":"Bedrust"},0,452.68581520240008,452.68581520240008,0,null,{"$f":"Scenario!$A11","v":"Bedrust"},{"$f":"Scenario!$D11","v":56},{"$f":"Scenario!$F11","v":2.8},{"$f":"IF(Scenario!K11=\"nee\",0,($H$10*$D$29*$D$27+$H$11*$D$36*$D$34+$H$12*$D$43*$D$41)*($R12/168)*(1/($S12*$S12))*$D$25)","v":0},{"$f":"IF(Scenario!L11=\"nee\",0,($H$10*$D$29*$D$27+$H$11*$D$36*$D$34+$H$12*$D$43*$D$41)*($R12/168)*(1/($S12*$S12))*$D$25)","v":65.073126235957929},{"$f":"IF(Scenario!M11=\"nee\",0,($H$10*$D$29*$D$27+$H$11*$D$36*$D$34+$H$12*$D$43*$D$41)*($R12/168)*(1/($S12*$S12))*$D$25)","v":65.073126235957929},{"$f":"IF(Scenario!N11=\"nee\",0,($H$10*$D$29*$D$27+$H$11*$D$36*$D$34+$H$12*$D$43*$D$41)*($R12/168)*(1/($S12*$S12))*$D$25)","v":0},null,{"$f":"Scenario!$A11","v":"Bedrust"},{"$f":"Scenario!$C11","v":56},{"$f":"Scenario!$E11","v":0.8},{"$f":"IF(Scenario!G11=\"nee\",0,($H$15*$D$29*$D$27+$H$16*$D$36*$D$34+$H$17*$D$43*$D$41)*($Z12/168)*(1/($AA12*$AA12))*$D$25)","v":0},{"$f":"IF(Scenario!H11=\"nee\",0,($H$15*$D$29*$D$27+$H$16*$D$36*$D$34+$H$17*$D$43*$D$41)*($Z12/168)*(1/($AA12*$AA12))*$D$25)","v":387.61268896644214},{"$f":"IF(Scenario!I11=\"nee\",0,($H$15*$D$29*$D$27+$H$16*$D$36*$D$34+$H$17*$D$43*$D$41)*($Z12/168)*(1/($AA12*$AA12))*$D$25)","v":387.61268896644214},{"$f":"IF(Scenario!J11=\"nee\",0,($H$15*$D$29*$D$27+$H$16*$D$36*$D$34+$H$17*$D$43*$D$41)*($Z12/168)*(1/($AA12*$AA12))*$D$25)","v":0}]
[null,null,"Verontreiniging #2","Geen verontreiniging",null,null,null,null,null,null,{"$f":"Scenario!$A12","v":"Vrijen"},0,84.62560609692332,84.62560609692332,0,null,{"$f":"Scenario!$A12","v":"Vrijen"},{"$f":"Scenario!$D12","v":1},{"$f":"Scenario!$F12","v":0.4},{"$f":"IF(Scenario!K12=\"nee\",0,($H$10*$D$29*$D$27+$H$11*$D$36*$D$34+$H$12*$D$43*$D$41)*($R13/168)*(1/($S13*$S13))*$D$25)","v":0},{"$f":"IF(Scenario!L12=\"nee\",0,($H$10*$D$29*$D$27+$H$11*$D$36*$D$34+$H$12*$D$43*$D$41)*($R13/168)*(1/($S13*$S13))*$D$25)","v":56.938985456463158},{"$f":"IF(Scenario!M12=\"nee\",0,($H$10*$D$29*$D$27+$H$11*$D$36*$D$34+$H$12*$D$43*$D$41)*($R13/168)*(1/($S13*$S13))*$D$25)","v":56.938985456463158},{"$f":"IF(Scenario!N12=\"nee\",0,($H$10*$D$29*$D$27+$H$11*$D$36*$D$34+$H$12*$D$43*$D$41)*($R13/168)*(1/($S13*$S13))*$D$25)","v":0},null,{"$f":"Scenario!$A12","v":"Vrijen"},{"$f":"Scenario!$C12","v":1},{"$f":"Scenario!$E12","v":0.4},{"$f":"IF(Scenario!G12=\"nee\",0,($H$15*$D$29*$D$27+$H$16*$D$36*$D$34+$H$17*$D$43*$D$41)*($Z13/168)*(1/($AA13*$AA13))*$D$25)","v":0},{"$f":"IF(Scenario!H12=\"nee\",0,($H$15*$D$29*$D$27+$H$16*$D$36*$D$34+$H$17*$D$43*$D$41)*($Z13/168)*(1/($AA13*$AA13))*$D$25)","v":27.686620640460156},{"$f":"IF(Scenario!I12=\"nee\",0,($H$15*$D$29*$D$27+$H$16*$D$36*$D$34+$H$17*$D$43*$D$41)*($Z13/168)*(1/($AA13*$AA13))*$D$25)","v":27.686620640460156},{"$f":"IF(Scenario!J12=\"nee\",0,($H$15*$D$29*$D$27+$H$16*$D$36*$D$34+$H$17*$D$43*$D$41)*($Z13/168)*(1/($AA13*$AA13))*$D$25)","v":0}]
[null,null,{"$f":"IF(D13=\"Geen verontreiniging\",\"\",\"Activiteit verontreiniging #1\")","v":""},null,{"$f":"IF(D13=\"Geen verontreiniging\",\"\",\"GBq\")","v":""},null,"Desintegraties gedurende rekenperiode na leefregels",null,null,null,{"$f":"Scenario!$A13","v":"Eten en drinken"},147.45059665834611,147.45059665834611,147.45059665834611,0,null,{"$f":"Scenario!$A13","v":"Eten en drinken"},{"$f":"Scenario!$D13","v":10.8},{"$f":"Scenario!$F13","v":2.6},{"$f":"IF(Scenario!K13=\"nee\",0,($H$10*$D$29*$D$27+$H$11*$D$36*$D$34+$H$12*$D$43*$D$41)*($R14/168)*(1/($S14*$S14))*$D$25)","v":14.554817584137332},{"$f":"IF(Scenario!L13=\"nee\",0,($H$10*$D$29*$D$27+$H$11*$D$36*$D$34+$H$12*$D$43*$D$41)*($R14/168)*(1/($S14*$S14))*$D$25)","v":14.554817584137332},{"$f":"IF(Scenario!M13=\"nee\",0,($H$10*$D$29*$D$27+$H$11*$D$36*$D$34+$H$12*$D$43*$D$41)*($R14/168)*(1/($S14*$S14))*$D$25)","v":14.554817584137332},{"$f":"IF(Scenario!N13=\"nee\",0,($H$10*$D$29*$D$27+$H$11*$D$36*$D$34+$H$12*$D$43*$D$41)*($R14/168)*(1/($S14*$S14))*$D$25)","v":0},null,{"$f":"Scenario!$A13","v":"Eten en drinken"},{"$f":"Scenario!$C13","v":10.8},{"$f":"Scenario!$E13","v":0.6},{"$f":"IF(Scenario!G13=\"nee\",0,($H$15*$D$29*$D$27+$H$16*$D$36*$D$34+$H$17*$D$43*$D$41)*($Z14/168)*(1/($AA14*$AA14))*$D$25)","v":132.89577907420878},{"$f":"IF(Scenario!H13=\"nee\",0,($H$15*$D$29*$D$27+$H$16*$D$36*$D$34+$H$17*$D$43*$D$41)*($Z14/168)*(1/($AA14*$AA14))*$D$25)","v":132.89577907420878},{"$f":"IF(Scenario!I13=\"nee\",0,($H$15*$D$29*$D$27+$H$16*$D$36*$D$34+$H$17*$D$43*$D$41)*($Z14/168)*(1/($AA14*$AA14))*$D$25)","v":132.89577907420878},{"$f":"IF(Scenario!J13=\"nee\",0,($H$15*$D$29*$D$27+$H$16*$D$36*$D$34+$H$17*$D$43*$D$41)*($Z14/168)*(1/($AA14*$AA14))*$D$25)","v":0}]
[null,null,null,null,null,null,"Therapie",{"$f":"IF($D$45=\"tijd\",IF(AND(OR(ISNUMBER($D$49)=FALSE,$D$20+$D$21<$D$49),$D$20+$D$22>$D$47),$D$24*(-1/($D$48+$D$26))*EXP(-($D$46-$D$48)*$D$47)*(EXP(-($D$48+$D$26)*($D$20+$D$21))-EXP(-($D$48+$D$26)*($D$20+$D$22))),IF(OR(ISNUMBER($D$47)=FALSE,$D$20+$D$21<$D$47),$D$24*(-1/($D$26+$D$46))*(EXP(-($D$26+$D$46)*($D$20+$D$21))-EXP(-($D$26+$D$46)*($D$20+$D$22))),IF(AND(OR(ISNUMBER($D$49)=FALSE,$D$20+$D$21<$D$49),$D$20+$D$22<$D$47),$D$24*(-1/($D$26+$D$46))*(EXP(-($D$26+$D$46)*$D$47)-EXP(-($D$26+$D$46)*($D$20+$D$22)))+$D$24*(-1/($D$26+$D$48))*EXP(-($D$46-$D$48)*$D$47)*(EXP(-($D$26+$D$48)*($D$20+$D$21))-EXP(-($D$26+$D$48)*$D$47)),IF(AND($D$20+$D$22<$D$47,$D$20+$D$21>$D$49),$D$24*(-1/($D$26+$D$46))*(EXP(-($D$26+$D$46)*$D$47)-EXP(-($D$26+$D$46)*($D$20+$D$22)))+$D$24*(-1/($D$26+$D$48))*EXP(-($D$46-$D$48)*$D$47)*(EXP(-($D$26+$D$48)*$D$49)-EXP(-($D$26+$D$48)*$D$47))+$D$24*(-1/($D$26+$D$50))*EXP(-($D$46-$D$48)*$D$47)*EXP(-($D$48-$D$50)*$D$49)*(EXP(-($D$50+$D$26)*($D$20+$D$21))-EXP(-($D$26+$D$48)*$D$49)),IF(AND($D$20+$D$22<$D$49,$D$20+$D$21>$D$49),$D$24*(-1/($D$26+$D$48))*EXP(-($D$46-$D$48)*$D$47)*(EXP(-($D$26+$D$48)*$D$49)-EXP(-($D$26+$D$48)*($D$20+$D$22)))+$D$24*(-1/($D$26+$D$50))*EXP(-($D$46-$D$48)*$D$47)*EXP(-($D$48-$D$50)*$D$49)*(EXP(-($D$50+$D$26)*($D$20+$D$21))-EXP(-($D$26+$D$48)*$D$49)),$D$24*(-1/($D$26+$D$50))*EXP(-($D$46-$D$48)*$D$47)*EXP(-($D$48-$D$50)*$D$49)*(EXP(-($D$50+$D$26)*($D$20+$D$21))-EXP(-($D$26+$D$48)*($D$20+$D$22)))))))),IF($D$51=\"\",IF($D$49=\"\",$D$24*(-1/($D$46+$D$26))*(EXP(-($D$46+$D$26)*($D$20+$D$21))-EXP(-($D$46+$D$26)*($D$20+$D$22))),$D$24*$D$47*(-1/($D$46+$D$26))*((EXP(-($D$46+$D$26)*($D$20+$D$21)))-EXP(-($D$46+$D$26)*($D$20+$D$22)))+$D$24*$D$49*(-1/($D$48+$D$26))*(EXP(-($D$48+$D$26)*($D$20+$D$21))-EXP(-($D$48+$D$26)*($D$20+$D$22)))),$D$24*$D$47*(-1/($D$46+$D$26))*(EXP(-($D$46+$D$26)*($D$20+$D$21))-EXP(-($D$46+$D$26)*($D$20+$D$22)))+$D$24*$D$49*(-1/($D$48+$D$26))*(EXP(-($D$48+$D$26)*($D$20+$D$21))-EXP(-($D$48+$D$26)*($D$20+$D$22)))+$D$24*$D$51*(-1/($D$50+$D$26))*(EXP(-($D$50+$D$26)*($D$20+$D$21))-EXP(-($D$50+$D$26)*($D$20+$D$22)))))","v":11.107706907695061},"GBq h",null,{"$f":"Scenario!$A14","v":"Overige persoonlijke verzorging"},0,0,0,0,null,{"$f":"Scenario!$A14","v":"Overige persoonlijke verzorging"},{"$f":"Scenario!$D14","v":6.7},{"$f":"Scenario!$F14","v":0},{"$f":"IF(Scenario!K14=\"nee\",0,($H$10*$D$29*$D$27+$H$11*$D$36*$D$34+$H$12*$D$43*$D$41)*($R15/168)*(1/($S15*$S15))*$D$25)","v":0},{"$f":"IF(Scenario!L14=\"nee\",0,($H$10*$D$29*$D$27+$H$11*$D$36*$D$34+$H$12*$D$43*$D$41)*($R15/168)*(1/($S15*$S15))*$D$25)","v":0},{"$f":"IF(Scenario!M14=\"nee\",0,($H$10*$D$29*$D$27+$H$11*$D$36*$D$34+$H$12*$D$43*$D$41)*($R15/168)*(1/($S15*$S15))*$D$25)","v":0},{"$f":"IF(Scenario!N14=\"nee\",0,($H$10*$D$29*$D$27+$H$11*$D$36*$D$34+$H$12*$D$43*$D$41)*($R15/168)*(1/($S15*$S15))*$D$25)","v":0},null,{"$f":"Scenario!$A14","v":"Overige persoonlijke verzorging"},{"$f":"Scenario!$C14","v":6.7},{"$f":"Scenario!$E14","v":0},{"$f":"IF(Scenario!G14=\"nee\",0,($H$15*$D$29*$D$27+$H$16*$D$36*$D$34+$H$17*$D$43*$D$41)*($Z15/168)*(1/($AA15*$AA15))*$D$25)","v":0},{"$f":"IF(Scenario!H14=\"nee\",0,($H$15*$D$29*$D$27+$H$16*$D$36*$D$34+$H$17*$D$43*$D$41)*($Z15/168)*(1/($AA15*$AA15))*$D$25)","v":0},{"$f":"IF(Scenario!I14=\"nee\",0,($H$15*$D$29*$D$27+$H$16*$D$36*$D$34+$H$17*$D$43*$D$41)*($Z15/168)*(1/($AA15*$AA15))*$D$25)","v":0},{"$f":"IF(Scenario!J14=\"nee\",0,($H$15*$D$29*$D$27+$H$16*$D$36*$D$34+$H$17*$D$43*$D$41)*($Z15/168)*(1/($AA15*$AA15))*$D$25)","v":0}]
[null,null,null,null,null,null,{"$f":"IF($D$11=\"Geen verontreiniging\",\"\",\"Verontreiniging #1\")","v":""},{"$f":"IF(D11=\"Geen verontreiniging\",0,IF($D$45=\"tijd\",IF(AND(OR(ISNUMBER($D$49)=FALSE,$D$20+$D$21<$D$49),$D$20+$D$22>$D$47),$D$32*(-1/($D$48+$D$33))*EXP(-($D$46-$D$48)*$D$47)*(EXP(-($D$48+$D$33)*($D$20+$D$21))-EXP(-($D$48+$D$33)*($D$20+$D$22))),IF(OR(ISNUMBER($D$47)=FALSE,$D$20+$D$21<$D$47),$D$32*(-1/($D$33+$D$46))*(EXP(-($D$33+$D$46)*($D$20+$D$21))-EXP(-($D$33+$D$46)*($D$20+$D$22))),IF(AND(OR(ISNUMBER($D$49)=FALSE,$D$20+$D$21<$D$49),$D$20+$D$22<$D$47),$D$32*(-1/($D$33+$D$46))*(EXP(-($D$33+$D$46)*$D$47)-EXP(-($D$33+$D$46)*($D$20+$D$22)))+$D$32*(-1/($D$33+$D$48))*EXP(-($D$46-$D$48)*$D$47)*(EXP(-($D$33+$D$48)*($D$20+$D$21))-EXP(-($D$33+$D$48)*$D$47)),IF(AND($D$20+$D$22<$D$47,$D$20+$D$21>$D$49),$D$32*(-1/($D$33+$D$46))*(EXP(-($D$33+$D$46)*$D$47)-EXP(-($D$33+$D$46)*($D$20+$D$22)))+$D$32*(-1/($D$33+$D$48))*EXP(-($D$46-$D$48)*$D$47)*(EXP(-($D$33+$D$48)*$D$49)-EXP(-($D$33+$D$48)*$D$47))+$D$32*(-1/($D$33+$D$50))*EXP(-($D$46-$D$48)*$D$47)*EXP(-($D$48-$D$50)*$D$49)*(EXP(-($D$50+$D$33)*($D$20+$D$21))-EXP(-($D$33+$D$48)*$D$49)),IF(AND($D$20+$D$22<$D$49,$D$20+$D$21>$D$49),$D$32*(-1/($D$33+$D$48))*EXP(-($D$46-$D$48)*$D$47)*(EXP(-($D$33+$D$48)*$D$49)-EXP(-($D$33+$D$48)*($D$20+$D$22)))+$D$32*(-1/($D$33+$D$50))*EXP(-($D$46-$D$48)*$D$47)*EXP(-($D$48-$D$50)*$D$49)*(EXP(-($D$50+$D$33)*($D$20+$D$21))-EXP(-($D$33+$D$48)*$D$49)),$D$32*(-1/($D$33+$D$50))*EXP(-($D$46-$D$48)*$D$47)*EXP(-($D$48-$D$50)*$D$49)*(EXP(-($D$50+$D$33)*($D$20+$D$21))-EXP(-($D$33+$D$48)*($D$20+$D$22)))))))),IF($D$51=\"\",IF($D$49=\"\",$D$32*(-1/($D$46+$D$33))*(EXP(-($D$46+$D$33)*($D$20+$D$21))-EXP(-($D$46+$D$33)*($D$20+$D$22))),$D$32*$D$47*(-1/($D$46+$D$33))*(EXP(-($D$46+$D$33)*($D$20+$D$21))-EXP(-($D$46+$D$33)*($D$20+$D$22)))+$D$32*$D$49*(-1/($D$48+$D$33))*(EXP(-($D$48+$D$33)*($D$20+$D$21))-EXP(-($D$48+$D$33)*($D$20+$D$22)))),$D$32*$D$47*(-1/($D$46+$D$33))*(EXP(-($D$46+$D$33)*($D$20+$D$21))-EXP(-($D$46+$D$33)*($D$20+$D$22)))+$D$32*$D$49*(-1/($D$48+$D$33))*(EXP(-($D$48+$D$33)*($D$20+$D$21))-EXP(-($D$48+$D$33)*($D$20+$D$22)))+$D$32*$D$51*(-1/($D$50+$D$33))*(EXP(-($D$50+$D$33)*($D$20+$D$21))-EXP(-($D$50+$D$33)*($D$20+$D$22))))))","v":0},{"$f":"IF($D$11=\"Geen verontreiniging\",\"\",\"GBq h\")","v":""},null,{"$f":"Scenario!$A15","v":"Sociale contacten"},42.888496326626054,42.888496326626054,42.888496326626054,42.888496326626054,null,{"$f":"Scenario!$A15","v":"Sociale contacten"},{"$f":"Scenario!$D15","v":10.1},{"$f":"Scenario!$F15","v":2},{"$f":"IF(Scenario!K15=\"nee\",0,($H$10*$D$29*$D$27+$H$11*$D$36*$D$34+$H$12*$D$43*$D$41)*($R16/168)*(1/($S16*$S16))*$D$25)","v":23.003350124411121},{"$f":"IF(Scenario!L15=\"nee\",0,($H$10*$D$29*$D$27+$H$11*$D$36*$D$34+$H$12*$D$43*$D$41)*($R16/168)*(1/($S16*$S16))*$D$25)","v":23.003350124411121},{"$f":"IF(Scenario!M15=\"nee\",0,($H$10*$D$29*$D$27+$H$11*$D$36*$D$34+$H$12*$D$43*$D$41)*($R16/168)*(1/($S16*$S16))*$D$25)","v":23.003350124411121},{"$f":"IF(Scenario!N15=\"nee\",0,($H$10*$D$29*$D$27+$H$11*$D$36*$D$34+$H$12*$D$43*$D$41)*($R16/168)*(1/($S16*$S16))*$D$25)","v":23.003350124411121},null,{"$f":"Scenario!$A15","v":"Sociale contacten"},{"$f":"Scenario!$C15","v":10.1},{"$f":"Scenario!$E15","v":1.5},{"$f":"IF(Scenario!G15=\"nee\",0,($H$15*$D$29*$D$27+$H$16*$D$36*$D$34+$H$17*$D$43*$D$41)*($Z16/168)*(1/($AA16*$AA16))*$D$25)","v":19.885146202214937},{"$f":"IF(Scenario!H15=\"nee\",0,($H$15*$D$29*$D$27+$H$16*$D$36*$D$34+$H$17*$D$43*$D$41)*($Z16/168)*(1/($AA16*$AA16))*$D$25)","v":19.885146202214937},{"$f":"IF(Scenario!I15=\"nee\",0,($H$15*$D$29*$D$27+$H$16*$D$36*$D$34+$H$17*$D$43*$D$41)*($Z16/168)*(1/($AA16*$AA16))*$D$25)","v":19.885146202214937},{"$f":"IF(Scenario!J15=\"nee\",0,($H$15*$D$29*$D$27+$H$16*$D$36*$D$34+$H$17*$D$43*$D$41)*($Z16/168)*(1/($AA16*$AA16))*$D$25)","v":19.885146202214937}]
[null,null,"Volledig overzicht gebruikte gegevens",null,null,null,{"$f":"IF($D$13=\"Geen verontreiniging\",\"\",\"Verontreiniging #2\")","v":""},{"$f":"IF(D13=\"Geen verontreiniging\",0,IF($D$45=\"tijd\",IF(AND(OR(ISNUMBER($D$49)=FALSE,$D$20+$D$21<$D$49),$D$20+$D$22>$D$47),$D$39*(-1/($D$48+$D$40))*EXP(-($D$46-$D$48)*$D$47)*(EXP(-($D$48+$D$40)*($D$20+$D$21))-EXP(-($D$48+$D$40)*($D$20+$D$22))),IF(OR(ISNUMBER($D$47)=FALSE,$D$20+$D$21<$D$47),$D$39*(-1/($D$40+$D$46))*(EXP(-($D$40+$D$46)*($D$20+$D$21))-EXP(-($D$40+$D$46)*($D$20+$D$22))),IF(AND(OR(ISNUMBER($D$49)=FALSE,$D$20+$D$21<$D$49),$D$20+$D$22<$D$47),$D$39*(-1/($D$40+$D$46))*(EXP(-($D$40+$D$46)*$D$47)-EXP(-($D$40+$D$46)*($D$20+$D$22)))+$D$39*(-1/($D$40+$D$48))*EXP(-($D$46-$D$48)*$D$47)*(EXP(-($D$40+$D$48)*($D$20+$D$21))-EXP(-($D$40+$D$48)*$D$47)),IF(AND($D$20+$D$22<$D$47,$D$20+$D$21>$D$49),$D$39*(-1/($D$40+$D$46))*(EXP(-($D$40+$D$46)*$D$47)-EXP(-($D$40+$D$46)*($D$20+$D$22)))+$D$39*(-1/($D$40+$D$48))*EXP(-($D$46-$D$48)*$D$47)*(EXP(-($D$40+$D$48)*$D$49)-EXP(-($D$40+$D$48)*$D$47))+$D$39*(-1/($D$40+$D$50))*EXP(-($D$46-$D$48)*$D$47)*EXP(-($D$48-$D$50)*$D$49)*(EXP(-($D$50+$D$40)*($D$20+$D$21))-EXP(-($D$40+$D$48)*$D$49)),IF(AND($D$20+$D$22<$D$49,$D$20+$D$21>$D$49),$D$39*(-1/($D$40+$D$48))*EXP(-($D$46-$D$48)*$D$47)*(EXP(-($D$40+$D$48)*$D$49)-EXP(-($D$40+$D$48)*($D$20+$D$22)))+D44*(-1/($D$40+$D$50))*EXP(-($D$46-$D$48)*$D$47)*EXP(-($D$48-$D$50)*$D$49)*(EXP(-($D$50+$D$40)*($D$20+$D$21))-EXP(-($D$40+$D$48)*$D$49)),$D$39*(-1/($D$40+$D$50))*EXP(-($D$46-$D$48)*$D$47)*EXP(-($D$48-$D$50)*$D$49)*(EXP(-($D$50+$D$40)*($D$20+$D$21))-EXP(-($D$40+$D$48)*($D$20+$D$22)))))))),IF($D$51=\"\",IF($D$49=\"\",$D$39*(-1/($D$46+$D$40))*(EXP(-($D$46+$D$40)*($D$20+$D$21))-EXP(-($D$46+$D$40)*($D$20+$D$22))),$D$39*$D$47*(-1/($D$46+$D$40))*(EXP(-($D$46+$D$40)*($D$20+$D$21))-EXP(-($D$46+$D$40)*($D$20+$D$22)))+$D$39*$D$49*(-1/($D$48+$D$40))*(EXP(-($D$48+$D$40)*($D$20+$D$21))-EXP(-($D$48+$D$40)*($D$20+$D$22)))),$D$39*$D$47*(-1/($D$46+$D$40))*(EXP(-($D$46+$D$40)*($D$20+$D$21))-EXP(-($D$46+$D$40)*($D$20+$D$22)))+$D$39*$D$49*(-1/($D$48+$D$40))*(EXP(-($D$48+$D$40)*($D$20+$D$21))-EXP(-($D$48+$D$40)*($D$20+$D$22)))+$D$39*$D$51*(-1/($D$50+$D$40))*(EXP(-($D$50+$D$40)*($D$20+$D$21))-EXP(-($D$50+$D$40)*($D$20+$D$22))))))","v":0},{"$f":"IF($D$13=\"Geen verontreiniging\",\"\",\"GBq h\")","v":""},null,{"$f":"Scenario!$A16","v":"Lezen"},0,0,0,0,null,{"$f":"Scenario!$A16","v":"Lezen"},{"$f":"Scenario!$D16","v":3.4},{"$f":"Scenario!$F16","v":0},{"$f":"IF(Scenario!K16=\"nee\",0,($H$10*$D$29*$D$27+$H$11*$D$36*$D$34+$H$12*$D$43*$D$41)*($R17/168)*(1/($S17*$S17))*$D$25)","v":0},{"$f":"IF(Scenario!L16=\"nee\",0,($H$10*$D$29*$D$27+$H$11*$D$36*$D$34+$H$12*$D$43*$D$41)*($R17/168)*(1/($S17*$S17))*$D$25)","v":0},{"$f":"IF(Scenario!M16=\"nee\",0,($H$10*$D$29*$D$27+$H$11*$D$36*$D$34+$H$12*$D$43*$D$41)*($R17/168)*(1/($S17*$S17))*$D$25)","v":0},{"$f":"IF(Scenario!N16=\"nee\",0,($H$10*$D$29*$D$27+$H$11*$D$36*$D$34+$H$12*$D$43*$D$41)*($R17/168)*(1/($S17*$S17))*$D$25)","v":0},null,{"$f":"Scenario!$A16","v":"Lezen"},{"$f":"Scenario!$C16","v":3.4},{"$f":"Scenario!$E16","v":0},{"$f":"IF(Scenario!G16=\"nee\",0,($H$15*$D$29*$D$27+$H$16*$D$36*$D$34+$H$17*$D$43*$D$41)*($Z17/168)*(1/($AA17*$AA17))*$D$25)","v":0},{"$f":"IF(Scenario!H16=\"nee\",0,($H$15*$D$29*$D$27+$H$16*$D$36*$D$34+$H$17*$D$43*$D$41)*($Z17/168)*(1/($AA17*$AA17))*$D$25)","v":0},{"$f":"IF(Scenario!I16=\"nee\",0,($H$15*$D$29*$D$27+$H$16*$D$36*$D$34+$H$17*$D$43*$D$41)*($Z17/168)*(1/($AA17*$AA17))*$D$25)","v":0},{"$f":"IF(Scenario!J16=\"nee\",0,($H$15*$D$29*$D$27+$H$16*$D$36*$D$34+$H$17*$D$43*$D$41)*($Z17/168)*(1/($AA17*$AA17))*$D$25)","v":0}]
[null,null,"Therapie",{"$f":"D2","v":"I-131 benigne (0,4 GBq)"},null,null,null,null,null,null,{"$f":"Scenario!$A17","v":"Kijken (media)"},59.874039426279943,59.874039426279943,59.874039426279943,59.874039426279943,null,{"$f":"Scenario!$A17","v":"Kijken (media)"},{"$f":"Scenario!$D17","v":14.1},{"$f":"Scenario!$F17","v":2},{"$f":"IF(Scenario!K17=\"nee\",0,($H$10*$D$29*$D$27+$H$11*$D$36*$D$34+$H$12*$D$43*$D$41)*($R18/168)*(1/($S18*$S18))*$D$25)","v":32.113587797445227},{"$f":"IF(Scenario!L17=\"nee\",0,($H$10*$D$29*$D$27+$H$11*$D$36*$D$34+$H$12*$D$43*$D$41)*($R18/168)*(1/($S18*$S18))*$D$25)","v":32.113587797445227},{"$f":"IF(Scenario!M17=\"nee\",0,($H$10*$D$29*$D$27+$H$11*$D$36*$D$34+$H$12*$D$43*$D$41)*($R18/168)*(1/($S18*$S18))*$D$25)","v":32.113587797445227},{"$f":"IF(Scenario!N17=\"nee\",0,($H$10*$D$29*$D$27+$H$11*$D$36*$D$34+$H$12*$D$43*$D$41)*($R18/168)*(1/($S18*$S18))*$D$25)","v":32.113587797445227},null,{"$f":"Scenario!$A17","v":"Kijken (media)"},{"$f":"Scenario!$C17","v":14.1},{"$f":"Scenario!$E17","v":1.5},{"$f":"IF(Scenario!G17=\"nee\",0,($H$15*$D$29*$D$27+$H$16*$D$36*$D$34+$H$17*$D$43*$D$41)*($Z18/168)*(1/($AA18*$AA18))*$D$25)","v":27.760451628834716},{"$f":"IF(Scenario!H17=\"nee\",0,($H$15*$D$29*$D$27+$H$16*$D$36*$D$34+$H$17*$D$43*$D$41)*($Z18/168)*(1/($AA18*$AA18))*$D$25)","v":27.760451628834716},{"$f":"IF(Scenario!I17=\"nee\",0,($H$15*$D$29*$D$27+$H$16*$D$36*$D$34+$H$17*$D$43*$D$41)*($Z18/168)*(1/($AA18*$AA18))*$D$25)","v":27.760451628834716},{"$f":"IF(Scenario!J17=\"nee\",0,($H$15*$D$29*$D$27+$H$16*$D$36*$D$34+$H$17*$D$43*$D$41)*($Z18/168)*(1/($AA18*$AA18))*$D$25)","v":27.760451628834716}]
[null,null,"Ontslagcriterium",{"$f":"IF(D3=\"Ontslagcriterium\",D4,\"\")","v":""},"µSv h-1 op 1 meter",null,null,null,null,null,{"$f":"Scenario!$A18","v":"Sportbeoefening"},0,0,0,0,null,{"$f":"Scenario!$A18","v":"Sportbeoefening"},{"$f":"Scenario!$D18","v":1.7},{"$f":"Scenario!$F18","v":0},{"$f":"IF(Scenario!K18=\"nee\",0,($H$10*$D$29*$D$27+$H$11*$D$36*$D$34+$H$12*$D$43*$D$41)*($R19/168)*(1/($S19*$S19))*$D$25)","v":0},{"$f":"IF(Scenario!L18=\"nee\",0,($H$10*$D$29*$D$27+$H$11*$D$36*$D$34+$H$12*$D$43*$D$41)*($R19/168)*(1/($S19*$S19))*$D$25)","v":0},{"$f":"IF(Scenario!M18=\"nee\",0,($H$10*$D$29*$D$27+$H$11*$D$36*$D$34+$H$12*$D$43*$D$41)*($R19/168)*(1/($S19*$S19))*$D$25)","v":0},{"$f":"IF(Scenario!N18=\"nee\",0,($H$10*$D$29*$D$27+$H$11*$D$36*$D$34+$H$12*$D$43*$D$41)*($R19/168)*(1/($S19*$S19))*$D$25)","v":0},null,{"$f":"Scenario!$A18","v":"Sportbeoefening"},{"$f":"Scenario!$C18","v":1.7},{"$f":"Scenario!$E18","v":0},{"$f":"IF(Scenario!G18=\"nee\",0,($H$15*$D$29*$D$27+$H$16*$D$36*$D$34+$H$17*$D$43*$D$41)*($Z19/168)*(1/($AA19*$AA19))*$D$25)","v":0},{"$f":"IF(Scenario!H18=\"nee\",0,($H$15*$D$29*$D$27+$H$16*$D$36*$D$34+$H$17*$D$43*$D$41)*($Z19/168)*(1/($AA19*$AA19))*$D$25)","v":0},{"$f":"IF(Scenario!I18=\"nee\",0,($H$15*$D$29*$D$27+$H$16*$D$36*$D$34+$H$17*$D$43*$D$41)*($Z19/168)*(1/($AA19*$AA19))*$D$25)","v":0},{"$f":"IF(Scenario!J18=\"nee\",0,($H$15*$D$29*$D$27+$H$16*$D$36*$D$34+$H$17*$D$43*$D$41)*($Z19/168)*(1/($AA19*$AA19))*$D$25)","v":0}]
[null,null,"Ontslagtijdstip",{"$f":"IF(D3=\"Nee\",0,IF(D5=\"\",0,MAX(0,D5)))","v":0},"uur na toediening",null,null,null,null,null,{"$f":"Scenario!$A19","v":"Sportwedstrijdbezoek"},0,5.4160387902030935,5.4160387902030935,5.4160387902030935,null,{"$f":"Scenario!$A19","v":"Sportwedstrijdbezoek"},{"$f":"Scenario!$D19","v":0.1},{"$f":"Scenario!$F19","v":0.5},{"$f":"IF(Scenario!K19=\"nee\",0,($H$10*$D$29*$D$27+$H$11*$D$36*$D$34+$H$12*$D$43*$D$41)*($R20/168)*(1/($S20*$S20))*$D$25)","v":0},{"$f":"IF(Scenario!L19=\"nee\",0,($H$10*$D$29*$D$27+$H$11*$D$36*$D$34+$H$12*$D$43*$D$41)*($R20/168)*(1/($S20*$S20))*$D$25)","v":3.6440950692136433},{"$f":"IF(Scenario!M19=\"nee\",0,($H$10*$D$29*$D$27+$H$11*$D$36*$D$34+$H$12*$D$43*$D$41)*($R20/168)*(1/($S20*$S20))*$D$25)","v":3.6440950692136433},{"$f":"IF(Scenario!N19=\"nee\",0,($H$10*$D$29*$D$27+$H$11*$D$36*$D$34+$H$12*$D$43*$D$41)*($R20/168)*(1/($S20*$S20))*$D$25)","v":3.6440950692136433},null,{"$f":"Scenario!$A19","v":"Sportwedstrijdbezoek"},{"$f":"Scenario!$C19","v":0.1},{"$f":"Scenario!$E19","v":0.5},{"$f":"IF(Scenario!G19=\"nee\",0,($H$15*$D$29*$D$27+$H$16*$D$36*$D$34+$H$17*$D$43*$D$41)*($Z20/168)*(1/($AA20*$AA20))*$D$25)","v":0},{"$f":"IF(Scenario!H19=\"nee\",0,($H$15*$D$29*$D$27+$H$16*$D$36*$D$34+$H$17*$D$43*$D$41)*($Z20/168)*(1/($AA20*$AA20))*$D$25)","v":1.7719437209894502},{"$f":"IF(Scenario!I19=\"nee\",0,($H$15*$D$29*$D$27+$H$16*$D$36*$D$34+$H$17*$D$43*$D$41)*($Z20/168)*(1/($AA20*$AA20))*$D$25)","v":1.7719437209894502},{"$f":"IF(Scenario!J19=\"nee\",0,($H$15*$D$29*$D$27+$H$16*$D$36*$D$34+$H$17*$D$43*$D$41)*($Z20/168)*(1/($AA20*$AA20))*$D$25)","v":1.7719437209894502}]
[null,null,"Rekenperiode",{"$f":"D6*24","v":504},"uur na ontslag",null,null,null,null,null,{"$f":"Scenario!$A20","v":"Amateurkunstbeoefening"},0,21.664155160812374,21.664155160812374,21.664155160812374,null,{"$f":"Scenario!$A20","v":"Amateurkunstbeoefening"},{"$f":"Scenario!$D20","v":0.4},{"$f":"Scenario!$F20","v":0.5},{"$f":"IF(Scenario!K20=\"nee\",0,($H$10*$D$29*$D$27+$H$11*$D$36*$D$34+$H$12*$D$43*$D$41)*($R21/168)*(1/($S21*$S21))*$D$25)","v":0},{"$f":"IF(Scenario!L20=\"nee\",0,($H$10*$D$29*$D$27+$H$11*$D$36*$D$34+$H$12*$D$43*$D$41)*($R21/168)*(1/($S21*$S21))*$D$25)","v":14.576380276854573},{"$f":"IF(Scenario!M20=\"nee\",0,($H$10*$D$29*$D$27+$H$11*$D$36*$D$34+$H$12*$D$43*$D$41)*($R21/168)*(1/($S21*$S21))*$D$25)","v":14.576380276854573},{"$f":"IF(Scenario!N20=\"nee\",0,($H$10*$D$29*$D$27+$H$11*$D$36*$D$34+$H$12*$D$43*$D$41)*($R21/168)*(1/($S21*$S21))*$D$25)","v":14.576380276854573},null,{"$f":"Scenario!$A20","v":"Amateurkunstbeoefening"},{"$f":"Scenario!$C20","v":0.4},{"$f":"Scenario!$E20","v":0.5},{"$f":"IF(Scenario!G20=\"nee\",0,($H$15*$D$29*$D$27+$H$16*$D$36*$D$34+$H$17*$D$43*$D$41)*($Z21/168)*(1/($AA21*$AA21))*$D$25)","v":0},{"$f":"IF(Scenario!H20=\"nee\",0,($H$15*$D$29*$D$27+$H$16*$D$36*$D$34+$H$17*$D$43*$D$41)*($Z21/168)*(1/($AA21*$AA21))*$D$25)","v":7.0877748839578008},{"$f":"IF(Scenario!I20=\"nee\",0,($H$15*$D$29*$D$27+$H$16*$D$36*$D$34+$H$17*$D$43*$D$41)*($Z21/168)*(1/($AA21*$AA21))*$D$25)","v":7.0877748839578008},{"$f":"IF(Scenario!J20=\"nee\",0,($H$15*$D$29*$D$27+$H$16*$D$36*$D$34+$H$17*$D$43*$D$41)*($Z21/168)*(1/($AA21*$AA21))*$D$25)","v":7.0877748839578008}]
[null,null,"Periode leefregels",{"$f":"IF(ISNUMBER(D7)=FALSE,0,IF(D7>(D21/24),D21,24*D7))","v":168},"uur na ontslag",null,null,null,null,null,{"$f":"Scenario!$A21","v":"Cultuurbezoek"},0,21.664155160812374,21.664155160812374,21.664155160812374,null,{"$f":"Scenario!$A21","v":"Cultuurbezoek"},{"$f":"Scenario!$D21","v":0.4},{"$f":"Scenario!$F21","v":0.5},{"$f":"IF(Scenario!K21=\"nee\",0,($H$10*$D$29*$D$27+$H$11*$D$36*$D$34+$H$12*$D$43*$D$41)*($R22/168)*(1/($S22*$S22))*$D$25)","v":0},{"$f":"IF(Scenario!L21=\"nee\",0,($H$10*$D$29*$D$27+$H$11*$D$36*$D$34+$H$12*$D$43*$D$41)*($R22/168)*(1/($S22*$S22))*$D$25)","v":14.576380276854573},{"$f":"IF(Scenario!M21=\"nee\",0,($H$10*$D$29*$D$27+$H$11*$D$36*$D$34+$H$12*$D$43*$D$41)*($R22/168)*(1/($S22*$S22))*$D$25)","v":14.576380276854573},{"$f":"IF(Scenario!N21=\"nee\",0,($H$10*$D$29*$D$27+$H$11*$D$36*$D$34+$H$12*$D$43*$D$41)*($R22/168)*(1/($S22*$S22))*$D$25)","v":14.576380276854573},null,{"$f":"Scenario!$A21","v":"Cultuurbezoek"},{"$f":"Scenario!$C21","v":0.4},{"$f":"Scenario!$E21","v":0.5},{"$f":"IF(Scenario!G21=\"nee\",0,($H$15*$D$29*$D$27+$H$16*$D$36*$D$34+$H$17*$D$43*$D$41)*($Z22/168)*(1/($AA22*$AA22))*$D$25)","v":0},{"$f":"IF(Scenario!H21=\"nee\",0,($H$15*$D$29*$D$27+$H$16*$D$36*$D$34+$H$17*$D$43*$D$41)*($Z22/168)*(1/($AA22*$AA22))*$D$25)","v":7.0877748839578008},{"$f":"IF(Scenario!I21=\"nee\",0,($H$15*$D$29*$D$27+$H$16*$D$36*$D$34+$H$17*$D$43*$D$41)*($Z22/168)*(1/($AA22*$AA22))*$D$25)","v":7.0877748839578008},{"$f":"IF(Scenario!J21=\"nee\",0,($H$15*$D$29*$D$27+$H$16*$D$36*$D$34+$H$17*$D$43*$D$41)*($Z22/168)*(1/($AA22*$AA22))*$D$25)","v":7.0877748839578008}]
[null,null,"Diameter patiënt",{"$f":"IF(D8=\"\",30,D8)","v":30},"cm",null,null,null,null,null,{"$f":"Scenario!$A22","v":"Vrijwilligerswerk"},4.6710243524048192,4.6710243524048192,4.6710243524048192,4.6710243524048192,null,{"$f":"Scenario!$A22","v":"Vrijwilligerswerk"},{"$f":"Scenario!$D22","v":1.1000000000000001},{"$f":"Scenario!$F22","v":2},{"$f":"IF(Scenario!K22=\"nee\",0,($H$10*$D$29*$D$27+$H$11*$D$36*$D$34+$H$12*$D$43*$D$41)*($R23/168)*(1/($S23*$S23))*$D$25)","v":2.5053153600843796},{"$f":"IF(Scenario!L22=\"nee\",0,($H$10*$D$29*$D$27+$H$11*$D$36*$D$34+$H$12*$D$43*$D$41)*($R23/168)*(1/($S23*$S23))*$D$25)","v":2.5053153600843796},{"$f":"IF(Scenario!M22=\"nee\",0,($H$10*$D$29*$D$27+$H$11*$D$36*$D$34+$H$12*$D$43*$D$41)*($R23/168)*(1/($S23*$S23))*$D$25)","v":2.5053153600843796},{"$f":"IF(Scenario!N22=\"nee\",0,($H$10*$D$29*$D$27+$H$11*$D$36*$D$34+$H$12*$D$43*$D$41)*($R23/168)*(1/($S23*$S23))*$D$25)","v":2.5053153600843796},null,{"$f":"Scenario!$A22","v":"Vrijwilligerswerk"},{"$f":"Scenario!$C22","v":1.1000000000000001},{"$f":"Scenario!$E22","v":1.5},{"$f":"IF(Scenario!G22=\"nee\",0,($H$15*$D$29*$D$27+$H$16*$D$36*$D$34+$H$17*$D$43*$D$41)*($Z23/168)*(1/($AA23*$AA23))*$D$25)","v":2.1657089923204391},{"$f":"IF(Scenario!H22=\"nee\",0,($H$15*$D$29*$D$27+$H$16*$D$36*$D$34+$H$17*$D$43*$D$41)*($Z23/168)*(1/($AA23*$AA23))*$D$25)","v":2.1657089923204391},{"$f":"IF(Scenario!I22=\"nee\",0,($H$15*$D$29*$D$27+$H$16*$D$36*$D$34+$H$17*$D$43*$D$41)*($Z23/168)*(1/($AA23*$AA23))*$D$25)","v":2.1657089923204391},{"$f":"IF(Scenario!J22=\"nee\",0,($H$15*$D$29*$D$27+$H$16*$D$36*$D$34+$H$17*$D$43*$D$41)*($Z23/168)*(1/($AA23*$AA23))*$D$25)","v":2.1657089923204391}]
[null,null,"Toegediende activiteit",{"$f":"IF(D9=\"\",VLOOKUP($D$18,Inputparameters!$C$2:$S$100,2,FALSE),D9)","v":0.4},"GBq",null,null,null,null,null,{"$f":"Scenario!$A23","v":"Bijeenkomstenbezoek"},0,32.496232741218556,32.496232741218556,32.496232741218556,null,{"$f":"Scenario!$A23","v":"Bijeenkomstenbezoek"},{"$f":"Scenario!$D23","v":0.6},{"$f":"Scenario!$F23","v":0.5},{"$f":"IF(Scenario!K23=\"nee\",0,($H$10*$D$29*$D$27+$H$11*$D$36*$D$34+$H$12*$D$43*$D$41)*($R24/168)*(1/($S24*$S24))*$D$25)","v":0},{"$f":"IF(Scenario!L23=\"nee\",0,($H$10*$D$29*$D$27+$H$11*$D$36*$D$34+$H$12*$D$43*$D$41)*($R24/168)*(1/($S24*$S24))*$D$25)","v":21.864570415281857},{"$f":"IF(Scenario!M23=\"nee\",0,($H$10*$D$29*$D$27+$H$11*$D$36*$D$34+$H$12*$D$43*$D$41)*($R24/168)*(1/($S24*$S24))*$D$25)","v":21.864570415281857},{"$f":"IF(Scenario!N23=\"nee\",0,($H$10*$D$29*$D$27+$H$11*$D$36*$D$34+$H$12*$D$43*$D$41)*($R24/168)*(1/($S24*$S24))*$D$25)","v":21.864570415281857},null,{"$f":"Scenario!$A23","v":"Bijeenkomstenbezoek"},{"$f":"Scenario!$C23","v":0.6},{"$f":"Scenario!$E23","v":0.5},{"$f":"IF(Scenario!G23=\"nee\",0,($H$15*$D$29*$D$27+$H$16*$D$36*$D$34+$H$17*$D$43*$D$41)*($Z24/168)*(1/($AA24*$AA24))*$D$25)","v":0},{"$f":"IF(Scenario!H23=\"nee\",0,($H$15*$D$29*$D$27+$H$16*$D$36*$D$34+$H$17*$D$43*$D$41)*($Z24/168)*(1/($AA24*$AA24))*$D$25)","v":10.6316623259367},{"$f":"IF(Scenario!I23=\"nee\",0,($H$15*$D$29*$D$27+$H$16*$D$36*$D$34+$H$17*$D$43*$D$41)*($Z24/168)*(1/($AA24*$AA24))*$D$25)","v":10.6316623259367},{"$f":"IF(Scenario!J23=\"nee\",0,($H$15*$D$29*$D$27+$H$16*$D$36*$D$34+$H$17*$D$43*$D$41)*($Z24/168)*(1/($AA24*$AA24))*$D$25)","v":10.6316623259367}]
[null,null,"Aantal giften",{"$f":"IF(D10=\"\",VLOOKUP($D$18,Inputparameters!$C$2:$S$100,3,FALSE),D10)","v":1},null,null,null,null,null,null,{"$f":"Scenario!$A24","v":"Niet geboekt"},0,0,0,0,null,{"$f":"Scenario!$A24","v":"Niet geboekt"},{"$f":"Scenario!$D24","v":3.5},{"$f":"Scenario!$F24","v":0},{"$f":"IF(Scenario!K24=\"nee\",0,($H$10*$D$29*$D$27+$H$11*$D$36*$D$34+$H$12*$D$43*$D$41)*($R25/168)*(1/($S25*$S25))*$D$25)","v":0},{"$f":"IF(Scenario!L24=\"nee\",0,($H$10*$D$29*$D$27+$H$11*$D$36*$D$34+$H$12*$D$43*$D$41)*($R25/168)*(1/($S25*$S25))*$D$25)","v":0},{"$f":"IF(Scenario!M24=\"nee\",0,($H$10*$D$29*$D$27+$H$11*$D$36*$D$34+$H$12*$D$43*$D$41)*($R25/168)*(1/($S25*$S25))*$D$25)","v":0},{"$f":"IF(Scenario!N24=\"nee\",0,($H$10*$D$29*$D$27+$H$11*$D$36*$D$34+$H$12*$D$43*$D$41)*($R25/168)*(1/($S25*$S25))*$D$25)","v":0},null,{"$f":"Scenario!$A24","v":"Niet geboekt"},{"$f":"Scenario!$C24","v":3.5},{"$f":"Scenario!$E24","v":0},{"$f":"IF(Scenario!G24=\"nee\",0,($H$15*$D$29*$D$27+$H$16*$D$36*$D$34+$H$17*$D$43*$D$41)*($Z25/168)*(1/($AA25*$AA25))*$D$25)","v":0},{"$f":"IF(Scenario!H24=\"nee\",0,($H$15*$D$29*$D$27+$H$16*$D$36*$D$34+$H$17*$D$43*$D$41)*($Z25/168)*(1/($AA25*$AA25))*$D$25)","v":0},{"$f":"IF(Scenario!I24=\"nee\",0,($H$15*$D$29*$D$27+$H$16*$D$36*$D$34+$H$17*$D$43*$D$41)*($Z25/168)*(1/($AA25*$AA25))*$D$25)","v":0},{"$f":"IF(Scenario!J24=\"nee\",0,($H$15*$D$29*$D$27+$H$16*$D$36*$D$34+$H$17*$D$43*$D$41)*($Z25/168)*(1/($AA25*$AA25))*$D$25)","v":0}]
[null,null,"λf",{"$f":"VLOOKUP($D$18,Inputparameters!$C$2:$S$100,4,FALSE)","v":3.6007645743373782E-3},"h-1"]
[null,null,"hp(10)",{"$f":"VLOOKUP($D$18,Inputparameters!$C$2:$S$100,5,FALSE)","v":67},"µSv h-1GBq-1 op 1 meter",null,null,null,null,null,null,"Signaalwaarden (mSv)",null,null,null,null,null,null,null,"Signaalwaarden (mSv)",null,null,null,null,null,null,null,"Signaalwaarden (mSv)"]
[null,null,"hp(0.07)",{"$f":"VLOOKUP($D$18,Inputparameters!$C$2:$S$100,6,FALSE)","v":3.4},"mSv h-1GBq-1 op 10 centimeter",null,null,null,null,null,null,0.1,0.3,1.5,0.1,null,null,null,null,{"$f":"L28","v":0.1},0.3,1.5,0.1,null,null,null,null,{"$f":"L28","v":0.1},0.3,1.5,0.1]
[null,null,"ftli",{"$f":"VLOOKUP($D$18,Inputparameters!$C$2:$T$100,18,FALSE)","v":1},null,null,null,null,null,null,null,1,3,15,0.3,null,null,null,null,1,3,15,0.3,null,null,null,null,1,3,15,0.3]
[null,null,null,null,null,null,null,null,null,null,null,"Blootstelling (mSv)",null,null,null,null,null,null,null,"Blootstelling zonder leefregels (mSv)",null,null,null,null,null,null,null,"Blootstelling met leefregels (mSv)"]
[null,null,"Verontreiniging #1",{"$f":"D11","v":"Geen verontreiniging"},null,null,null,null,null,null,null,"Kind","Verzorger < 60 jaar","Verzorger ≥ 60 jaar","Overigen",null,null,null,null,"Kind","Verzorger < 60 jaar","Verzorger ≥ 60 jaar","Overigen",null,null,null,null,"Kind","Verzorger < 60 jaar","Verzorger ≥ 60 jaar","Overigen"]
[null,null,{"$f":"IF(D31=\"Geen verontreiniging\",\"\",\"Activiteit verontreiniging #1\")","v":""},{"$f":"IF(D12=\"\",VLOOKUP($D$11,Inputparameters!$C$2:$S$100,2,FALSE),D12)","v":0},{"$f":"IF(D31=\"Geen verontreiniging\",\"\",\"GBq\")","v":""},null,null,null,null,null,null,{"$f":"SUM(L4:L25)/1000","v":0.30679657046451969},{"$f":"SUM(M4:M25)/1000","v":0.87343615991602674},0.87343615991602674,{"$f":"MAX(O4:O25)/1000","v":5.9874039426279946E-2},null,null,null,null,{"$f":"SUM(T4:T25)/1000","v":7.2177070866078052E-2},{"$f":"SUM(U4:U25)/1000","v":0.2488506085967038},0.2488506085967038,{"$f":"MAX(W4:W25)/1000","v":3.2113587797445227E-2},null,null,null,null,{"$f":"SUM(AB4:AB25)/1000","v":0.23461949959844167},{"$f":"SUM(AC4:AC25)/1000","v":0.62458555131932292},{"$f":"SUM(AD4:AD25)/1000","v":0.62458555131932292},{"$f":"MAX(AE4:AE25)/1000","v":3.1784240495248264E-2}]
[null,null,"λf",{"$f":"VLOOKUP($D$31,Inputparameters!$C$2:$S$100,4,FALSE)","v":0},"h-1"]
[null,null,"hp(10)",{"$f":"IF($D$31=\"Geen verontreiniging\",0,VLOOKUP($D$31,Inputparameters!$C$2:$S$100,5,FALSE))","v":0},"µSv h-1GBq-1 op 1 meter"]
[null,null,"hp(0.07)",{"$f":"IF($D$31=\"Geen verontreiniging\",0,VLOOKUP($D$31,Inputparameters!$C$2:$S$100,6,FALSE))","v":0},"mSv h-1GBq-1 op 10 centimeter"]
[null,null,"ftli",{"$f":"IF($D$31=\"Geen verontreiniging\",0,VLOOKUP($D$31,Inputparameters!$C$2:$T$100,18,FALSE))","v":0}]
[]
[null,null,"Verontreiniging #2",{"$f":"D13","v":"Geen verontreiniging"}]
[null,null,{"$f":"IF(D38=\"Geen verontreiniging\",\"\",\"Activiteit verontreiniging #2\")","v":""},{"$f":"IF(D14=\"\",VLOOKUP($D$13,Inputparameters!$C$2:$S$100,2,FALSE),D14)","v":0},{"$f":"IF(D38=\"Geen verontreiniging\",\"\",\"GBq\")","v":""}]
[null,null,"λf",{"$f":"VLOOKUP($D$38,Inputparameters!$C$2:$S$100,4,FALSE)","v":0},"h-1"]
[null,null,"hp(10)",{"$f":"IF($D$38=\"Geen verontreiniging\",0,VLOOKUP($D$38,Inputparameters!$C$2:$S$100,5,FALSE))","v":0},"µSv h-1GBq-1 op 1 meter"]
[null,null,"hp(0.07)",{"$f":"IF($D$38=\"Geen verontreiniging\",0,VLOOKUP($D$38,Inputparameters!$C$2:$S$100,6,FALSE))","v":0},"mSv h-1GBq-1 op 10 centimeter"]
[null,null,"ftli",{"$f":"IF($D$38=\"Geen verontreiniging\",0,VLOOKUP($D$38,Inputparameters!$C$2:$T$100,18,FALSE))","v":0}]
[]
[null,null,"Modus",{"$f":"VLOOKUP($D$18,Inputparameters!$C$2:$S$100,17,FALSE)","v":"tijd"}]
[null,null,"λb1",{"$f":"VLOOKUP($D$18,Inputparameters!$C$2:$S$100,9,FALSE)","v":4.2999999999999997E-2},"h-1"]
[null,null,{"$f":"IF(VLOOKUP(D18,Inputparameters!$C$2:$S$100,17,FALSE)=\"tijd\",\"T1\",\"f1\")","v":"T1"},{"$f":"IF(VLOOKUP($D$18,Inputparameters!$C$2:$S$100,17,FALSE)=\"tijd\",VLOOKUP($D$18,Inputparameters!$C$2:$S$100,10,FALSE),VLOOKUP($D$18,Inputparameters!$C$2:$S$100,11,FALSE))","v":17.100000000000001}]
[null,null,{"$f":"IF(VLOOKUP(D18,Inputparameters!$C$2:$S$100,12,FALSE)=\"\",\"\",\"λb2\")","v":"λb2"},{"$f":"IF(VLOOKUP(D18,Inputparameters!$C$2:$S$100,12,FALSE)=\"\",\"\",VLOOKUP(D18,Inputparameters!$C$2:S100,12,FALSE))","v":2.2000000000000001E-3},"h-1"]
[null,null,{"$f":"IF(VLOOKUP(D18,Inputparameters!C2:S100,12,FALSE)=\"\",\"\",IF(VLOOKUP(D18,Inputparameters!$C$2:$S$100,17,FALSE)=\"tijd\",\"T2\",\"f2\"))","v":"T2"},{"$f":"IF(VLOOKUP($D$18,Inputparameters!$C$2:$S$100,17,FALSE)=\"tijd\",IF(VLOOKUP($D$18,Inputparameters!$C$2:$S$100,13,FALSE)=\"\",\"∞\",VLOOKUP($D$18,Inputparameters!$C$2:$S$100,13,FALSE)),IF(VLOOKUP($D$18,Inputparameters!$C$2:$S$100,14,FALSE)=\"\",\"\",VLOOKUP($D$18,Inputparameters!$C$2:$S$100,14,FALSE)))","v":"∞"}]
[null,null,{"$f":"IF(VLOOKUP(D18,Inputparameters!$C$2:$S$100,15,FALSE)=\"\",\"\",\"λb3\")","v":""},{"$f":"IF(VLOOKUP(D18,Inputparameters!$C$2:$S$100,15,FALSE)=\"\",\"\",VLOOKUP(D18,Inputparameters!$C$2:S102,15,FALSE))","v":""}]
[null,null,{"$f":"IF(VLOOKUP(D18,Inputparameters!$C$2:$T$100,15,FALSE)=\"\",\"\",IF(VLOOKUP(D18,Inputparameters!$C$2:$T$100,17,FALSE)=\"tijd\",\"T3\",\"f3\"))","v":""},{"$f":"IF(VLOOKUP($D$18,Inputparameters!$C$2:$S$100,17,FALSE)=\"tijd\",IF(VLOOKUP($D$18,Inputparameters!$C$2:$S$100,13,FALSE)=\"\",\"\",\"∞\"),IF(VLOOKUP($D$18,Inputparameters!$C$2:$S$100,16,FALSE)=\"\",\"\",VLOOKUP($D$18,Inputparameters!$C$2:$S$100,16,FALSE)))","v":""}]

{"sheet":"Besmetting & ingestie","index":2,"n_rows":44,"n_cols":12,"rows_kept":44,"cut":false,"hidden":false,"merged":[]}
[]
[null,null,"Therapie","Sm-153 EDTMP",null,null,"Activiteit op Taanmaak",null,null,null,"Activiteit op Taanmaak + Tmictie"]
[null,null,"Toegediende activiteit",null,"GBq",null,"Therapie",{"$f":"IF($D38=\"tijd\",IF(OR(ISNUMBER($D40)=FALSE,$D20<$D40),$D16*EXP(-($D22+$D39)*$D20),IF(OR(ISNUMBER($D42)=FALSE,$D20<$D42),$D16*EXP(-($D39-$D41)*$D40)*EXP(-($D22+$D41)*$D20),$D16*EXP(-($D39-$D41)*$D40)*EXP(-($D41-$D43)*$D42)*EXP(-($D22+$D43)*$D20))),$D16*($D40*EXP(-($D22+$D39)*$D20)+$D42*EXP(-($D22+$D41)*$D20)+$D44*EXP(-($D22+$D43)*$D20)))","v":3.0758764521428303},"GBq",null,{"$f":"IF($D38=\"tijd\",IF(OR(ISNUMBER($D40)=FALSE,$D20+$D19<$D40),$D16*EXP(-($D22+$D39)*($D20+$D19)),IF(OR(ISNUMBER($D42)=FALSE,$D20+$D19<$D42),$D16*EXP(-($D39-$D41)*$D40)*EXP(-($D22+$D41)*($D20+$D19)),$D16*EXP(-($D39-$D41)*$D40)*EXP(-($D41-$D43)*$D42)*EXP(-($D22+$D43)*($D20+$D19)))),$D16*($D40*EXP(-($D22+$D39)*($D20+$D19))+$D42*EXP(-($D22+$D41)*($D20+$D19))+$D44*EXP(-($D22+$D43)*($D20+$D19))))","v":2.0416978604392151},"GBq"]
[null,null,"Verontreiniging #1","Geen verontreiniging",null,null,{"$f":"IF($D$4=\"Geen verontreiniging\",\"\",\"Verontreiniging #1\")","v":""},{"$f":"IF($D4=\"Geen verontreiniging\",0,IF($D38=\"tijd\",IF(OR(ISNUMBER($D40)=FALSE,$D20<$D40),$D27*EXP(-($D28+$D39)*$D20),IF(OR(ISNUMBER($D42)=FALSE,$D20<$D42),$D27*EXP(-($D39-$D41)*$D40)*EXP(-($D28+$D41)*$D20),$D27*EXP(-($D39-$D41)*$D40)*EXP(-($D41-$D43)*$D42)*EXP(-($D28+$D43)*$D20))),$D27*($D40*EXP(-($D28+$D39)*$D20)+$D42*EXP(-($D28+$D41)*$D20)+$D44*EXP(-($D28+$D43)*$D20))))","v":0},{"$f":"IF($D$4=\"Geen verontreiniging\",\"\",\"GBq\")","v":""},null,{"$f":"IF($D4=\"Geen verontreiniging\",0,IF($D38=\"tijd\",IF(OR(ISNUMBER($D40)=FALSE,$D20+$D19<$D40),$D27*EXP(-($D28+$D39)*($D20+$D19)),IF(OR(ISNUMBER($D42)=FALSE,$D20+$D19<$D42),$D27*EXP(-($D39-$D41)*$D40)*EXP(-($D28+$D41)*($D20+$D19)),$D27*EXP(-($D39-$D41)*$D40)*EXP(-($D41-$D43)*$D42)*EXP(-($D28+$D43)*($D20+$D19)))),$D27*($D40*EXP(-($D28+$D39)*($D20+$D19))+$D42*EXP(-($D28+$D41)*($D20+$D19))+$D44*EXP(-($D28+$D43)*($D20+$D19)))))","v":0},{"$f":"IF($D$4=\"Geen verontreiniging\",\"\",\"GBq\")","v":""}]
[null,null,{"$f":"IF(D4=\"Geen verontreiniging\",\"\",\"Activiteit verontreiniging #1\")","v":""},null,{"$f":"IF(D4=\"Geen verontreiniging\",\"\",\"GBq\")","v":""},null,{"$f":"IF($D$6=\"Geen verontreiniging\",\"\",\"Verontreiniging #2\")","v":""},{"$f":"IF($D6=\"Geen verontreiniging\",0,IF($D38=\"tijd\",IF(OR(ISNUMBER($D40)=FALSE,$D20<$D40),$D33*EXP(-($D34+$D39)*$D20),IF(OR(ISNUMBER($D42)=FALSE,$D20<$D42),$D33*EXP(-($D39-$D41)*$D40)*EXP(-($D34+$D41)*$D20),$D33*EXP(-($D39-$D41)*$D40)*EXP(-($D41-$D43)*$D42)*EXP(-($D34+$D43)*$D20))),$D33*($D40*EXP(-($D34+$D39)*$D20)+$D42*EXP(-($D34+$D41)*$D20)+$D44*EXP(-($D34+$D43)*$D20))))","v":0},{"$f":"IF($D$6=\"Geen verontreiniging\",\"\",\"GBq\")","v":""},null,{"$f":"IF($D6=\"Geen verontreiniging\",0,IF($D38=\"tijd\",IF(OR(ISNUMBER($D40)=FALSE,$D20+$D19<$D40),$D33*EXP(-($D34+$D39)*($D20+$D19)),IF(OR(ISNUMBER($D42)=FALSE,$D20+$D19<$D42),$D33*EXP(-($D39-$D41)*$D40)*EXP(-($D34+$D41)*($D20+$D19)),$D33*EXP(-($D39-$D41)*$D40)*EXP(-($D41-$D43)*$D42)*EXP(-($D34+$D43)*($D20+$D19)))),$D33*($D40*EXP(-($D34+$D39)*($D20+$D19))+$D42*EXP(-($D34+$D41)*($D20+$D19))+$D44*EXP(-($D34+$D43)*($D20+$D19)))))","v":0},{"$f":"IF($D$6=\"Geen verontreiniging\",\"\",\"GBq\")","v":""}]
[null,null,"Verontreiniging #2","Geen verontreiniging"]
[null,null,{"$f":"IF(D6=\"Geen verontreiniging\",\"\",\"Activiteit verontreiniging #1\")","v":""},null,{"$f":"IF(D6=\"Geen verontreiniging\",\"\",\"GBq\")","v":""},null,"ΔA gedurende Tmictie (gecorrigeerd voor fysisch verval)"]
[null,null,null,null,null,null,"Therapie",{"$f":"$H$3*EXP(-$D$22*$D$11)-$K$3","v":1.0341785917036153},"GBq"]
[null,null,"Vdruppel",null,"ml",null,{"$f":"IF($D$4=\"Geen verontreiniging\",\"\",\"Verontreiniging #1\")","v":""},{"$f":"$H$4*EXP(-$D$28*$D$11)-$K$4","v":0},{"$f":"IF($D$4=\"Geen verontreiniging\",\"\",\"GBq\")","v":""}]
[null,null,"vU",null,"ml/uur",null,{"$f":"IF($D$6=\"Geen verontreiniging\",\"\",\"Verontreiniging #2\")","v":""},{"$f":"$H$5*EXP(-$D$34*$D$11)-$K$5","v":0},{"$f":"IF($D$6=\"Geen verontreiniging\",\"\",\"GBq\")","v":""}]
[null,null,"Tmictie",null,"uur"]
[null,null,"Taanmaak",1,"uur",null,"Activiteit in druppel"]
[null,null,null,null,null,null,"Therapie",{"$f":"$H$8*($D$17/($D$18*$D$19))","v":2.0683571834072305E-4},"GBq"]
[null,null,"Volledig overzicht gebruikte gegevens",null,null,null,{"$f":"IF($D$4=\"Geen verontreiniging\",\"\",\"Verontreiniging #1\")","v":""},{"$f":"$H$9*($D$17/($D$18*$D$19))","v":0},{"$f":"IF(D26=\"Geen verontreiniging\",\"\",\"GBq\")","v":""}]
[null,null,"Therapie",{"$f":"D2","v":"Sm-153 EDTMP"},null,null,{"$f":"IF($D$6=\"Geen verontreiniging\",\"\",\"Verontreiniging #2\")","v":""},{"$f":"$H$10*($D$17/($D$18*$D$19))","v":0},{"$f":"IF(D32=\"Geen verontreiniging\",\"\",\"GBq\")","v":""}]
[null,null,"Toegediende activiteit",{"$f":"IF(D3=\"\",VLOOKUP($D$15,Inputparameters!$C$2:$S$100,2,FALSE),D3)","v":3.7},"GBq"]
[null,null,"Vdruppel",{"$f":"IF(OR(D9=\"\",ISNUMBER(D9)=FALSE),0.05,D9)","v":0.05},"ml",null,"Huiddosistempo bij besmetting",{"$f":"1000000*(H13*D23+H14*D29+H15*D35)","v":320.59536342812072},"mSv h-1"]
[null,null,"vU",{"$f":"IF(OR(D10=\"\",ISNUMBER(D10)=FALSE),1000/24,D10)","v":41.666666666666664},"ml/uur",null,"Huiddosistempo bij besmetting 10% druppel",{"$f":"0.1*H17","v":32.059536342812073},"mSv h-1"]
[null,null,"Tmictie",{"$f":"IF(OR(D11=\"\",ISNUMBER(D11)=FALSE),6,D11)","v":6},"uur",null,"Volgdosis bij ingestie 10% druppel",{"$f":"1000000000*($H$13*$D$24+$H$14*$D$30+$H$15*$D$36)*1000000*0.1","v":15.305843157213509},"µSv"]
[null,null,"Taanmaak",{"$f":"IF(OR(D12=\"\",ISNUMBER(D12)=FALSE),0,D12)","v":1},"uur"]
[]
[null,null,"λf",{"$f":"VLOOKUP($D$15,Inputparameters!$C$2:$S$100,4,FALSE)","v":1.490639097978377E-2}]
[null,null,"hhuidbesmetting(0.07)",{"$f":"VLOOKUP($D$15,Inputparameters!$C$2:$S$100,7,FALSE)","v":1.55},"mSv h-1kBq-1 op 1 cm²"]
[null,null,"DCC",{"$f":"VLOOKUP($D$15,Inputparameters!$C$2:$S$100,8,FALSE)","v":7.4000000000000003E-10},"Sv Bq-1"]
[]
[null,null,"Verontreiniging #1",{"$f":"D4","v":"Geen verontreiniging"}]
[null,null,{"$f":"IF(D26=\"Geen verontreiniging\",\"\",\"Activiteit verontreiniging #1\")","v":""},{"$f":"IF(D26=\"Geen verontreiniging\",\"\",IF(D5=\"\",VLOOKUP($D$26,Inputparameters!$C$2:$S$100,2,FALSE),D5))","v":""},{"$f":"IF(D26=\"Geen verontreiniging\",\"\",\"GBq\")","v":""}]
[null,null,"λf",{"$f":"IF(D26=\"Geen verontreiniging\",0,VLOOKUP($D$26,Inputparameters!$C$2:$S$100,4,FALSE))","v":0},"h-1"]
[null,null,"hhuidbesmetting(0.07)",{"$f":"IF($D$26=\"Geen verontreiniging\",0,VLOOKUP($D$26,Inputparameters!$C$2:$S$100,7,FALSE))","v":0},"mSv h-1kBq-1 op 1 cm²"]
[null,null,{"$f":"IF(D26=\"Geen verontreiniging\",\"\",\"DCC\")","v":""},{"$f":"IF($D$26=\"Geen verontreiniging\",0,VLOOKUP($D$26,Inputparameters!$C$2:$S$100,8,FALSE))","v":0},"Sv Bq-1"]
[]
[null,null,"Verontreiniging #2",{"$f":"D6","v":"Geen verontreiniging"}]
[null,null,{"$f":"IF(D32=\"Geen verontreiniging\",\"\",\"Activiteit verontreiniging #2\")","v":""},{"$f":"IF(D32=\"Geen verontreiniging\",\"\",IF(D7=\"\",VLOOKUP($D$32,Inputparameters!$C$2:$S$100,2,FALSE),D7))","v":""},{"$f":"IF(D32=\"Geen verontreiniging\",\"\",\"GBq\")","v":""}]
[null,null,"λf",{"$f":"IF(D32=\"Geen verontreiniging\",0,VLOOKUP($D$32,Inputparameters!$C$2:$S$100,4,FALSE))","v":0},"h-1"]
[null,null,"hhuidbesmetting(0.07)",{"$f":"IF($D$32=\"Geen verontreiniging\",0,VLOOKUP($D$32,Inputparameters!$C$2:$S$100,7,FALSE))","v":0},"mSv h-1kBq-1 op 1 cm²"]
[null,null,{"$f":"IF(D32=\"Geen verontreiniging\",\"\",\"DCC\")","v":""},{"$f":"IF($D$32=\"Geen verontreiniging\",0,VLOOKUP($D$32,Inputparameters!$C$2:$S$100,8,FALSE))","v":0},"Sv Bq-1"]
[]
[null,null,"Modus",{"$f":"VLOOKUP($D$15,Inputparameters!$C$2:$S$100,17,FALSE)","v":"fractie"}]
[null,null,"λb1",{"$f":"VLOOKUP($D$15,Inputparameters!$C$2:$S$100,9,FALSE)","v":0.49510512897138953}]
[null,null,{"$f":"IF(VLOOKUP(D15,Inputparameters!$C$2:$S$100,17,FALSE)=\"tijd\",\"T1\",\"f1\")","v":"f1"},{"$f":"IF(VLOOKUP($D$15,Inputparameters!$C$2:$S$100,17,FALSE)=\"tijd\",VLOOKUP($D$15,Inputparameters!$C$2:$S$100,10,FALSE),VLOOKUP($D$15,Inputparameters!$C$2:$S$100,11,FALSE))","v":0.4}]
[null,null,{"$f":"IF(VLOOKUP(D15,Inputparameters!$C$2:$S$100,12,FALSE)=\"\",\"\",\"λb2\")","v":"λb2"},{"$f":"IF(VLOOKUP(D15,Inputparameters!$C$2:$S$100,12,FALSE)=\"\",\"\",VLOOKUP(D15,Inputparameters!$C$2:S100,12,FALSE))","v":0}]
[null,null,{"$f":"IF(VLOOKUP(D15,Inputparameters!C2:S100,12,FALSE)=\"\",\"\",IF(VLOOKUP(D15,Inputparameters!$C$2:$S$100,17,FALSE)=\"tijd\",\"T2\",\"f2\"))","v":"f2"},{"$f":"IF(VLOOKUP($D$15,Inputparameters!$C$2:$S$100,17,FALSE)=\"tijd\",IF(VLOOKUP($D$15,Inputparameters!$C$2:$S$100,13,FALSE)=\"\",\"∞\",VLOOKUP($D$15,Inputparameters!$C$2:$S$100,13,FALSE)),IF(VLOOKUP($D$15,Inputparameters!$C$2:$S$100,14,FALSE)=\"\",\"\",VLOOKUP($D$15,Inputparameters!$C$2:$S$100,14,FALSE)))","v":0.6}]
[null,null,{"$f":"IF(VLOOKUP(D15,Inputparameters!$C$2:$S$100,15,FALSE)=\"\",\"\",\"λb3\")","v":""},{"$f":"IF(VLOOKUP(D15,Inputparameters!$C$2:$S$100,15,FALSE)=\"\",0,VLOOKUP(D15,Inputparameters!$C$2:S95,15,FALSE))","v":0}]
[null,null,{"$f":"IF(VLOOKUP(D15,Inputparameters!$C$2:$T$100,15,FALSE)=\"\",\"\",IF(VLOOKUP(D15,Inputparameters!$C$2:$T$100,17,FALSE)=\"tijd\",\"T3\",\"f3\"))","v":""},{"$f":"IF(VLOOKUP($D$15,Inputparameters!$C$2:$S$100,17,FALSE)=\"tijd\",IF(VLOOKUP($D$15,Inputparameters!$C$2:$S$100,13,FALSE)=\"\",0,\"∞\"),IF(VLOOKUP($D$15,Inputparameters!$C$2:$S$100,16,FALSE)=\"\",0,VLOOKUP($D$15,Inputparameters!$C$2:$S$100,16,FALSE)))","v":0}]

{"sheet":"Scenario","index":3,"n_rows":24,"n_cols":14,"rows_kept":24,"cut":false,"hidden":false,"merged":[[0,10,0,13],[0,0,1,0],[0,1,1,1],[0,2,1,2],[0,3,1,3],[0,4,1,4],[0,5,1,5]]}
["Handeling","KarakteristiekeHandeling","Duur","Duur met leefregels","Afstand","Afstand met leefregels","Blootstelling zonder leefregels",null,null,null,"Blootstelling met leefregels"]
[null,null,null,null,null,null,"Kind","Partner <60 jr","Partner >60 jr","Derde","Kind","Partner <60 jr","Partner >60 jr","Derde"]
["Betaald werk","Werken",28.7,0,2,2,"nee","nee","nee","ja","nee","nee","nee","ja"]
["Scholing","Scholing",0.9,0.9,1,1,"nee","nee","nee","ja","nee","nee","nee","ja"]
["Zorg voor het huishouden","Geen",21,21,0,0,"nee","nee","nee","nee","nee","nee","nee","nee"]
["Kinderen naar bed brengen","Voor kinderen zorgen",1.8,0,0.8,0.8,"ja","nee","nee","nee","ja","nee","nee","nee"]
["Kinderen fysieke verzorging","Voor kinderen zorgen",2.6,0,0.8,0.8,"ja","nee","nee","nee","ja","nee","nee","nee"]
["Kinderen hulp met school","Voor kinderen zorgen",0.2,0,0.8,0.8,"ja","nee","nee","nee","ja","nee","nee","nee"]
["Kinderen spelen, voorlezen","Voor kinderen zorgen",2.2000000000000002,0,0.8,0.8,"ja","nee","nee","nee","ja","nee","nee","nee"]
["Kind vergezellen","Voor kinderen zorgen",0.7,0,0.8,0.8,"ja","nee","nee","nee","ja","nee","nee","nee"]
["Bedrust","Slapen",56,56,0.8,2.8,"nee","ja","ja","nee","nee","ja","ja","nee"]
["Vrijen","Vrijen",1,1,0.4,0.4,"nee","ja","ja","nee","nee","ja","ja","nee"]
["Eten en drinken","Samen tafelen",10.8,10.8,0.6,2.6,"ja","ja","ja","nee","ja","ja","ja","nee"]
["Overige persoonlijke verzorging","Geen",6.7,6.7,0,0,"nee","nee","nee","nee","nee","nee","nee","nee"]
["Sociale contacten","Sociale contacten",10.1,10.1,1.5,2,"ja","ja","ja","ja","ja","ja","ja","ja"]
["Lezen","Geen",3.4,3.4,0,0,"nee","nee","nee","nee","nee","nee","nee","nee"]
["Kijken (media)","Sociale contacten",14.1,14.1,1.5,2,"ja","ja","ja","ja","ja","ja","ja","ja"]
["Sportbeoefening","Geen",1.7,1.7,0,0,"nee","nee","nee","nee","nee","nee","nee","nee"]
["Sportwedstrijdbezoek","Uitgaan",0.1,0.1,0.5,0.5,"nee","ja","ja","ja","nee","ja","ja","ja"]
["Amateurkunstbeoefening","Uitgaan",0.4,0.4,0.5,0.5,"nee","ja","ja","ja","nee","ja","ja","ja"]
["Cultuurbezoek","Uitgaan",0.4,0.4,0.5,0.5,"nee","ja","ja","ja","nee","ja","ja","ja"]
["Vrijwilligerswerk","Sociale contacten",1.1000000000000001,1.1000000000000001,1.5,2,"ja","ja","ja","ja","ja","ja","ja","ja"]
["Bijeenkomstenbezoek","Uitgaan",0.6,0.6,0.5,0.5,"nee","ja","ja","ja","nee","ja","ja","ja"]
["Niet geboekt","Geen",3.5,3.5,0,0,"nee","nee","nee","nee","nee","nee","nee","nee"]

{"sheet":"Inputparameters","index":4,"n_rows":19,"n_cols":20,"rows_kept":19,"cut":false,"hidden":false,"merged":[]}
[null,null,"Therapie","A0 (GBq)","Aantal giften","λf (h-1)","hfoton(10) \n(µSv h-1GBq-1 op 1m) \n[Otto, 2016]","hfoton(0.07)\n(mSv h-1GBq-1  op 10cm)\n[Otto, 2016]","hhuidbesmetting(0.07) \n(mSv h-1kBq-1 cm2) \n[Petoussi, 1993]","DCC (Sv Bq-1) [ICRP 119, 2012]","λb,1 (h-1)","T1 (h)","f1","λb,2 (h-1)","T2 (h)","f2","λb,3 (h-1)","f3","mode","ftli"]
[null,null,"I-131 benigne (0,4 GBq)",0.4,1,{"$f":"LN(2)/192.5","v":3.6007645743373782E-3},67,3.4,1.39,2.1999999999999998E-8,4.2999999999999997E-2,17.100000000000001,null,2.2000000000000001E-3,null,null,null,null,"tijd",1]
[null,null,"I-131 benigne (1,0 GBq)",1,1,{"$f":"LN(2)/192.5","v":3.6007645743373782E-3},67,3.4,1.39,2.1999999999999998E-8,4.2999999999999997E-2,17.100000000000001,null,2.2000000000000001E-3,null,null,null,null,"tijd",1]
[null,null,"I-131 maligne",7.4,1,{"$f":"LN(2)/192.5","v":3.6007645743373782E-3},67,3.4,1.39,2.1999999999999998E-8,3.3000000000000002E-2,120,null,0,null,null,null,null,"tijd",{"$f":"F_tli!Q30","v":0.86283207229620873}]
[null,null,"Ra-223 dichloride",3.7499999999999999E-3,6,{"$f":"LN(2)/274.3","v":2.5269674829017327E-3},59,6.7,3.76,9.9999999999999995E-8,0,null,1,0,null,0,null,null,"fractie",{"$f":"F_tli!Q727","v":0.95846657958832937}]
[null,null,"Lu-177 PSMA",7.4,5,{"$f":"LN(2)/159.5","v":4.3457503483382148E-3},7,0.6,1.3,5.3000000000000003E-10,{"$f":"LN(2)/1.71","v":0.40534922839762882},null,0.73,{"$f":"LN(2)/55.2","v":1.2557014140578719E-2},null,0.27,null,null,"fractie",{"$f":"F_tli!Q427","v":1.0900683034286596}]
[null,null,"Lu-177m PSMA",3.7000000000000002E-3,5,{"$f":"LN(2)/3849.6","v":1.8005693593099161E-4},184,14.1,2.58,1.6999999999999999E-9,{"$f":"LN(2)/1.71","v":0.40534922839762882},null,0.73,{"$f":"LN(2)/55.2","v":1.2557014140578719E-2},null,0.27,null,null,"fractie",{"$f":"F_tli!Q477","v":0.99365734618278556}]
[null,null,"Y-90 microsferen",4,1,{"$f":"LN(2)/64.1","v":1.0813528557877462E-2},1,0,1.61,2.7000000000000002E-9,0,null,1,0,null,0,null,null,"fractie",{"$f":"F_tli!Q4","v":0.81243225705131428}]
[null,null,"Y-90 ibritumomab",1.2,1,{"$f":"LN(2)/64.1","v":1.0813528557877462E-2},1,0,1.61,2.7000000000000002E-9,0,null,1,0,null,0,null,null,"fractie",{"$f":"F_tli!Q4","v":0.81243225705131428}]
[null,null,"Y-90 radiosynoviorthese",0.22,1,{"$f":"LN(2)/64.1","v":1.0813528557877462E-2},1,0,1.61,2.7000000000000002E-9,0,null,1,0,null,0,null,null,"fractie",{"$f":"F_tli!Q4","v":0.81243225705131428}]
[null,null,"Re-186 sulfide",0.222,1,{"$f":"LN(2)/89.2","v":7.7707083022415385E-3},4,0.7,1.64,1.5E-9,0,null,1,0,null,0,null,null,"fractie",{"$f":"F_tli!Q498","v":1.1227562394284381}]
[null,null,"Re-186 HEDP",2,1,{"$f":"LN(2)/89.2","v":7.7707083022415385E-3},4,0.7,1.64,1.5E-9,{"$f":"LN(2)/3.9","v":0.17773004629742187},null,0.54300000000000004,{"$f":"LN(2)/139.7","v":4.9616834685751281E-3},null,0.45700000000000002,null,null,"fractie",{"$f":"F_tli!Q498","v":1.1227562394284381}]
[null,null,"Re-188 HEDP",2,1,{"$f":"LN(2)/17","v":4.0773363562349722E-2},10,0.9,1.78,1.3999999999999999E-9,{"$f":"LN(2)/3.9","v":0.17773004629742187},null,0.54300000000000004,{"$f":"LN(2)/139.7","v":4.9616834685751281E-3},null,0.45700000000000002,null,null,"fractie",{"$f":"F_tli!Q557","v":0.97006175374593806}]
[null,null,"Sm-153 EDTMP",3.7,1,{"$f":"LN(2)/46.5","v":1.490639097978377E-2},19,1.7,1.55,7.4000000000000003E-10,{"$f":"LN(2)/1.4","v":0.49510512897138953},null,0.4,0,null,0.6,null,null,"fractie",{"$f":"F_tli!Q98","v":0.78103539322473181}]
[null,null,"Eu-154 EDTMP",{"$f":"0.0001*D14","v":3.7000000000000005E-4},1,{"$f":"LN(2)/75326","v":9.2019645349540044E-6},193,5.3,1.83,2.0000000000000001E-9,{"$f":"LN(2)/1.4","v":0.49510512897138953},null,0.4,0,null,0.6,null,null,"fractie",{"$f":"F_tli!Q409","v":0.78528391703715106}]
[null,null,"Eu-152 EDTMP",{"$f":"0.0001*D14","v":3.7000000000000005E-4},1,{"$f":"LN(2)/118665","v":5.8412099655327631E-6},189,4.2,0.84899999999999998,1.3999999999999999E-9,{"$f":"LN(2)/1.4","v":0.49510512897138953},null,0.4,0,null,0.6,null,null,"fractie",{"$f":"F_tli!Q239","v":0.77232009129535695}]
[null,null,"Sr-89",0.14799999999999999,1,{"$f":"LN(2)/1212.7","v":5.7157349761684283E-4},0,0,1.59,2.6000000000000001E-9,0,null,1,0,null,0,null,null,"fractie",1]
[null,null,"Er-169 citraat colloid",3.3000000000000002E-2,1,{"$f":"LN(2)/225.6","v":3.0724609067373462E-3},0,0,0.98099999999999998,3.7000000000000001E-10,0,null,1,0,null,0,null,null,"fractie",{"$f":"F_tli!Q414","v":0.38894514074297049}]
[null,null,"Geen verontreiniging",0,0,0,0,0,0,0,0,null,1,0,null,0,null,null,"fractie",1]

{"sheet":"F_tli","index":5,"n_rows":816,"n_cols":17,"rows_kept":816,"cut":false,"hidden":false,"merged":[[410,0,413,0],[99,0,238,0],[31,0,97,0],[5,0,29,0],[1,0,3,0],[240,0,408,0],[415,0,426,0],[728,0,815,0],[718,0,725,0],[712,0,717,0],[685,0,711,0],[679,0,684,0],[645,0,678,0],[558,0,644,0],[499,0,556,0],[478,0,497,0],[428,0,476,0]]}
["Radionuclide","Type","E (Mev)","E(J)","yield\n(photons/disint.)","E/Φ \n(pSv cm2)","yE/Φ","μ","b","c","a","d","ξ","K(μr)","B","(yE/Φ)*exp(-µr)*B","ftli"]
["90Y","g",0.51100000000000001,{"$f":"C2*1000000*1.6E-19","v":8.1759999999999997E-14},6.3800000000000006E-5,{"$f":"_xlfn.IFNA(INDEX('hp (pSv cm2)'!$B$2:$B$52,MATCH($C2,'hp (pSv cm2)'!$A$2:$A$52,1))+($C2-INDEX('hp (pSv cm2)'!$A$2:$A$52,MATCH($C2,'hp (pSv cm2)'!$A$2:$A$52,1)))*(INDEX('hp (pSv cm2)'!$B$2:$B$52,MATCH($C2,'hp (pSv cm2)'!$A$2:$A$52,1)+1)-INDEX('hp (pSv cm2)'!$B$2:$B$52,MATCH($C2,'hp (pSv cm2)'!$A$2:$A$52,1)))/(INDEX('hp (pSv cm2)'!$A$2:$A$52,MATCH($C2,'hp (pSv cm2)'!$A$2:$A$52,1)+1)-INDEX('hp (pSv cm2)'!$A$2:$A$52,MATCH($C2,'hp (pSv cm2)'!$A$2:$A$52,1))),$C2*'hp (pSv cm2)'!$B$2/'hp (pSv cm2)'!$A$2)","v":2.5184000000000002},{"$f":"F2*E2","v":1.6067392000000002E-4},{"$f":"_xlfn.IFNA(0.997*(INDEX('Mass attenuation coefficients'!$B$2:$B$37,MATCH($C2,'Mass attenuation coefficients'!$A$2:$A$37,1))+($C2-INDEX('Mass attenuation coefficients'!$A$2:$A$37,MATCH($C2,'Mass attenuation coefficients'!$A$2:$A$37,1)))*(INDEX('Mass attenuation coefficients'!$B$2:$B$37,MATCH($C2,'Mass attenuation coefficients'!$A$2:$A$37,1)+1)-INDEX('Mass attenuation coefficients'!$B$2:$B$37,MATCH($C2,'Mass attenuation coefficients'!$A$2:$A$37,1)))/(INDEX('Mass attenuation coefficients'!$A$2:$A$37,MATCH($C2,'Mass attenuation coefficients'!$A$2:$A$37,1)+1)-INDEX('Mass attenuation coefficients'!$A$2:$A$37,MATCH($C2,'Mass attenuation coefficients'!$A$2:$A$37,1)))),0.997*$C2*'Mass attenuation coefficients'!$B$2/'Mass attenuation coefficients'!$A$2)","v":9.5777702299999989E-2},{"$f":"_xlfn.IFNA(INDEX('Shultis Faw'!$C$2:$C$26,MATCH($C2,'Shultis Faw'!$A$2:$A$26,1))+($C2-INDEX('Shultis Faw'!$A$2:$A$26,MATCH($C2,'Shultis Faw'!$A$2:$A$26,1)))*(INDEX('Shultis Faw'!$C$2:$C$26,MATCH($C2,'Shultis Faw'!$A$2:$A$26,1)+1)-INDEX('Shultis Faw'!$C$2:$C$26,MATCH($C2,'Shultis Faw'!$A$2:$A$26,1)))/(INDEX('Shultis Faw'!$A$2:$A$26,MATCH($C2,'Shultis Faw'!$A$2:$A$26,1)+1)-INDEX('Shultis Faw'!$A$2:$A$26,MATCH($C2,'Shultis Faw'!$A$2:$A$26,1))),$C2*'Shultis Faw'!$C$2/'Shultis Faw'!$A$2)","v":2.4864700000000002},{"$f":"_xlfn.IFNA(INDEX('Shultis Faw'!$D$2:$D$26,MATCH($C2,'Shultis Faw'!$A$2:$A$26,1))+($C2-INDEX('Shultis Faw'!$A$2:$A$26,MATCH($C2,'Shultis Faw'!$A$2:$A$26,1)))*(INDEX('Shultis Faw'!$D$2:$D$26,MATCH($C2,'Shultis Faw'!$A$2:$A$26,1)+1)-INDEX('Shultis Faw'!$D$2:$D$26,MATCH($C2,'Shultis Faw'!$A$2:$A$26,1)))/(INDEX('Shultis Faw'!$A$2:$A$26,MATCH($C2,'Shultis Faw'!$A$2:$A$26,1)+1)-INDEX('Shultis Faw'!$A$2:$A$26,MATCH($C2,'Shultis Faw'!$A$2:$A$26,1))),$C2*'Shultis Faw'!$D$2/'Shultis Faw'!$A$2)","v":1.7564299999999999},{"$f":"_xlfn.IFNA(INDEX('Shultis Faw'!$B$2:$B$26,MATCH($C2,'Shultis Faw'!$A$2:$A$26,1))+($C2-INDEX('Shultis Faw'!$A$2:$A$26,MATCH($C2,'Shultis Faw'!$A$2:$A$26,1)))*(INDEX('Shultis Faw'!$B$2:$B$26,MATCH($C2,'Shultis Faw'!$A$2:$A$26,1)+1)-INDEX('Shultis Faw'!$B$2:$B$26,MATCH($C2,'Shultis Faw'!$A$2:$A$26,1)))/(INDEX('Shultis Faw'!$A$2:$A$26,MATCH($C2,'Shultis Faw'!$A$2:$A$26,1)+1)-INDEX('Shultis Faw'!$A$2:$A$26,MATCH($C2,'Shultis Faw'!$A$2:$A$26,1))),$C2*'Shultis Faw'!$B$2/'Shultis Faw'!$A$2)","v":-0.13379000000000002},{"$f":"_xlfn.IFNA(INDEX('Shultis Faw'!$E$2:$E$26,MATCH($C2,'Shultis Faw'!$A$2:$A$26,1))+($C2-INDEX('Shultis Faw'!$A$2:$A$26,MATCH($C2,'Shultis Faw'!$A$2:$A$26,1)))*(INDEX('Shultis Faw'!$E$2:$E$26,MATCH($C2,'Shultis Faw'!$A$2:$A$26,1)+1)-INDEX('Shultis Faw'!$E$2:$E$26,MATCH($C2,'Shultis Faw'!$A$2:$A$26,1)))/(INDEX('Shultis Faw'!$A$2:$A$26,MATCH($C2,'Shultis Faw'!$A$2:$A$26,1)+1)-INDEX('Shultis Faw'!$A$2:$A$26,MATCH($C2,'Shultis Faw'!$A$2:$A$26,1))),$C2*'Shultis Faw'!$E$2/'Shultis Faw'!$A$2)","v":5.4127000000000002E-2},{"$f":"_xlfn.IFNA(INDEX('Shultis Faw'!$F$2:$F$26,MATCH($C2,'Shultis Faw'!$A$2:$A$26,1))+($C2-INDEX('Shultis Faw'!$A$2:$A$26,MATCH($C2,'Shultis Faw'!$A$2:$A$26,1)))*(INDEX('Shultis Faw'!$F$2:$F$26,MATCH($C2,'Shultis Faw'!$A$2:$A$26,1)+1)-INDEX('Shultis Faw'!$F$2:$F$26,MATCH($C2,'Shultis Faw'!$A$2:$A$26,1)))/(INDEX('Shultis Faw'!$A$2:$A$26,MATCH($C2,'Shultis Faw'!$A$2:$A$26,1)+1)-INDEX('Shultis Faw'!$A$2:$A$26,MATCH($C2,'Shultis Faw'!$A$2:$A$26,1))),$C2*'Shultis Faw'!$F$2/'Shultis Faw'!$A$2)","v":14.319000000000001},{"$f":"J2*(H2*'Externe blootstelling'!$D$23/2)^K2+L2*(TANH(((H2*'Externe blootstelling'!$D$23)/(2*M2))-2)-TANH(-2))/(1-TANH(-2))","v":1.6735325037658204},{"$f":"IF(N2=1,1+(I2-1)*H2*'Externe blootstelling'!$D$23/2,1+(I2-1)*(N2^(H2*'Externe blootstelling'!$D$23/2)-1)/(N2-1))","v":3.417740101020692},{"$f":"G2*EXP(-H2*'Externe blootstelling'!$D$23/2)*O2","v":1.3054147320005658E-4}]
[null,"g",2.1862539999999999,{"$f":"C3*1000000*1.6E-19","v":3.4980063999999997E-13},1.4E-8,{"$f":"_xlfn.IFNA(INDEX('hp (pSv cm2)'!$B$2:$B$52,MATCH($C3,'hp (pSv cm2)'!$A$2:$A$52,1))+($C3-INDEX('hp (pSv cm2)'!$A$2:$A$52,MATCH($C3,'hp (pSv cm2)'!$A$2:$A$52,1)))*(INDEX('hp (pSv cm2)'!$B$2:$B$52,MATCH($C3,'hp (pSv cm2)'!$A$2:$A$52,1)+1)-INDEX('hp (pSv cm2)'!$B$2:$B$52,MATCH($C3,'hp (pSv cm2)'!$A$2:$A$52,1)))/(INDEX('hp (pSv cm2)'!$A$2:$A$52,MATCH($C3,'hp (pSv cm2)'!$A$2:$A$52,1)+1)-INDEX('hp (pSv cm2)'!$A$2:$A$52,MATCH($C3,'hp (pSv cm2)'!$A$2:$A$52,1))),$C3*'hp (pSv cm2)'!$B$2/'hp (pSv cm2)'!$A$2)","v":7.9027965800000004},{"$f":"F3*E3","v":1.1063915212E-7},{"$f":"_xlfn.IFNA(0.997*(INDEX('Mass attenuation coefficients'!$B$2:$B$37,MATCH($C3,'Mass attenuation coefficients'!$A$2:$A$37,1))+($C3-INDEX('Mass attenuation coefficients'!$A$2:$A$37,MATCH($C3,'Mass attenuation coefficients'!$A$2:$A$37,1)))*(INDEX('Mass attenuation coefficients'!$B$2:$B$37,MATCH($C3,'Mass attenuation coefficients'!$A$2:$A$37,1)+1)-INDEX('Mass attenuation coefficients'!$B$2:$B$37,MATCH($C3,'Mass attenuation coefficients'!$A$2:$A$37,1)))/(INDEX('Mass attenuation coefficients'!$A$2:$A$37,MATCH($C3,'Mass attenuation coefficients'!$A$2:$A$37,1)+1)-INDEX('Mass attenuation coefficients'!$A$2:$A$37,MATCH($C3,'Mass attenuation coefficients'!$A$2:$A$37,1)))),0.997*$C3*'Mass attenuation coefficients'!$B$2/'Mass attenuation coefficients'!$A$2)","v":4.746492533426E-2},{"$f":"_xlfn.IFNA(INDEX('Shultis Faw'!$C$2:$C$26,MATCH($C3,'Shultis Faw'!$A$2:$A$26,1))+($C3-INDEX('Shultis Faw'!$A$2:$A$26,MATCH($C3,'Shultis Faw'!$A$2:$A$26,1)))*(INDEX('Shultis Faw'!$C$2:$C$26,MATCH($C3,'Shultis Faw'!$A$2:$A$26,1)+1)-INDEX('Shultis Faw'!$C$2:$C$26,MATCH($C3,'Shultis Faw'!$A$2:$A$26,1)))/(INDEX('Shultis Faw'!$A$2:$A$26,MATCH($C3,'Shultis Faw'!$A$2:$A$26,1)+1)-INDEX('Shultis Faw'!$A$2:$A$26,MATCH($C3,'Shultis Faw'!$A$2:$A$26,1))),$C3*'Shultis Faw'!$C$2/'Shultis Faw'!$A$2)","v":1.814973234},{"$f":"_xlfn.IFNA(INDEX('Shultis Faw'!$D$2:$D$26,MATCH($C3,'Shultis Faw'!$A$2:$A$26,1))+($C3-INDEX('Shultis Faw'!$A$2:$A$26,MATCH($C3,'Shultis Faw'!$A$2:$A$26,1)))*(INDEX('Shultis Faw'!$D$2:$D$26,MATCH($C3,'Shultis Faw'!$A$2:$A$26,1)+1)-INDEX('Shultis Faw'!$D$2:$D$26,MATCH($C3,'Shultis Faw'!$A$2:$A$26,1)))/(INDEX('Shultis Faw'!$A$2:$A$26,MATCH($C3,'Shultis Faw'!$A$2:$A$26,1)+1)-INDEX('Shultis Faw'!$A$2:$A$26,MATCH($C3,'Shultis Faw'!$A$2:$A$26,1))),$C3*'Shultis Faw'!$D$2/'Shultis Faw'!$A$2)","v":1.151208282},{"$f":"_xlfn.IFNA(INDEX('Shultis Faw'!$B$2:$B$26,MATCH($C3,'Shultis Faw'!$A$2:$A$26,1))+($C3-INDEX('Shultis Faw'!$A$2:$A$26,MATCH($C3,'Shultis Faw'!$A$2:$A$26,1)))*(INDEX('Shultis Faw'!$B$2:$B$26,MATCH($C3,'Shultis Faw'!$A$2:$A$26,1)+1)-INDEX('Shultis Faw'!$B$2:$B$26,MATCH($C3,'Shultis Faw'!$A$2:$A$26,1)))/(INDEX('Shultis Faw'!$A$2:$A$26,MATCH($C3,'Shultis Faw'!$A$2:$A$26,1)+1)-INDEX('Shultis Faw'!$A$2:$A$26,MATCH($C3,'Shultis Faw'!$A$2:$A$26,1))),$C3*'Shultis Faw'!$B$2/'Shultis Faw'!$A$2)","v":-3.4157396E-2},{"$f":"_xlfn.IFNA(INDEX('Shultis Faw'!$E$2:$E$26,MATCH($C3,'Shultis Faw'!$A$2:$A$26,1))+($C3-INDEX('Shultis Faw'!$A$2:$A$26,MATCH($C3,'Shultis Faw'!$A$2:$A$26,1)))*(INDEX('Shultis Faw'!$E$2:$E$26,MATCH($C3,'Shultis Faw'!$A$2:$A$26,1)+1)-INDEX('Shultis Faw'!$E$2:$E$26,MATCH($C3,'Shultis Faw'!$A$2:$A$26,1)))/(INDEX('Shultis Faw'!$A$2:$A$26,MATCH($C3,'Shultis Faw'!$A$2:$A$26,1)+1)-INDEX('Shultis Faw'!$A$2:$A$26,MATCH($C3,'Shultis Faw'!$A$2:$A$26,1))),$C3*'Shultis Faw'!$E$2/'Shultis Faw'!$A$2)","v":1.3976704400000001E-2},{"$f":"_xlfn.IFNA(INDEX('Shultis Faw'!$F$2:$F$26,MATCH($C3,'Shultis Faw'!$A$2:$A$26,1))+($C3-INDEX('Shultis Faw'!$A$2:$A$26,MATCH($C3,'Shultis Faw'!$A$2:$A$26,1)))*(INDEX('Shultis Faw'!$F$2:$F$26,MATCH($C3,'Shultis Faw'!$A$2:$A$26,1)+1)-INDEX('Shultis Faw'!$F$2:$F$26,MATCH($C3,'Shultis Faw'!$A$2:$A$26,1)))/(INDEX('Shultis Faw'!$A$2:$A$26,MATCH($C3,'Shultis Faw'!$A$2:$A$26,1)+1)-INDEX('Shultis Faw'!$A$2:$A$26,MATCH($C3,'Shultis Faw'!$A$2:$A$26,1))),$C3*'Shultis Faw'!$F$2/'Shultis Faw'!$A$2)","v":13.650928500000001},{"$f":"J3*(H3*'Externe blootstelling'!$D$23/2)^K3+L3*(TANH(((H3*'Externe blootstelling'!$D$23)/(2*M3))-2)-TANH(-2))/(1-TANH(-2))","v":1.1646720007320202},{"$f":"IF(N3=1,1+(I3-1)*H3*'Externe blootstelling'!$D$23/2,1+(I3-1)*(N3^(H3*'Externe blootstelling'!$D$23/2)-1)/(N3-1))","v":1.5673694301917021},{"$f":"G3*EXP(-H3*'Externe blootstelling'!$D$23/2)*O3","v":8.508909090083252E-8}]
[null,null,null,null,null,null,null,null,null,null,null,null,null,null,null,null,{"$f":"SUM(P2:P3)/SUM(G2:G3)","v":0.81243225705131428}]
[]
["131I","X-ray",5.3E-3,{"$f":"C6*1000000*1.6E-19","v":8.4799999999999997E-16},6.3099999999999996E-3,{"$f":"_xlfn.IFNA(INDEX('hp (pSv cm2)'!$B$2:$B$52,MATCH($C6,'hp (pSv cm2)'!$A$2:$A$52,1))+($C6-INDEX('hp (pSv cm2)'!$A$2:$A$52,MATCH($C6,'hp (pSv cm2)'!$A$2:$A$52,1)))*(INDEX('hp (pSv cm2)'!$B$2:$B$52,MATCH($C6,'hp (pSv cm2)'!$A$2:$A$52,1)+1)-INDEX('hp (pSv cm2)'!$B$2:$B$52,MATCH($C6,'hp (pSv cm2)'!$A$2:$A$52,1)))/(INDEX('hp (pSv cm2)'!$A$2:$A$52,MATCH($C6,'hp (pSv cm2)'!$A$2:$A$52,1)+1)-INDEX('hp (pSv cm2)'!$A$2:$A$52,MATCH($C6,'hp (pSv cm2)'!$A$2:$A$52,1))),$C6*'hp (pSv cm2)'!$B$2/'hp (pSv cm2)'!$A$2)","v":1.436E-2},{"$f":"F6*E6","v":9.0611599999999991E-5},{"$f":"_xlfn.IFNA(0.997*(INDEX('Mass attenuation coefficients'!$B$2:$B$37,MATCH($C6,'Mass attenuation coefficients'!$A$2:$A$37,1))+($C6-INDEX('Mass attenuation coefficients'!$A$2:$A$37,MATCH($C6,'Mass attenuation coefficients'!$A$2:$A$37,1)))*(INDEX('Mass attenuation coefficients'!$B$2:$B$37,MATCH($C6,'Mass attenuation coefficients'!$A$2:$A$37,1)+1)-INDEX('Mass attenuation coefficients'!$B$2:$B$37,MATCH($C6,'Mass attenuation coefficients'!$A$2:$A$37,1)))/(INDEX('Mass attenuation coefficients'!$A$2:$A$37,MATCH($C6,'Mass attenuation coefficients'!$A$2:$A$37,1)+1)-INDEX('Mass attenuation coefficients'!$A$2:$A$37,MATCH($C6,'Mass attenuation coefficients'!$A$2:$A$37,1)))),0.997*$C6*'Mass attenuation coefficients'!$B$2/'Mass attenuation coefficients'!$A$2)","v":37.086406000000004},{"$f":"_xlfn.IFNA(INDEX('Shultis Faw'!$C$2:$C$26,MATCH($C6,'Shultis Faw'!$A$2:$A$26,1))+($C6-INDEX('Shultis Faw'!$A$2:$A$26,MATCH($C6,'Shultis Faw'!$A$2:$A$26,1)))*(INDEX('Shultis Faw'!$C$2:$C$26,MATCH($C6,'Shultis Faw'!$A$2:$A$26,1)+1)-INDEX('Shultis Faw'!$C$2:$C$26,MATCH($C6,'Shultis Faw'!$A$2:$A$26,1)))/(INDEX('Shultis Faw'!$A$2:$A$26,MATCH($C6,'Shultis Faw'!$A$2:$A$26,1)+1)-INDEX('Shultis Faw'!$A$2:$A$26,MATCH($C6,'Shultis Faw'!$A$2:$A$26,1))),$C6*'Shultis Faw'!$C$2/'Shultis Faw'!$A$2)","v":0.41763999999999996},{"$f":"_xlfn.IFNA(INDEX('Shultis Faw'!$D$2:$D$26,MATCH($C6,'Shultis Faw'!$A$2:$A$26,1))+($C6-INDEX('Shultis Faw'!$A$2:$A$26,MATCH($C6,'Shultis Faw'!$A$2:$A$26,1)))*(INDEX('Shultis Faw'!$D$2:$D$26,MATCH($C6,'Shultis Faw'!$A$2:$A$26,1)+1)-INDEX('Shultis Faw'!$D$2:$D$26,MATCH($C6,'Shultis Faw'!$A$2:$A$26,1)))/(INDEX('Shultis Faw'!$A$2:$A$26,MATCH($C6,'Shultis Faw'!$A$2:$A$26,1)+1)-INDEX('Shultis Faw'!$A$2:$A$26,MATCH($C6,'Shultis Faw'!$A$2:$A$26,1))),$C6*'Shultis Faw'!$D$2/'Shultis Faw'!$A$2)","v":0.16359333333333334},{"$f":"_xlfn.IFNA(INDEX('Shultis Faw'!$B$2:$B$26,MATCH($C6,'Shultis Faw'!$A$2:$A$26,1))+($C6-INDEX('Shultis Faw'!$A$2:$A$26,MATCH($C6,'Shultis Faw'!$A$2:$A$26,1)))*(INDEX('Shultis Faw'!$B$2:$B$26,MATCH($C6,'Shultis Faw'!$A$2:$A$26,1)+1)-INDEX('Shultis Faw'!$B$2:$B$26,MATCH($C6,'Shultis Faw'!$A$2:$A$26,1)))/(INDEX('Shultis Faw'!$A$2:$A$26,MATCH($C6,'Shultis Faw'!$A$2:$A$26,1)+1)-INDEX('Shultis Faw'!$A$2:$A$26,MATCH($C6,'Shultis Faw'!$A$2:$A$26,1))),$C6*'Shultis Faw'!$B$2/'Shultis Faw'!$A$2)","v":6.0773333333333332E-2},{"$f":"_xlfn.IFNA(INDEX('Shultis Faw'!$E$2:$E$26,MATCH($C6,'Shultis Faw'!$A$2:$A$26,1))+($C6-INDEX('Shultis Faw'!$A$2:$A$26,MATCH($C6,'Shultis Faw'!$A$2:$A$26,1)))*(INDEX('Shultis Faw'!$E$2:$E$26,MATCH($C6,'Shultis Faw'!$A$2:$A$26,1)+1)-INDEX('Shultis Faw'!$E$2:$E$26,MATCH($C6,'Shultis Faw'!$A$2:$A$26,1)))/(INDEX('Shultis Faw'!$A$2:$A$26,MATCH($C6,'Shultis Faw'!$A$2:$A$26,1)+1)-INDEX('Shultis Faw'!$A$2:$A$26,MATCH($C6,'Shultis Faw'!$A$2:$A$26,1))),$C6*'Shultis Faw'!$E$2/'Shultis Faw'!$A$2)","v":-3.2082666666666669E-2},{"$f":"_xlfn.IFNA(INDEX('Shultis Faw'!$F$2:$F$26,MATCH($C6,'Shultis Faw'!$A$2:$A$26,1))+($C6-INDEX('Shultis Faw'!$A$2:$A$26,MATCH($C6,'Shultis Faw'!$A$2:$A$26,1)))*(INDEX('Shultis Faw'!$F$2:$F$26,MATCH($C6,'Shultis Faw'!$A$2:$A$26,1)+1)-INDEX('Shultis Faw'!$F$2:$F$26,MATCH($C6,'Shultis Faw'!$A$2:$A$26,1)))/(INDEX('Shultis Faw'!$A$2:$A$26,MATCH($C6,'Shultis Faw'!$A$2:$A$26,1)+1)-INDEX('Shultis Faw'!$A$2:$A$26,MATCH($C6,'Shultis Faw'!$A$2:$A$26,1))),$C6*'Shultis Faw'!$F$2/'Shultis Faw'!$A$2)","v":5.0279333333333334},{"$f":"J6*(H6*'Externe blootstelling'!$D$23/2)^K6+L6*(TANH(((H6*'Externe blootstelling'!$D$23)/(2*M6))-2)-TANH(-2))/(1-TANH(-2))","v":0.20813613638171199},{"$f":"IF(N6=1,1+(I6-1)*H6*'Externe blootstelling'!$D$23/2,1+(I6-1)*(N6^(H6*'Externe blootstelling'!$D$23/2)-1)/(N6-1))","v":0.26457055719274214},{"$f":"G6*EXP(-H6*'Externe blootstelling'!$D$23/2)*O6","v":6.0729977435045261E-247}]
[null,"X-ray",2.9458999999999999E-2,4.7134399999999995E-15,1.52E-2,{"$f":"_xlfn.IFNA(INDEX('hp (pSv cm2)'!$B$2:$B$52,MATCH($C7,'hp (pSv cm2)'!$A$2:$A$52,1))+($C7-INDEX('hp (pSv cm2)'!$A$2:$A$52,MATCH($C7,'hp (pSv cm2)'!$A$2:$A$52,1)))*(INDEX('hp (pSv cm2)'!$B$2:$B$52,MATCH($C7,'hp (pSv cm2)'!$A$2:$A$52,1)+1)-INDEX('hp (pSv cm2)'!$B$2:$B$52,MATCH($C7,'hp (pSv cm2)'!$A$2:$A$52,1)))/(INDEX('hp (pSv cm2)'!$A$2:$A$52,MATCH($C7,'hp (pSv cm2)'!$A$2:$A$52,1)+1)-INDEX('hp (pSv cm2)'!$A$2:$A$52,MATCH($C7,'hp (pSv cm2)'!$A$2:$A$52,1))),$C7*'hp (pSv cm2)'!$B$2/'hp (pSv cm2)'!$A$2)","v":0.30799660000000001},4.6815483200000002E-3,{"$f":"_xlfn.IFNA(0.997*(INDEX('Mass attenuation coefficients'!$B$2:$B$37,MATCH($C7,'Mass attenuation coefficients'!$A$2:$A$37,1))+($C7-INDEX('Mass attenuation coefficients'!$A$2:$A$37,MATCH($C7,'Mass attenuation coefficients'!$A$2:$A$37,1)))*(INDEX('Mass attenuation coefficients'!$B$2:$B$37,MATCH($C7,'Mass attenuation coefficients'!$A$2:$A$37,1)+1)-INDEX('Mass attenuation coefficients'!$B$2:$B$37,MATCH($C7,'Mass attenuation coefficients'!$A$2:$A$37,1)))/(INDEX('Mass attenuation coefficients'!$A$2:$A$37,MATCH($C7,'Mass attenuation coefficients'!$A$2:$A$37,1)+1)-INDEX('Mass attenuation coefficients'!$A$2:$A$37,MATCH($C7,'Mass attenuation coefficients'!$A$2:$A$37,1)))),0.997*$C7*'Mass attenuation coefficients'!$B$2/'Mass attenuation coefficients'!$A$2)","v":0.39788216179999997},{"$f":"_xlfn.IFNA(INDEX('Shultis Faw'!$C$2:$C$26,MATCH($C7,'Shultis Faw'!$A$2:$A$26,1))+($C7-INDEX('Shultis Faw'!$A$2:$A$26,MATCH($C7,'Shultis Faw'!$A$2:$A$26,1)))*(INDEX('Shultis Faw'!$C$2:$C$26,MATCH($C7,'Shultis Faw'!$A$2:$A$26,1)+1)-INDEX('Shultis Faw'!$C$2:$C$26,MATCH($C7,'Shultis Faw'!$A$2:$A$26,1)))/(INDEX('Shultis Faw'!$A$2:$A$26,MATCH($C7,'Shultis Faw'!$A$2:$A$26,1)+1)-INDEX('Shultis Faw'!$A$2:$A$26,MATCH($C7,'Shultis Faw'!$A$2:$A$26,1))),$C7*'Shultis Faw'!$C$2/'Shultis Faw'!$A$2)","v":2.2858771999999998},{"$f":"_xlfn.IFNA(INDEX('Shultis Faw'!$D$2:$D$26,MATCH($C7,'Shultis Faw'!$A$2:$A$26,1))+($C7-INDEX('Shultis Faw'!$A$2:$A$26,MATCH($C7,'Shultis Faw'!$A$2:$A$26,1)))*(INDEX('Shultis Faw'!$D$2:$D$26,MATCH($C7,'Shultis Faw'!$A$2:$A$26,1)+1)-INDEX('Shultis Faw'!$D$2:$D$26,MATCH($C7,'Shultis Faw'!$A$2:$A$26,1)))/(INDEX('Shultis Faw'!$A$2:$A$26,MATCH($C7,'Shultis Faw'!$A$2:$A$26,1)+1)-INDEX('Shultis Faw'!$A$2:$A$26,MATCH($C7,'Shultis Faw'!$A$2:$A$26,1))),$C7*'Shultis Faw'!$D$2/'Shultis Faw'!$A$2)","v":0.72588330000000001},{"$f":"_xlfn.IFNA(INDEX('Shultis Faw'!$B$2:$B$26,MATCH($C7,'Shultis Faw'!$A$2:$A$26,1))+($C7-INDEX('Shultis Faw'!$A$2:$A$26,MATCH($C7,'Shultis Faw'!$A$2:$A$26,1)))*(INDEX('Shultis Faw'!$B$2:$B$26,MATCH($C7,'Shultis Faw'!$A$2:$A$26,1)+1)-INDEX('Shultis Faw'!$B$2:$B$26,MATCH($C7,'Shultis Faw'!$A$2:$A$26,1)))/(INDEX('Shultis Faw'!$A$2:$A$26,MATCH($C7,'Shultis Faw'!$A$2:$A$26,1)+1)-INDEX('Shultis Faw'!$A$2:$A$26,MATCH($C7,'Shultis Faw'!$A$2:$A$26,1))),$C7*'Shultis Faw'!$B$2/'Shultis Faw'!$A$2)","v":9.0029599999999987E-2},{"$f":"_xlfn.IFNA(INDEX('Shultis Faw'!$E$2:$E$26,MATCH($C7,'Shultis Faw'!$A$2:$A$26,1))+($C7-INDEX('Shultis Faw'!$A$2:$A$26,MATCH($C7,'Shultis Faw'!$A$2:$A$26,1)))*(INDEX('Shultis Faw'!$E$2:$E$26,MATCH($C7,'Shultis Faw'!$A$2:$A$26,1)+1)-INDEX('Shultis Faw'!$E$2:$E$26,MATCH($C7,'Shultis Faw'!$A$2:$A$26,1)))/(INDEX('Shultis Faw'!$A$2:$A$26,MATCH($C7,'Shultis Faw'!$A$2:$A$26,1)+1)-INDEX('Shultis Faw'!$A$2:$A$26,MATCH($C7,'Shultis Faw'!$A$2:$A$26,1))),$C7*'Shultis Faw'!$E$2/'Shultis Faw'!$A$2)","v":-4.3458079999999996E-2},{"$f":"_xlfn.IFNA(INDEX('Shultis Faw'!$F$2:$F$26,MATCH($C7,'Shultis Faw'!$A$2:$A$26,1))+($C7-INDEX('Shultis Faw'!$A$2:$A$26,MATCH($C7,'Shultis Faw'!$A$2:$A$26,1)))*(INDEX('Shultis Faw'!$F$2:$F$26,MATCH($C7,'Shultis Faw'!$A$2:$A$26,1)+1)-INDEX('Shultis Faw'!$F$2:$F$26,MATCH($C7,'Shultis Faw'!$A$2:$A$26,1)))/(INDEX('Shultis Faw'!$A$2:$A$26,MATCH($C7,'Shultis Faw'!$A$2:$A$26,1)+1)-INDEX('Shultis Faw'!$A$2:$A$26,MATCH($C7,'Shultis Faw'!$A$2:$A$26,1))),$C7*'Shultis Faw'!$F$2/'Shultis Faw'!$A$2)","v":13.365478},{"$f":"J7*(H7*'Externe blootstelling'!$D$23/2)^K7+L7*(TANH(((H7*'Externe blootstelling'!$D$23)/(2*M7))-2)-TANH(-2))/(1-TANH(-2))","v":0.85144308142559999},{"$f":"IF(N7=1,1+(I7-1)*H7*'Externe blootstelling'!$D$23/2,1+(I7-1)*(N7^(H7*'Externe blootstelling'!$D$23/2)-1)/(N7-1))","v":6.3409743465273394},{"$f":"G7*EXP(-H7*'Externe blootstelling'!$D$23/2)*O7","v":7.5958275569464552E-5}]
[null,"X-ray",2.9779E-2,4.7646400000000001E-15,2.81E-2,{"$f":"_xlfn.IFNA(INDEX('hp (pSv cm2)'!$B$2:$B$52,MATCH($C8,'hp (pSv cm2)'!$A$2:$A$52,1))+($C8-INDEX('hp (pSv cm2)'!$A$2:$A$52,MATCH($C8,'hp (pSv cm2)'!$A$2:$A$52,1)))*(INDEX('hp (pSv cm2)'!$B$2:$B$52,MATCH($C8,'hp (pSv cm2)'!$A$2:$A$52,1)+1)-INDEX('hp (pSv cm2)'!$B$2:$B$52,MATCH($C8,'hp (pSv cm2)'!$A$2:$A$52,1)))/(INDEX('hp (pSv cm2)'!$A$2:$A$52,MATCH($C8,'hp (pSv cm2)'!$A$2:$A$52,1)+1)-INDEX('hp (pSv cm2)'!$A$2:$A$52,MATCH($C8,'hp (pSv cm2)'!$A$2:$A$52,1))),$C8*'hp (pSv cm2)'!$B$2/'hp (pSv cm2)'!$A$2)","v":0.31036459999999999},8.7212452599999997E-3,{"$f":"_xlfn.IFNA(0.997*(INDEX('Mass attenuation coefficients'!$B$2:$B$37,MATCH($C8,'Mass attenuation coefficients'!$A$2:$A$37,1))+($C8-INDEX('Mass attenuation coefficients'!$A$2:$A$37,MATCH($C8,'Mass attenuation coefficients'!$A$2:$A$37,1)))*(INDEX('Mass attenuation coefficients'!$B$2:$B$37,MATCH($C8,'Mass attenuation coefficients'!$A$2:$A$37,1)+1)-INDEX('Mass attenuation coefficients'!$B$2:$B$37,MATCH($C8,'Mass attenuation coefficients'!$A$2:$A$37,1)))/(INDEX('Mass attenuation coefficients'!$A$2:$A$37,MATCH($C8,'Mass attenuation coefficients'!$A$2:$A$37,1)+1)-INDEX('Mass attenuation coefficients'!$A$2:$A$37,MATCH($C8,'Mass attenuation coefficients'!$A$2:$A$37,1)))),0.997*$C8*'Mass attenuation coefficients'!$B$2/'Mass attenuation coefficients'!$A$2)","v":0.38403582579999995},{"$f":"_xlfn.IFNA(INDEX('Shultis Faw'!$C$2:$C$26,MATCH($C8,'Shultis Faw'!$A$2:$A$26,1))+($C8-INDEX('Shultis Faw'!$A$2:$A$26,MATCH($C8,'Shultis Faw'!$A$2:$A$26,1)))*(INDEX('Shultis Faw'!$C$2:$C$26,MATCH($C8,'Shultis Faw'!$A$2:$A$26,1)+1)-INDEX('Shultis Faw'!$C$2:$C$26,MATCH($C8,'Shultis Faw'!$A$2:$A$26,1)))/(INDEX('Shultis Faw'!$A$2:$A$26,MATCH($C8,'Shultis Faw'!$A$2:$A$26,1)+1)-INDEX('Shultis Faw'!$A$2:$A$26,MATCH($C8,'Shultis Faw'!$A$2:$A$26,1))),$C8*'Shultis Faw'!$C$2/'Shultis Faw'!$A$2)","v":2.3149332},{"$f":"_xlfn.IFNA(INDEX('Shultis Faw'!$D$2:$D$26,MATCH($C8,'Shultis Faw'!$A$2:$A$26,1))+($C8-INDEX('Shultis Faw'!$A$2:$A$26,MATCH($C8,'Shultis Faw'!$A$2:$A$26,1)))*(INDEX('Shultis Faw'!$D$2:$D$26,MATCH($C8,'Shultis Faw'!$A$2:$A$26,1)+1)-INDEX('Shultis Faw'!$D$2:$D$26,MATCH($C8,'Shultis Faw'!$A$2:$A$26,1)))/(INDEX('Shultis Faw'!$A$2:$A$26,MATCH($C8,'Shultis Faw'!$A$2:$A$26,1)+1)-INDEX('Shultis Faw'!$A$2:$A$26,MATCH($C8,'Shultis Faw'!$A$2:$A$26,1))),$C8*'Shultis Faw'!$D$2/'Shultis Faw'!$A$2)","v":0.7318673},{"$f":"_xlfn.IFNA(INDEX('Shultis Faw'!$B$2:$B$26,MATCH($C8,'Shultis Faw'!$A$2:$A$26,1))+($C8-INDEX('Shultis Faw'!$A$2:$A$26,MATCH($C8,'Shultis Faw'!$A$2:$A$26,1)))*(INDEX('Shultis Faw'!$B$2:$B$26,MATCH($C8,'Shultis Faw'!$A$2:$A$26,1)+1)-INDEX('Shultis Faw'!$B$2:$B$26,MATCH($C8,'Shultis Faw'!$A$2:$A$26,1)))/(INDEX('Shultis Faw'!$A$2:$A$26,MATCH($C8,'Shultis Faw'!$A$2:$A$26,1)+1)-INDEX('Shultis Faw'!$A$2:$A$26,MATCH($C8,'Shultis Faw'!$A$2:$A$26,1))),$C8*'Shultis Faw'!$B$2/'Shultis Faw'!$A$2)","v":8.8237599999999985E-2},{"$f":"_xlfn.IFNA(INDEX('Shultis Faw'!$E$2:$E$26,MATCH($C8,'Shultis Faw'!$A$2:$A$26,1))+($C8-INDEX('Shultis Faw'!$A$2:$A$26,MATCH($C8,'Shultis Faw'!$A$2:$A$26,1)))*(INDEX('Shultis Faw'!$E$2:$E$26,MATCH($C8,'Shultis Faw'!$A$2:$A$26,1)+1)-INDEX('Shultis Faw'!$E$2:$E$26,MATCH($C8,'Shultis Faw'!$A$2:$A$26,1)))/(INDEX('Shultis Faw'!$A$2:$A$26,MATCH($C8,'Shultis Faw'!$A$2:$A$26,1)+1)-INDEX('Shultis Faw'!$A$2:$A$26,MATCH($C8,'Shultis Faw'!$A$2:$A$26,1))),$C8*'Shultis Faw'!$E$2/'Shultis Faw'!$A$2)","v":-4.2536480000000002E-2},{"$f":"_xlfn.IFNA(INDEX('Shultis Faw'!$F$2:$F$26,MATCH($C8,'Shultis Faw'!$A$2:$A$26,1))+($C8-INDEX('Shultis Faw'!$A$2:$A$26,MATCH($C8,'Shultis Faw'!$A$2:$A$26,1)))*(INDEX('Shultis Faw'!$F$2:$F$26,MATCH($C8,'Shultis Faw'!$A$2:$A$26,1)+1)-INDEX('Shultis Faw'!$F$2:$F$26,MATCH($C8,'Shultis Faw'!$A$2:$A$26,1)))/(INDEX('Shultis Faw'!$A$2:$A$26,MATCH($C8,'Shultis Faw'!$A$2:$A$26,1)+1)-INDEX('Shultis Faw'!$A$2:$A$26,MATCH($C8,'Shultis Faw'!$A$2:$A$26,1))),$C8*'Shultis Faw'!$F$2/'Shultis Faw'!$A$2)","v":13.314917999999999},{"$f":"J8*(H8*'Externe blootstelling'!$D$23/2)^K8+L8*(TANH(((H8*'Externe blootstelling'!$D$23)/(2*M8))-2)-TANH(-2))/(1-TANH(-2))","v":0.85312220389392157},{"$f":"IF(N8=1,1+(I8-1)*H8*'Externe blootstelling'!$D$23/2,1+(I8-1)*(N8^(H8*'Externe blootstelling'!$D$23/2)-1)/(N8-1))","v":6.3671858247713455},{"$f":"G8*EXP(-H8*'Externe blootstelling'!$D$23/2)*O8","v":1.7488655576948311E-4}]
[null,"X-ray",3.3625000000000002E-2,5.3799999999999999E-15,8.1599999999999989E-3,{"$f":"_xlfn.IFNA(INDEX('hp (pSv cm2)'!$B$2:$B$52,MATCH($C9,'hp (pSv cm2)'!$A$2:$A$52,1))+($C9-INDEX('hp (pSv cm2)'!$A$2:$A$52,MATCH($C9,'hp (pSv cm2)'!$A$2:$A$52,1)))*(INDEX('hp (pSv cm2)'!$B$2:$B$52,MATCH($C9,'hp (pSv cm2)'!$A$2:$A$52,1)+1)-INDEX('hp (pSv cm2)'!$B$2:$B$52,MATCH($C9,'hp (pSv cm2)'!$A$2:$A$52,1)))/(INDEX('hp (pSv cm2)'!$A$2:$A$52,MATCH($C9,'hp (pSv cm2)'!$A$2:$A$52,1)+1)-INDEX('hp (pSv cm2)'!$A$2:$A$52,MATCH($C9,'hp (pSv cm2)'!$A$2:$A$52,1))),$C9*'hp (pSv cm2)'!$B$2/'hp (pSv cm2)'!$A$2)","v":0.32577499999999998},2.6583239999999997E-3,{"$f":"_xlfn.IFNA(0.997*(INDEX('Mass attenuation coefficients'!$B$2:$B$37,MATCH($C9,'Mass attenuation coefficients'!$A$2:$A$37,1))+($C9-INDEX('Mass attenuation coefficients'!$A$2:$A$37,MATCH($C9,'Mass attenuation coefficients'!$A$2:$A$37,1)))*(INDEX('Mass attenuation coefficients'!$B$2:$B$37,MATCH($C9,'Mass attenuation coefficients'!$A$2:$A$37,1)+1)-INDEX('Mass attenuation coefficients'!$B$2:$B$37,MATCH($C9,'Mass attenuation coefficients'!$A$2:$A$37,1)))/(INDEX('Mass attenuation coefficients'!$A$2:$A$37,MATCH($C9,'Mass attenuation coefficients'!$A$2:$A$37,1)+1)-INDEX('Mass attenuation coefficients'!$A$2:$A$37,MATCH($C9,'Mass attenuation coefficients'!$A$2:$A$37,1)))),0.997*$C9*'Mass attenuation coefficients'!$B$2/'Mass attenuation coefficients'!$A$2)","v":0.33569363874999997},{"$f":"_xlfn.IFNA(INDEX('Shultis Faw'!$C$2:$C$26,MATCH($C9,'Shultis Faw'!$A$2:$A$26,1))+($C9-INDEX('Shultis Faw'!$A$2:$A$26,MATCH($C9,'Shultis Faw'!$A$2:$A$26,1)))*(INDEX('Shultis Faw'!$C$2:$C$26,MATCH($C9,'Shultis Faw'!$A$2:$A$26,1)+1)-INDEX('Shultis Faw'!$C$2:$C$26,MATCH($C9,'Shultis Faw'!$A$2:$A$26,1)))/(INDEX('Shultis Faw'!$A$2:$A$26,MATCH($C9,'Shultis Faw'!$A$2:$A$26,1)+1)-INDEX('Shultis Faw'!$A$2:$A$26,MATCH($C9,'Shultis Faw'!$A$2:$A$26,1))),$C9*'Shultis Faw'!$C$2/'Shultis Faw'!$A$2)","v":2.7489750000000002},{"$f":"_xlfn.IFNA(INDEX('Shultis Faw'!$D$2:$D$26,MATCH($C9,'Shultis Faw'!$A$2:$A$26,1))+($C9-INDEX('Shultis Faw'!$A$2:$A$26,MATCH($C9,'Shultis Faw'!$A$2:$A$26,1)))*(INDEX('Shultis Faw'!$D$2:$D$26,MATCH($C9,'Shultis Faw'!$A$2:$A$26,1)+1)-INDEX('Shultis Faw'!$D$2:$D$26,MATCH($C9,'Shultis Faw'!$A$2:$A$26,1)))/(INDEX('Shultis Faw'!$A$2:$A$26,MATCH($C9,'Shultis Faw'!$A$2:$A$26,1)+1)-INDEX('Shultis Faw'!$A$2:$A$26,MATCH($C9,'Shultis Faw'!$A$2:$A$26,1))),$C9*'Shultis Faw'!$D$2/'Shultis Faw'!$A$2)","v":0.87411250000000007},{"$f":"_xlfn.IFNA(INDEX('Shultis Faw'!$B$2:$B$26,MATCH($C9,'Shultis Faw'!$A$2:$A$26,1))+($C9-INDEX('Shultis Faw'!$A$2:$A$26,MATCH($C9,'Shultis Faw'!$A$2:$A$26,1)))*(INDEX('Shultis Faw'!$B$2:$B$26,MATCH($C9,'Shultis Faw'!$A$2:$A$26,1)+1)-INDEX('Shultis Faw'!$B$2:$B$26,MATCH($C9,'Shultis Faw'!$A$2:$A$26,1)))/(INDEX('Shultis Faw'!$A$2:$A$26,MATCH($C9,'Shultis Faw'!$A$2:$A$26,1)+1)-INDEX('Shultis Faw'!$A$2:$A$26,MATCH($C9,'Shultis Faw'!$A$2:$A$26,1))),$C9*'Shultis Faw'!$B$2/'Shultis Faw'!$A$2)","v":4.8574999999999972E-2},{"$f":"_xlfn.IFNA(INDEX('Shultis Faw'!$E$2:$E$26,MATCH($C9,'Shultis Faw'!$A$2:$A$26,1))+($C9-INDEX('Shultis Faw'!$A$2:$A$26,MATCH($C9,'Shultis Faw'!$A$2:$A$26,1)))*(INDEX('Shultis Faw'!$E$2:$E$26,MATCH($C9,'Shultis Faw'!$A$2:$A$26,1)+1)-INDEX('Shultis Faw'!$E$2:$E$26,MATCH($C9,'Shultis Faw'!$A$2:$A$26,1)))/(INDEX('Shultis Faw'!$A$2:$A$26,MATCH($C9,'Shultis Faw'!$A$2:$A$26,1)+1)-INDEX('Shultis Faw'!$A$2:$A$26,MATCH($C9,'Shultis Faw'!$A$2:$A$26,1))),$C9*'Shultis Faw'!$E$2/'Shultis Faw'!$A$2)","v":-2.576874999999999E-2},{"$f":"_xlfn.IFNA(INDEX('Shultis Faw'!$F$2:$F$26,MATCH($C9,'Shultis Faw'!$A$2:$A$26,1))+($C9-INDEX('Shultis Faw'!$A$2:$A$26,MATCH($C9,'Shultis Faw'!$A$2:$A$26,1)))*(INDEX('Shultis Faw'!$F$2:$F$26,MATCH($C9,'Shultis Faw'!$A$2:$A$26,1)+1)-INDEX('Shultis Faw'!$F$2:$F$26,MATCH($C9,'Shultis Faw'!$A$2:$A$26,1)))/(INDEX('Shultis Faw'!$A$2:$A$26,MATCH($C9,'Shultis Faw'!$A$2:$A$26,1)+1)-INDEX('Shultis Faw'!$A$2:$A$26,MATCH($C9,'Shultis Faw'!$A$2:$A$26,1))),$C9*'Shultis Faw'!$F$2/'Shultis Faw'!$A$2)","v":12.696375},{"$f":"J9*(H9*'Externe blootstelling'!$D$23/2)^K9+L9*(TANH(((H9*'Externe blootstelling'!$D$23)/(2*M9))-2)-TANH(-2))/(1-TANH(-2))","v":0.9449664196223746},{"$f":"IF(N9=1,1+(I9-1)*H9*'Externe blootstelling'!$D$23/2,1+(I9-1)*(N9^(H9*'Externe blootstelling'!$D$23/2)-1)/(N9-1))","v":8.8818238328988883},{"$f":"G9*EXP(-H9*'Externe blootstelling'!$D$23/2)*O9","v":1.5355418005227051E-4}]
[null,"X-ray",3.4495999999999999E-2,5.5193599999999998E-15,1.9300000000000001E-3,{"$f":"_xlfn.IFNA(INDEX('hp (pSv cm2)'!$B$2:$B$52,MATCH($C10,'hp (pSv cm2)'!$A$2:$A$52,1))+($C10-INDEX('hp (pSv cm2)'!$A$2:$A$52,MATCH($C10,'hp (pSv cm2)'!$A$2:$A$52,1)))*(INDEX('hp (pSv cm2)'!$B$2:$B$52,MATCH($C10,'hp (pSv cm2)'!$A$2:$A$52,1)+1)-INDEX('hp (pSv cm2)'!$B$2:$B$52,MATCH($C10,'hp (pSv cm2)'!$A$2:$A$52,1)))/(INDEX('hp (pSv cm2)'!$A$2:$A$52,MATCH($C10,'hp (pSv cm2)'!$A$2:$A$52,1)+1)-INDEX('hp (pSv cm2)'!$A$2:$A$52,MATCH($C10,'hp (pSv cm2)'!$A$2:$A$52,1))),$C10*'hp (pSv cm2)'!$B$2/'hp (pSv cm2)'!$A$2)","v":0.32908480000000001},6.3513366400000002E-4,{"$f":"_xlfn.IFNA(0.997*(INDEX('Mass attenuation coefficients'!$B$2:$B$37,MATCH($C10,'Mass attenuation coefficients'!$A$2:$A$37,1))+($C10-INDEX('Mass attenuation coefficients'!$A$2:$A$37,MATCH($C10,'Mass attenuation coefficients'!$A$2:$A$37,1)))*(INDEX('Mass attenuation coefficients'!$B$2:$B$37,MATCH($C10,'Mass attenuation coefficients'!$A$2:$A$37,1)+1)-INDEX('Mass attenuation coefficients'!$B$2:$B$37,MATCH($C10,'Mass attenuation coefficients'!$A$2:$A$37,1)))/(INDEX('Mass attenuation coefficients'!$A$2:$A$37,MATCH($C10,'Mass attenuation coefficients'!$A$2:$A$37,1)+1)-INDEX('Mass attenuation coefficients'!$A$2:$A$37,MATCH($C10,'Mass attenuation coefficients'!$A$2:$A$37,1)))),0.997*$C10*'Mass attenuation coefficients'!$B$2/'Mass attenuation coefficients'!$A$2)","v":0.32637584623999999},{"$f":"_xlfn.IFNA(INDEX('Shultis Faw'!$C$2:$C$26,MATCH($C10,'Shultis Faw'!$A$2:$A$26,1))+($C10-INDEX('Shultis Faw'!$A$2:$A$26,MATCH($C10,'Shultis Faw'!$A$2:$A$26,1)))*(INDEX('Shultis Faw'!$C$2:$C$26,MATCH($C10,'Shultis Faw'!$A$2:$A$26,1)+1)-INDEX('Shultis Faw'!$C$2:$C$26,MATCH($C10,'Shultis Faw'!$A$2:$A$26,1)))/(INDEX('Shultis Faw'!$A$2:$A$26,MATCH($C10,'Shultis Faw'!$A$2:$A$26,1)+1)-INDEX('Shultis Faw'!$A$2:$A$26,MATCH($C10,'Shultis Faw'!$A$2:$A$26,1))),$C10*'Shultis Faw'!$C$2/'Shultis Faw'!$A$2)","v":2.8484431999999997},{"$f":"_xlfn.IFNA(INDEX('Shultis Faw'!$D$2:$D$26,MATCH($C10,'Shultis Faw'!$A$2:$A$26,1))+($C10-INDEX('Shultis Faw'!$A$2:$A$26,MATCH($C10,'Shultis Faw'!$A$2:$A$26,1)))*(INDEX('Shultis Faw'!$D$2:$D$26,MATCH($C10,'Shultis Faw'!$A$2:$A$26,1)+1)-INDEX('Shultis Faw'!$D$2:$D$26,MATCH($C10,'Shultis Faw'!$A$2:$A$26,1)))/(INDEX('Shultis Faw'!$A$2:$A$26,MATCH($C10,'Shultis Faw'!$A$2:$A$26,1)+1)-INDEX('Shultis Faw'!$A$2:$A$26,MATCH($C10,'Shultis Faw'!$A$2:$A$26,1))),$C10*'Shultis Faw'!$D$2/'Shultis Faw'!$A$2)","v":0.90729759999999993},{"$f":"_xlfn.IFNA(INDEX('Shultis Faw'!$B$2:$B$26,MATCH($C10,'Shultis Faw'!$A$2:$A$26,1))+($C10-INDEX('Shultis Faw'!$A$2:$A$26,MATCH($C10,'Shultis Faw'!$A$2:$A$26,1)))*(INDEX('Shultis Faw'!$B$2:$B$26,MATCH($C10,'Shultis Faw'!$A$2:$A$26,1)+1)-INDEX('Shultis Faw'!$B$2:$B$26,MATCH($C10,'Shultis Faw'!$A$2:$A$26,1)))/(INDEX('Shultis Faw'!$A$2:$A$26,MATCH($C10,'Shultis Faw'!$A$2:$A$26,1)+1)-INDEX('Shultis Faw'!$A$2:$A$26,MATCH($C10,'Shultis Faw'!$A$2:$A$26,1))),$C10*'Shultis Faw'!$B$2/'Shultis Faw'!$A$2)","v":3.9342400000000007E-2},{"$f":"_xlfn.IFNA(INDEX('Shultis Faw'!$E$2:$E$26,MATCH($C10,'Shultis Faw'!$A$2:$A$26,1))+($C10-INDEX('Shultis Faw'!$A$2:$A$26,MATCH($C10,'Shultis Faw'!$A$2:$A$26,1)))*(INDEX('Shultis Faw'!$E$2:$E$26,MATCH($C10,'Shultis Faw'!$A$2:$A$26,1)+1)-INDEX('Shultis Faw'!$E$2:$E$26,MATCH($C10,'Shultis Faw'!$A$2:$A$26,1)))/(INDEX('Shultis Faw'!$A$2:$A$26,MATCH($C10,'Shultis Faw'!$A$2:$A$26,1)+1)-INDEX('Shultis Faw'!$A$2:$A$26,MATCH($C10,'Shultis Faw'!$A$2:$A$26,1))),$C10*'Shultis Faw'!$E$2/'Shultis Faw'!$A$2)","v":-2.1892800000000007E-2},{"$f":"_xlfn.IFNA(INDEX('Shultis Faw'!$F$2:$F$26,MATCH($C10,'Shultis Faw'!$A$2:$A$26,1))+($C10-INDEX('Shultis Faw'!$A$2:$A$26,MATCH($C10,'Shultis Faw'!$A$2:$A$26,1)))*(INDEX('Shultis Faw'!$F$2:$F$26,MATCH($C10,'Shultis Faw'!$A$2:$A$26,1)+1)-INDEX('Shultis Faw'!$F$2:$F$26,MATCH($C10,'Shultis Faw'!$A$2:$A$26,1)))/(INDEX('Shultis Faw'!$A$2:$A$26,MATCH($C10,'Shultis Faw'!$A$2:$A$26,1)+1)-INDEX('Shultis Faw'!$A$2:$A$26,MATCH($C10,'Shultis Faw'!$A$2:$A$26,1))),$C10*'Shultis Faw'!$F$2/'Shultis Faw'!$A$2)","v":12.556144},{"$f":"J10*(H10*'Externe blootstelling'!$D$23/2)^K10+L10*(TANH(((H10*'Externe blootstelling'!$D$23)/(2*M10))-2)-TANH(-2))/(1-TANH(-2))","v":0.96534753939304363},{"$f":"IF(N10=1,1+(I10-1)*H10*'Externe blootstelling'!$D$23/2,1+(I10-1)*(N10^(H10*'Externe blootstelling'!$D$23/2)-1)/(N10-1))","v":9.458605584138569},{"$f":"G10*EXP(-H10*'Externe blootstelling'!$D$23/2)*O10","v":4.4930764961924057E-5}]
[null,"g",8.0185000000000006E-2,1.28296E-14,2.6070000000000003E-2,{"$f":"_xlfn.IFNA(INDEX('hp (pSv cm2)'!$B$2:$B$52,MATCH($C11,'hp (pSv cm2)'!$A$2:$A$52,1))+($C11-INDEX('hp (pSv cm2)'!$A$2:$A$52,MATCH($C11,'hp (pSv cm2)'!$A$2:$A$52,1)))*(INDEX('hp (pSv cm2)'!$B$2:$B$52,MATCH($C11,'hp (pSv cm2)'!$A$2:$A$52,1)+1)-INDEX('hp (pSv cm2)'!$B$2:$B$52,MATCH($C11,'hp (pSv cm2)'!$A$2:$A$52,1)))/(INDEX('hp (pSv cm2)'!$A$2:$A$52,MATCH($C11,'hp (pSv cm2)'!$A$2:$A$52,1)+1)-INDEX('hp (pSv cm2)'!$A$2:$A$52,MATCH($C11,'hp (pSv cm2)'!$A$2:$A$52,1))),$C11*'hp (pSv cm2)'!$B$2/'hp (pSv cm2)'!$A$2)","v":0.44369375},1.1567096062500001E-2,{"$f":"_xlfn.IFNA(0.997*(INDEX('Mass attenuation coefficients'!$B$2:$B$37,MATCH($C11,'Mass attenuation coefficients'!$A$2:$A$37,1))+($C11-INDEX('Mass attenuation coefficients'!$A$2:$A$37,MATCH($C11,'Mass attenuation coefficients'!$A$2:$A$37,1)))*(INDEX('Mass attenuation coefficients'!$B$2:$B$37,MATCH($C11,'Mass attenuation coefficients'!$A$2:$A$37,1)+1)-INDEX('Mass attenuation coefficients'!$B$2:$B$37,MATCH($C11,'Mass attenuation coefficients'!$A$2:$A$37,1)))/(INDEX('Mass attenuation coefficients'!$A$2:$A$37,MATCH($C11,'Mass attenuation coefficients'!$A$2:$A$37,1)+1)-INDEX('Mass attenuation coefficients'!$A$2:$A$37,MATCH($C11,'Mass attenuation coefficients'!$A$2:$A$37,1)))),0.997*$C11*'Mass attenuation coefficients'!$B$2/'Mass attenuation coefficients'!$A$2)","v":0.18302901075},{"$f":"_xlfn.IFNA(INDEX('Shultis Faw'!$C$2:$C$26,MATCH($C11,'Shultis Faw'!$A$2:$A$26,1))+($C11-INDEX('Shultis Faw'!$A$2:$A$26,MATCH($C11,'Shultis Faw'!$A$2:$A$26,1)))*(INDEX('Shultis Faw'!$C$2:$C$26,MATCH($C11,'Shultis Faw'!$A$2:$A$26,1)+1)-INDEX('Shultis Faw'!$C$2:$C$26,MATCH($C11,'Shultis Faw'!$A$2:$A$26,1)))/(INDEX('Shultis Faw'!$A$2:$A$26,MATCH($C11,'Shultis Faw'!$A$2:$A$26,1)+1)-INDEX('Shultis Faw'!$A$2:$A$26,MATCH($C11,'Shultis Faw'!$A$2:$A$26,1))),$C11*'Shultis Faw'!$C$2/'Shultis Faw'!$A$2)","v":5.0553369999999997},{"$f":"_xlfn.IFNA(INDEX('Shultis Faw'!$D$2:$D$26,MATCH($C11,'Shultis Faw'!$A$2:$A$26,1))+($C11-INDEX('Shultis Faw'!$A$2:$A$26,MATCH($C11,'Shultis Faw'!$A$2:$A$26,1)))*(INDEX('Shultis Faw'!$D$2:$D$26,MATCH($C11,'Shultis Faw'!$A$2:$A$26,1)+1)-INDEX('Shultis Faw'!$D$2:$D$26,MATCH($C11,'Shultis Faw'!$A$2:$A$26,1)))/(INDEX('Shultis Faw'!$A$2:$A$26,MATCH($C11,'Shultis Faw'!$A$2:$A$26,1)+1)-INDEX('Shultis Faw'!$A$2:$A$26,MATCH($C11,'Shultis Faw'!$A$2:$A$26,1))),$C11*'Shultis Faw'!$D$2/'Shultis Faw'!$A$2)","v":2.0604985},{"$f":"_xlfn.IFNA(INDEX('Shultis Faw'!$B$2:$B$26,MATCH($C11,'Shultis Faw'!$A$2:$A$26,1))+($C11-INDEX('Shultis Faw'!$A$2:$A$26,MATCH($C11,'Shultis Faw'!$A$2:$A$26,1)))*(INDEX('Shultis Faw'!$B$2:$B$26,MATCH($C11,'Shultis Faw'!$A$2:$A$26,1)+1)-INDEX('Shultis Faw'!$B$2:$B$26,MATCH($C11,'Shultis Faw'!$A$2:$A$26,1)))/(INDEX('Shultis Faw'!$A$2:$A$26,MATCH($C11,'Shultis Faw'!$A$2:$A$26,1)+1)-INDEX('Shultis Faw'!$A$2:$A$26,MATCH($C11,'Shultis Faw'!$A$2:$A$26,1))),$C11*'Shultis Faw'!$B$2/'Shultis Faw'!$A$2)","v":-0.16816650000000002},{"$f":"_xlfn.IFNA(INDEX('Shultis Faw'!$E$2:$E$26,MATCH($C11,'Shultis Faw'!$A$2:$A$26,1))+($C11-INDEX('Shultis Faw'!$A$2:$A$26,MATCH($C11,'Shultis Faw'!$A$2:$A$26,1)))*(INDEX('Shultis Faw'!$E$2:$E$26,MATCH($C11,'Shultis Faw'!$A$2:$A$26,1)+1)-INDEX('Shultis Faw'!$E$2:$E$26,MATCH($C11,'Shultis Faw'!$A$2:$A$26,1)))/(INDEX('Shultis Faw'!$A$2:$A$26,MATCH($C11,'Shultis Faw'!$A$2:$A$26,1)+1)-INDEX('Shultis Faw'!$A$2:$A$26,MATCH($C11,'Shultis Faw'!$A$2:$A$26,1))),$C11*'Shultis Faw'!$E$2/'Shultis Faw'!$A$2)","v":7.7051800000000004E-2},{"$f":"_xlfn.IFNA(INDEX('Shultis Faw'!$F$2:$F$26,MATCH($C11,'Shultis Faw'!$A$2:$A$26,1))+($C11-INDEX('Shultis Faw'!$A$2:$A$26,MATCH($C11,'Shultis Faw'!$A$2:$A$26,1)))*(INDEX('Shultis Faw'!$F$2:$F$26,MATCH($C11,'Shultis Faw'!$A$2:$A$26,1)+1)-INDEX('Shultis Faw'!$F$2:$F$26,MATCH($C11,'Shultis Faw'!$A$2:$A$26,1)))/(INDEX('Shultis Faw'!$A$2:$A$26,MATCH($C11,'Shultis Faw'!$A$2:$A$26,1)+1)-INDEX('Shultis Faw'!$A$2:$A$26,MATCH($C11,'Shultis Faw'!$A$2:$A$26,1))),$C11*'Shultis Faw'!$F$2/'Shultis Faw'!$A$2)","v":13.666855},{"$f":"J11*(H11*'Externe blootstelling'!$D$23/2)^K11+L11*(TANH(((H11*'Externe blootstelling'!$D$23)/(2*M11))-2)-TANH(-2))/(1-TANH(-2))","v":1.7393309346985828},{"$f":"IF(N11=1,1+(I11-1)*H11*'Externe blootstelling'!$D$23/2,1+(I11-1)*(N11^(H11*'Externe blootstelling'!$D$23/2)-1)/(N11-1))","v":20.58413626308575},{"$f":"G11*EXP(-H11*'Externe blootstelling'!$D$23/2)*O11","v":1.5290780341634327E-2}]
[null,"g",8.5900000000000004E-2,1.3743999999999999E-14,5.1000000000000006E-5,{"$f":"_xlfn.IFNA(INDEX('hp (pSv cm2)'!$B$2:$B$52,MATCH($C12,'hp (pSv cm2)'!$A$2:$A$52,1))+($C12-INDEX('hp (pSv cm2)'!$A$2:$A$52,MATCH($C12,'hp (pSv cm2)'!$A$2:$A$52,1)))*(INDEX('hp (pSv cm2)'!$B$2:$B$52,MATCH($C12,'hp (pSv cm2)'!$A$2:$A$52,1)+1)-INDEX('hp (pSv cm2)'!$B$2:$B$52,MATCH($C12,'hp (pSv cm2)'!$A$2:$A$52,1)))/(INDEX('hp (pSv cm2)'!$A$2:$A$52,MATCH($C12,'hp (pSv cm2)'!$A$2:$A$52,1)+1)-INDEX('hp (pSv cm2)'!$A$2:$A$52,MATCH($C12,'hp (pSv cm2)'!$A$2:$A$52,1))),$C12*'hp (pSv cm2)'!$B$2/'hp (pSv cm2)'!$A$2)","v":0.46512500000000001},2.3721375000000005E-5,{"$f":"_xlfn.IFNA(0.997*(INDEX('Mass attenuation coefficients'!$B$2:$B$37,MATCH($C12,'Mass attenuation coefficients'!$A$2:$A$37,1))+($C12-INDEX('Mass attenuation coefficients'!$A$2:$A$37,MATCH($C12,'Mass attenuation coefficients'!$A$2:$A$37,1)))*(INDEX('Mass attenuation coefficients'!$B$2:$B$37,MATCH($C12,'Mass attenuation coefficients'!$A$2:$A$37,1)+1)-INDEX('Mass attenuation coefficients'!$B$2:$B$37,MATCH($C12,'Mass attenuation coefficients'!$A$2:$A$37,1)))/(INDEX('Mass attenuation coefficients'!$A$2:$A$37,MATCH($C12,'Mass attenuation coefficients'!$A$2:$A$37,1)+1)-INDEX('Mass attenuation coefficients'!$A$2:$A$37,MATCH($C12,'Mass attenuation coefficients'!$A$2:$A$37,1)))),0.997*$C12*'Mass attenuation coefficients'!$B$2/'Mass attenuation coefficients'!$A$2)","v":0.17932540499999999},{"$f":"_xlfn.IFNA(INDEX('Shultis Faw'!$C$2:$C$26,MATCH($C12,'Shultis Faw'!$A$2:$A$26,1))+($C12-INDEX('Shultis Faw'!$A$2:$A$26,MATCH($C12,'Shultis Faw'!$A$2:$A$26,1)))*(INDEX('Shultis Faw'!$C$2:$C$26,MATCH($C12,'Shultis Faw'!$A$2:$A$26,1)+1)-INDEX('Shultis Faw'!$C$2:$C$26,MATCH($C12,'Shultis Faw'!$A$2:$A$26,1)))/(INDEX('Shultis Faw'!$A$2:$A$26,MATCH($C12,'Shultis Faw'!$A$2:$A$26,1)+1)-INDEX('Shultis Faw'!$A$2:$A$26,MATCH($C12,'Shultis Faw'!$A$2:$A$26,1))),$C12*'Shultis Faw'!$C$2/'Shultis Faw'!$A$2)","v":4.9421800000000005},{"$f":"_xlfn.IFNA(INDEX('Shultis Faw'!$D$2:$D$26,MATCH($C12,'Shultis Faw'!$A$2:$A$26,1))+($C12-INDEX('Shultis Faw'!$A$2:$A$26,MATCH($C12,'Shultis Faw'!$A$2:$A$26,1)))*(INDEX('Shultis Faw'!$D$2:$D$26,MATCH($C12,'Shultis Faw'!$A$2:$A$26,1)+1)-INDEX('Shultis Faw'!$D$2:$D$26,MATCH($C12,'Shultis Faw'!$A$2:$A$26,1)))/(INDEX('Shultis Faw'!$A$2:$A$26,MATCH($C12,'Shultis Faw'!$A$2:$A$26,1)+1)-INDEX('Shultis Faw'!$A$2:$A$26,MATCH($C12,'Shultis Faw'!$A$2:$A$26,1))),$C12*'Shultis Faw'!$D$2/'Shultis Faw'!$A$2)","v":2.1067900000000002},{"$f":"_xlfn.IFNA(INDEX('Shultis Faw'!$B$2:$B$26,MATCH($C12,'Shultis Faw'!$A$2:$A$26,1))+($C12-INDEX('Shultis Faw'!$A$2:$A$26,MATCH($C12,'Shultis Faw'!$A$2:$A$26,1)))*(INDEX('Shultis Faw'!$B$2:$B$26,MATCH($C12,'Shultis Faw'!$A$2:$A$26,1)+1)-INDEX('Shultis Faw'!$B$2:$B$26,MATCH($C12,'Shultis Faw'!$A$2:$A$26,1)))/(INDEX('Shultis Faw'!$A$2:$A$26,MATCH($C12,'Shultis Faw'!$A$2:$A$26,1)+1)-INDEX('Shultis Faw'!$A$2:$A$26,MATCH($C12,'Shultis Faw'!$A$2:$A$26,1))),$C12*'Shultis Faw'!$B$2/'Shultis Faw'!$A$2)","v":-0.17331000000000002},{"$f":"_xlfn.IFNA(INDEX('Shultis Faw'!$E$2:$E$26,MATCH($C12,'Shultis Faw'!$A$2:$A$26,1))+($C12-INDEX('Shultis Faw'!$A$2:$A$26,MATCH($C12,'Shultis Faw'!$A$2:$A$26,1)))*(INDEX('Shultis Faw'!$E$2:$E$26,MATCH($C12,'Shultis Faw'!$A$2:$A$26,1)+1)-INDEX('Shultis Faw'!$E$2:$E$26,MATCH($C12,'Shultis Faw'!$A$2:$A$26,1)))/(INDEX('Shultis Faw'!$A$2:$A$26,MATCH($C12,'Shultis Faw'!$A$2:$A$26,1)+1)-INDEX('Shultis Faw'!$A$2:$A$26,MATCH($C12,'Shultis Faw'!$A$2:$A$26,1))),$C12*'Shultis Faw'!$E$2/'Shultis Faw'!$A$2)","v":7.8652E-2},{"$f":"_xlfn.IFNA(INDEX('Shultis Faw'!$F$2:$F$26,MATCH($C12,'Shultis Faw'!$A$2:$A$26,1))+($C12-INDEX('Shultis Faw'!$A$2:$A$26,MATCH($C12,'Shultis Faw'!$A$2:$A$26,1)))*(INDEX('Shultis Faw'!$F$2:$F$26,MATCH($C12,'Shultis Faw'!$A$2:$A$26,1)+1)-INDEX('Shultis Faw'!$F$2:$F$26,MATCH($C12,'Shultis Faw'!$A$2:$A$26,1)))/(INDEX('Shultis Faw'!$A$2:$A$26,MATCH($C12,'Shultis Faw'!$A$2:$A$26,1)+1)-INDEX('Shultis Faw'!$A$2:$A$26,MATCH($C12,'Shultis Faw'!$A$2:$A$26,1))),$C12*'Shultis Faw'!$F$2/'Shultis Faw'!$A$2)","v":13.569699999999999},{"$f":"J12*(H12*'Externe blootstelling'!$D$23/2)^K12+L12*(TANH(((H12*'Externe blootstelling'!$D$23)/(2*M12))-2)-TANH(-2))/(1-TANH(-2))","v":1.7754610208839852},{"$f":"IF(N12=1,1+(I12-1)*H12*'Externe blootstelling'!$D$23/2,1+(I12-1)*(N12^(H12*'Externe blootstelling'!$D$23/2)-1)/(N12-1))","v":19.728226547623745},{"$f":"G12*EXP(-H12*'Externe blootstelling'!$D$23/2)*O12","v":3.1770744921231168E-5}]
[null,"g",0.16392999999999999,2.6228799999999997E-14,2.1100000000000001E-4,{"$f":"_xlfn.IFNA(INDEX('hp (pSv cm2)'!$B$2:$B$52,MATCH($C13,'hp (pSv cm2)'!$A$2:$A$52,1))+($C13-INDEX('hp (pSv cm2)'!$A$2:$A$52,MATCH($C13,'hp (pSv cm2)'!$A$2:$A$52,1)))*(INDEX('hp (pSv cm2)'!$B$2:$B$52,MATCH($C13,'hp (pSv cm2)'!$A$2:$A$52,1)+1)-INDEX('hp (pSv cm2)'!$B$2:$B$52,MATCH($C13,'hp (pSv cm2)'!$A$2:$A$52,1)))/(INDEX('hp (pSv cm2)'!$A$2:$A$52,MATCH($C13,'hp (pSv cm2)'!$A$2:$A$52,1)+1)-INDEX('hp (pSv cm2)'!$A$2:$A$52,MATCH($C13,'hp (pSv cm2)'!$A$2:$A$52,1))),$C13*'hp (pSv cm2)'!$B$2/'hp (pSv cm2)'!$A$2)","v":0.81748579999999993},1.7248950379999999E-4,{"$f":"_xlfn.IFNA(0.997*(INDEX('Mass attenuation coefficients'!$B$2:$B$37,MATCH($C13,'Mass attenuation coefficients'!$A$2:$A$37,1))+($C13-INDEX('Mass attenuation coefficients'!$A$2:$A$37,MATCH($C13,'Mass attenuation coefficients'!$A$2:$A$37,1)))*(INDEX('Mass attenuation coefficients'!$B$2:$B$37,MATCH($C13,'Mass attenuation coefficients'!$A$2:$A$37,1)+1)-INDEX('Mass attenuation coefficients'!$B$2:$B$37,MATCH($C13,'Mass attenuation coefficients'!$A$2:$A$37,1)))/(INDEX('Mass attenuation coefficients'!$A$2:$A$37,MATCH($C13,'Mass attenuation coefficients'!$A$2:$A$37,1)+1)-INDEX('Mass attenuation coefficients'!$A$2:$A$37,MATCH($C13,'Mass attenuation coefficients'!$A$2:$A$37,1)))),0.997*$C13*'Mass attenuation coefficients'!$B$2/'Mass attenuation coefficients'!$A$2)","v":0.14629868330000001},{"$f":"_xlfn.IFNA(INDEX('Shultis Faw'!$C$2:$C$26,MATCH($C13,'Shultis Faw'!$A$2:$A$26,1))+($C13-INDEX('Shultis Faw'!$A$2:$A$26,MATCH($C13,'Shultis Faw'!$A$2:$A$26,1)))*(INDEX('Shultis Faw'!$C$2:$C$26,MATCH($C13,'Shultis Faw'!$A$2:$A$26,1)+1)-INDEX('Shultis Faw'!$C$2:$C$26,MATCH($C13,'Shultis Faw'!$A$2:$A$26,1)))/(INDEX('Shultis Faw'!$A$2:$A$26,MATCH($C13,'Shultis Faw'!$A$2:$A$26,1)+1)-INDEX('Shultis Faw'!$A$2:$A$26,MATCH($C13,'Shultis Faw'!$A$2:$A$26,1))),$C13*'Shultis Faw'!$C$2/'Shultis Faw'!$A$2)","v":3.7802666},{"$f":"_xlfn.IFNA(INDEX('Shultis Faw'!$D$2:$D$26,MATCH($C13,'Shultis Faw'!$A$2:$A$26,1))+($C13-INDEX('Shultis Faw'!$A$2:$A$26,MATCH($C13,'Shultis Faw'!$A$2:$A$26,1)))*(INDEX('Shultis Faw'!$D$2:$D$26,MATCH($C13,'Shultis Faw'!$A$2:$A$26,1)+1)-INDEX('Shultis Faw'!$D$2:$D$26,MATCH($C13,'Shultis Faw'!$A$2:$A$26,1)))/(INDEX('Shultis Faw'!$A$2:$A$26,MATCH($C13,'Shultis Faw'!$A$2:$A$26,1)+1)-INDEX('Shultis Faw'!$A$2:$A$26,MATCH($C13,'Shultis Faw'!$A$2:$A$26,1))),$C13*'Shultis Faw'!$D$2/'Shultis Faw'!$A$2)","v":2.2174831999999998},{"$f":"_xlfn.IFNA(INDEX('Shultis Faw'!$B$2:$B$26,MATCH($C13,'Shultis Faw'!$A$2:$A$26,1))+($C13-INDEX('Shultis Faw'!$A$2:$A$26,MATCH($C13,'Shultis Faw'!$A$2:$A$26,1)))*(INDEX('Shultis Faw'!$B$2:$B$26,MATCH($C13,'Shultis Faw'!$A$2:$A$26,1)+1)-INDEX('Shultis Faw'!$B$2:$B$26,MATCH($C13,'Shultis Faw'!$A$2:$A$26,1)))/(INDEX('Shultis Faw'!$A$2:$A$26,MATCH($C13,'Shultis Faw'!$A$2:$A$26,1)+1)-INDEX('Shultis Faw'!$A$2:$A$26,MATCH($C13,'Shultis Faw'!$A$2:$A$26,1))),$C13*'Shultis Faw'!$B$2/'Shultis Faw'!$A$2)","v":-0.1824926},{"$f":"_xlfn.IFNA(INDEX('Shultis Faw'!$E$2:$E$26,MATCH($C13,'Shultis Faw'!$A$2:$A$26,1))+($C13-INDEX('Shultis Faw'!$A$2:$A$26,MATCH($C13,'Shultis Faw'!$A$2:$A$26,1)))*(INDEX('Shultis Faw'!$E$2:$E$26,MATCH($C13,'Shultis Faw'!$A$2:$A$26,1)+1)-INDEX('Shultis Faw'!$E$2:$E$26,MATCH($C13,'Shultis Faw'!$A$2:$A$26,1)))/(INDEX('Shultis Faw'!$A$2:$A$26,MATCH($C13,'Shultis Faw'!$A$2:$A$26,1)+1)-INDEX('Shultis Faw'!$A$2:$A$26,MATCH($C13,'Shultis Faw'!$A$2:$A$26,1))),$C13*'Shultis Faw'!$E$2/'Shultis Faw'!$A$2)","v":7.7616420000000005E-2},{"$f":"_xlfn.IFNA(INDEX('Shultis Faw'!$F$2:$F$26,MATCH($C13,'Shultis Faw'!$A$2:$A$26,1))+($C13-INDEX('Shultis Faw'!$A$2:$A$26,MATCH($C13,'Shultis Faw'!$A$2:$A$26,1)))*(INDEX('Shultis Faw'!$F$2:$F$26,MATCH($C13,'Shultis Faw'!$A$2:$A$26,1)+1)-INDEX('Shultis Faw'!$F$2:$F$26,MATCH($C13,'Shultis Faw'!$A$2:$A$26,1)))/(INDEX('Shultis Faw'!$A$2:$A$26,MATCH($C13,'Shultis Faw'!$A$2:$A$26,1)+1)-INDEX('Shultis Faw'!$A$2:$A$26,MATCH($C13,'Shultis Faw'!$A$2:$A$26,1))),$C13*'Shultis Faw'!$F$2/'Shultis Faw'!$A$2)","v":14.276365999999999},{"$f":"J13*(H13*'Externe blootstelling'!$D$23/2)^K13+L13*(TANH(((H13*'Externe blootstelling'!$D$23)/(2*M13))-2)-TANH(-2))/(1-TANH(-2))","v":1.9216870879700625},{"$f":"IF(N13=1,1+(I13-1)*H13*'Externe blootstelling'!$D$23/2,1+(I13-1)*(N13^(H13*'Externe blootstelling'!$D$23/2)-1)/(N13-1))","v":10.632000817776225},{"$f":"G13*EXP(-H13*'Externe blootstelling'!$D$23/2)*O13","v":2.0432758932683735E-4}]
[null,"g",0.17721400000000001,2.8354239999999997E-14,2.7700000000000003E-3,{"$f":"_xlfn.IFNA(INDEX('hp (pSv cm2)'!$B$2:$B$52,MATCH($C14,'hp (pSv cm2)'!$A$2:$A$52,1))+($C14-INDEX('hp (pSv cm2)'!$A$2:$A$52,MATCH($C14,'hp (pSv cm2)'!$A$2:$A$52,1)))*(INDEX('hp (pSv cm2)'!$B$2:$B$52,MATCH($C14,'hp (pSv cm2)'!$A$2:$A$52,1)+1)-INDEX('hp (pSv cm2)'!$B$2:$B$52,MATCH($C14,'hp (pSv cm2)'!$A$2:$A$52,1)))/(INDEX('hp (pSv cm2)'!$A$2:$A$52,MATCH($C14,'hp (pSv cm2)'!$A$2:$A$52,1)+1)-INDEX('hp (pSv cm2)'!$A$2:$A$52,MATCH($C14,'hp (pSv cm2)'!$A$2:$A$52,1))),$C14*'hp (pSv cm2)'!$B$2/'hp (pSv cm2)'!$A$2)","v":0.88470283999999999},2.4506268668000003E-3,{"$f":"_xlfn.IFNA(0.997*(INDEX('Mass attenuation coefficients'!$B$2:$B$37,MATCH($C14,'Mass attenuation coefficients'!$A$2:$A$37,1))+($C14-INDEX('Mass attenuation coefficients'!$A$2:$A$37,MATCH($C14,'Mass attenuation coefficients'!$A$2:$A$37,1)))*(INDEX('Mass attenuation coefficients'!$B$2:$B$37,MATCH($C14,'Mass attenuation coefficients'!$A$2:$A$37,1)+1)-INDEX('Mass attenuation coefficients'!$B$2:$B$37,MATCH($C14,'Mass attenuation coefficients'!$A$2:$A$37,1)))/(INDEX('Mass attenuation coefficients'!$A$2:$A$37,MATCH($C14,'Mass attenuation coefficients'!$A$2:$A$37,1)+1)-INDEX('Mass attenuation coefficients'!$A$2:$A$37,MATCH($C14,'Mass attenuation coefficients'!$A$2:$A$37,1)))),0.997*$C14*'Mass attenuation coefficients'!$B$2/'Mass attenuation coefficients'!$A$2)","v":0.14272276334},{"$f":"_xlfn.IFNA(INDEX('Shultis Faw'!$C$2:$C$26,MATCH($C14,'Shultis Faw'!$A$2:$A$26,1))+($C14-INDEX('Shultis Faw'!$A$2:$A$26,MATCH($C14,'Shultis Faw'!$A$2:$A$26,1)))*(INDEX('Shultis Faw'!$C$2:$C$26,MATCH($C14,'Shultis Faw'!$A$2:$A$26,1)+1)-INDEX('Shultis Faw'!$C$2:$C$26,MATCH($C14,'Shultis Faw'!$A$2:$A$26,1)))/(INDEX('Shultis Faw'!$A$2:$A$26,MATCH($C14,'Shultis Faw'!$A$2:$A$26,1)+1)-INDEX('Shultis Faw'!$A$2:$A$26,MATCH($C14,'Shultis Faw'!$A$2:$A$26,1))),$C14*'Shultis Faw'!$C$2/'Shultis Faw'!$A$2)","v":3.6689466799999999},{"$f":"_xlfn.IFNA(INDEX('Shultis Faw'!$D$2:$D$26,MATCH($C14,'Shultis Faw'!$A$2:$A$26,1))+($C14-INDEX('Shultis Faw'!$A$2:$A$26,MATCH($C14,'Shultis Faw'!$A$2:$A$26,1)))*(INDEX('Shultis Faw'!$D$2:$D$26,MATCH($C14,'Shultis Faw'!$A$2:$A$26,1)+1)-INDEX('Shultis Faw'!$D$2:$D$26,MATCH($C14,'Shultis Faw'!$A$2:$A$26,1)))/(INDEX('Shultis Faw'!$A$2:$A$26,MATCH($C14,'Shultis Faw'!$A$2:$A$26,1)+1)-INDEX('Shultis Faw'!$A$2:$A$26,MATCH($C14,'Shultis Faw'!$A$2:$A$26,1))),$C14*'Shultis Faw'!$D$2/'Shultis Faw'!$A$2)","v":2.1941033599999997},{"$f":"_xlfn.IFNA(INDEX('Shultis Faw'!$B$2:$B$26,MATCH($C14,'Shultis Faw'!$A$2:$A$26,1))+($C14-INDEX('Shultis Faw'!$A$2:$A$26,MATCH($C14,'Shultis Faw'!$A$2:$A$26,1)))*(INDEX('Shultis Faw'!$B$2:$B$26,MATCH($C14,'Shultis Faw'!$A$2:$A$26,1)+1)-INDEX('Shultis Faw'!$B$2:$B$26,MATCH($C14,'Shultis Faw'!$A$2:$A$26,1)))/(INDEX('Shultis Faw'!$A$2:$A$26,MATCH($C14,'Shultis Faw'!$A$2:$A$26,1)+1)-INDEX('Shultis Faw'!$A$2:$A$26,MATCH($C14,'Shultis Faw'!$A$2:$A$26,1))),$C14*'Shultis Faw'!$B$2/'Shultis Faw'!$A$2)","v":-0.18010147999999998},{"$f":"_xlfn.IFNA(INDEX('Shultis Faw'!$E$2:$E$26,MATCH($C14,'Shultis Faw'!$A$2:$A$26,1))+($C14-INDEX('Shultis Faw'!$A$2:$A$26,MATCH($C14,'Shultis Faw'!$A$2:$A$26,1)))*(INDEX('Shultis Faw'!$E$2:$E$26,MATCH($C14,'Shultis Faw'!$A$2:$A$26,1)+1)-INDEX('Shultis Faw'!$E$2:$E$26,MATCH($C14,'Shultis Faw'!$A$2:$A$26,1)))/(INDEX('Shultis Faw'!$A$2:$A$26,MATCH($C14,'Shultis Faw'!$A$2:$A$26,1)+1)-INDEX('Shultis Faw'!$A$2:$A$26,MATCH($C14,'Shultis Faw'!$A$2:$A$26,1))),$C14*'Shultis Faw'!$E$2/'Shultis Faw'!$A$2)","v":7.7536716000000006E-2},{"$f":"_xlfn.IFNA(INDEX('Shultis Faw'!$F$2:$F$26,MATCH($C14,'Shultis Faw'!$A$2:$A$26,1))+($C14-INDEX('Shultis Faw'!$A$2:$A$26,MATCH($C14,'Shultis Faw'!$A$2:$A$26,1)))*(INDEX('Shultis Faw'!$F$2:$F$26,MATCH($C14,'Shultis Faw'!$A$2:$A$26,1)+1)-INDEX('Shultis Faw'!$F$2:$F$26,MATCH($C14,'Shultis Faw'!$A$2:$A$26,1)))/(INDEX('Shultis Faw'!$A$2:$A$26,MATCH($C14,'Shultis Faw'!$A$2:$A$26,1)+1)-INDEX('Shultis Faw'!$A$2:$A$26,MATCH($C14,'Shultis Faw'!$A$2:$A$26,1))),$C14*'Shultis Faw'!$F$2/'Shultis Faw'!$A$2)","v":14.358726799999999},{"$f":"J14*(H14*'Externe blootstelling'!$D$23/2)^K14+L14*(TANH(((H14*'Externe blootstelling'!$D$23)/(2*M14))-2)-TANH(-2))/(1-TANH(-2))","v":1.9134962776185847},{"$f":"IF(N14=1,1+(I14-1)*H14*'Externe blootstelling'!$D$23/2,1+(I14-1)*(N14^(H14*'Externe blootstelling'!$D$23/2)-1)/(N14-1))","v":9.7997676778927296},{"$f":"G14*EXP(-H14*'Externe blootstelling'!$D$23/2)*O14","v":2.8231720262020844E-3}]
[null,"g",0.23218,3.71488E-14,2.3E-5,{"$f":"_xlfn.IFNA(INDEX('hp (pSv cm2)'!$B$2:$B$52,MATCH($C15,'hp (pSv cm2)'!$A$2:$A$52,1))+($C15-INDEX('hp (pSv cm2)'!$A$2:$A$52,MATCH($C15,'hp (pSv cm2)'!$A$2:$A$52,1)))*(INDEX('hp (pSv cm2)'!$B$2:$B$52,MATCH($C15,'hp (pSv cm2)'!$A$2:$A$52,1)+1)-INDEX('hp (pSv cm2)'!$B$2:$B$52,MATCH($C15,'hp (pSv cm2)'!$A$2:$A$52,1)))/(INDEX('hp (pSv cm2)'!$A$2:$A$52,MATCH($C15,'hp (pSv cm2)'!$A$2:$A$52,1)+1)-INDEX('hp (pSv cm2)'!$A$2:$A$52,MATCH($C15,'hp (pSv cm2)'!$A$2:$A$52,1))),$C15*'hp (pSv cm2)'!$B$2/'hp (pSv cm2)'!$A$2)","v":1.164118},2.6774714000000001E-5,{"$f":"_xlfn.IFNA(0.997*(INDEX('Mass attenuation coefficients'!$B$2:$B$37,MATCH($C15,'Mass attenuation coefficients'!$A$2:$A$37,1))+($C15-INDEX('Mass attenuation coefficients'!$A$2:$A$37,MATCH($C15,'Mass attenuation coefficients'!$A$2:$A$37,1)))*(INDEX('Mass attenuation coefficients'!$B$2:$B$37,MATCH($C15,'Mass attenuation coefficients'!$A$2:$A$37,1)+1)-INDEX('Mass attenuation coefficients'!$B$2:$B$37,MATCH($C15,'Mass attenuation coefficients'!$A$2:$A$37,1)))/(INDEX('Mass attenuation coefficients'!$A$2:$A$37,MATCH($C15,'Mass attenuation coefficients'!$A$2:$A$37,1)+1)-INDEX('Mass attenuation coefficients'!$A$2:$A$37,MATCH($C15,'Mass attenuation coefficients'!$A$2:$A$37,1)))),0.997*$C15*'Mass attenuation coefficients'!$B$2/'Mass attenuation coefficients'!$A$2)","v":0.13068564336000002},{"$f":"_xlfn.IFNA(INDEX('Shultis Faw'!$C$2:$C$26,MATCH($C15,'Shultis Faw'!$A$2:$A$26,1))+($C15-INDEX('Shultis Faw'!$A$2:$A$26,MATCH($C15,'Shultis Faw'!$A$2:$A$26,1)))*(INDEX('Shultis Faw'!$C$2:$C$26,MATCH($C15,'Shultis Faw'!$A$2:$A$26,1)+1)-INDEX('Shultis Faw'!$C$2:$C$26,MATCH($C15,'Shultis Faw'!$A$2:$A$26,1)))/(INDEX('Shultis Faw'!$A$2:$A$26,MATCH($C15,'Shultis Faw'!$A$2:$A$26,1)+1)-INDEX('Shultis Faw'!$A$2:$A$26,MATCH($C15,'Shultis Faw'!$A$2:$A$26,1))),$C15*'Shultis Faw'!$C$2/'Shultis Faw'!$A$2)","v":3.2984356000000004},{"$f":"_xlfn.IFNA(INDEX('Shultis Faw'!$D$2:$D$26,MATCH($C15,'Shultis Faw'!$A$2:$A$26,1))+($C15-INDEX('Shultis Faw'!$A$2:$A$26,MATCH($C15,'Shultis Faw'!$A$2:$A$26,1)))*(INDEX('Shultis Faw'!$D$2:$D$26,MATCH($C15,'Shultis Faw'!$A$2:$A$26,1)+1)-INDEX('Shultis Faw'!$D$2:$D$26,MATCH($C15,'Shultis Faw'!$A$2:$A$26,1)))/(INDEX('Shultis Faw'!$A$2:$A$26,MATCH($C15,'Shultis Faw'!$A$2:$A$26,1)+1)-INDEX('Shultis Faw'!$A$2:$A$26,MATCH($C15,'Shultis Faw'!$A$2:$A$26,1))),$C15*'Shultis Faw'!$D$2/'Shultis Faw'!$A$2)","v":2.1115223999999997},{"$f":"_xlfn.IFNA(INDEX('Shultis Faw'!$B$2:$B$26,MATCH($C15,'Shultis Faw'!$A$2:$A$26,1))+($C15-INDEX('Shultis Faw'!$A$2:$A$26,MATCH($C15,'Shultis Faw'!$A$2:$A$26,1)))*(INDEX('Shultis Faw'!$B$2:$B$26,MATCH($C15,'Shultis Faw'!$A$2:$A$26,1)+1)-INDEX('Shultis Faw'!$B$2:$B$26,MATCH($C15,'Shultis Faw'!$A$2:$A$26,1)))/(INDEX('Shultis Faw'!$A$2:$A$26,MATCH($C15,'Shultis Faw'!$A$2:$A$26,1)+1)-INDEX('Shultis Faw'!$A$2:$A$26,MATCH($C15,'Shultis Faw'!$A$2:$A$26,1))),$C15*'Shultis Faw'!$B$2/'Shultis Faw'!$A$2)","v":-0.1721384},{"$f":"_xlfn.IFNA(INDEX('Shultis Faw'!$E$2:$E$26,MATCH($C15,'Shultis Faw'!$A$2:$A$26,1))+($C15-INDEX('Shultis Faw'!$A$2:$A$26,MATCH($C15,'Shultis Faw'!$A$2:$A$26,1)))*(INDEX('Shultis Faw'!$E$2:$E$26,MATCH($C15,'Shultis Faw'!$A$2:$A$26,1)+1)-INDEX('Shultis Faw'!$E$2:$E$26,MATCH($C15,'Shultis Faw'!$A$2:$A$26,1)))/(INDEX('Shultis Faw'!$A$2:$A$26,MATCH($C15,'Shultis Faw'!$A$2:$A$26,1)+1)-INDEX('Shultis Faw'!$A$2:$A$26,MATCH($C15,'Shultis Faw'!$A$2:$A$26,1))),$C15*'Shultis Faw'!$E$2/'Shultis Faw'!$A$2)","v":7.3570579999999997E-2},{"$f":"_xlfn.IFNA(INDEX('Shultis Faw'!$F$2:$F$26,MATCH($C15,'Shultis Faw'!$A$2:$A$26,1))+($C15-INDEX('Shultis Faw'!$A$2:$A$26,MATCH($C15,'Shultis Faw'!$A$2:$A$26,1)))*(INDEX('Shultis Faw'!$F$2:$F$26,MATCH($C15,'Shultis Faw'!$A$2:$A$26,1)+1)-INDEX('Shultis Faw'!$F$2:$F$26,MATCH($C15,'Shultis Faw'!$A$2:$A$26,1)))/(INDEX('Shultis Faw'!$A$2:$A$26,MATCH($C15,'Shultis Faw'!$A$2:$A$26,1)+1)-INDEX('Shultis Faw'!$A$2:$A$26,MATCH($C15,'Shultis Faw'!$A$2:$A$26,1))),$C15*'Shultis Faw'!$F$2/'Shultis Faw'!$A$2)","v":14.406677999999999},{"$f":"J15*(H15*'Externe blootstelling'!$D$23/2)^K15+L15*(TANH(((H15*'Externe blootstelling'!$D$23)/(2*M15))-2)-TANH(-2))/(1-TANH(-2))","v":1.8809245702287831},{"$f":"IF(N15=1,1+(I15-1)*H15*'Externe blootstelling'!$D$23/2,1+(I15-1)*(N15^(H15*'Externe blootstelling'!$D$23/2)-1)/(N15-1))","v":7.3928953097683641},{"$f":"G15*EXP(-H15*'Externe blootstelling'!$D$23/2)*O15","v":2.7873954713826051E-5}]
[null,"g",0.27249800000000002,4.3599679999999999E-14,5.8100000000000003E-4,{"$f":"_xlfn.IFNA(INDEX('hp (pSv cm2)'!$B$2:$B$52,MATCH($C16,'hp (pSv cm2)'!$A$2:$A$52,1))+($C16-INDEX('hp (pSv cm2)'!$A$2:$A$52,MATCH($C16,'hp (pSv cm2)'!$A$2:$A$52,1)))*(INDEX('hp (pSv cm2)'!$B$2:$B$52,MATCH($C16,'hp (pSv cm2)'!$A$2:$A$52,1)+1)-INDEX('hp (pSv cm2)'!$B$2:$B$52,MATCH($C16,'hp (pSv cm2)'!$A$2:$A$52,1)))/(INDEX('hp (pSv cm2)'!$A$2:$A$52,MATCH($C16,'hp (pSv cm2)'!$A$2:$A$52,1)+1)-INDEX('hp (pSv cm2)'!$A$2:$A$52,MATCH($C16,'hp (pSv cm2)'!$A$2:$A$52,1))),$C16*'hp (pSv cm2)'!$B$2/'hp (pSv cm2)'!$A$2)","v":1.3697398000000001},7.9581882380000012E-4,{"$f":"_xlfn.IFNA(0.997*(INDEX('Mass attenuation coefficients'!$B$2:$B$37,MATCH($C16,'Mass attenuation coefficients'!$A$2:$A$37,1))+($C16-INDEX('Mass attenuation coefficients'!$A$2:$A$37,MATCH($C16,'Mass attenuation coefficients'!$A$2:$A$37,1)))*(INDEX('Mass attenuation coefficients'!$B$2:$B$37,MATCH($C16,'Mass attenuation coefficients'!$A$2:$A$37,1)+1)-INDEX('Mass attenuation coefficients'!$B$2:$B$37,MATCH($C16,'Mass attenuation coefficients'!$A$2:$A$37,1)))/(INDEX('Mass attenuation coefficients'!$A$2:$A$37,MATCH($C16,'Mass attenuation coefficients'!$A$2:$A$37,1)+1)-INDEX('Mass attenuation coefficients'!$A$2:$A$37,MATCH($C16,'Mass attenuation coefficients'!$A$2:$A$37,1)))),0.997*$C16*'Mass attenuation coefficients'!$B$2/'Mass attenuation coefficients'!$A$2)","v":0.123289386896},{"$f":"_xlfn.IFNA(INDEX('Shultis Faw'!$C$2:$C$26,MATCH($C16,'Shultis Faw'!$A$2:$A$26,1))+($C16-INDEX('Shultis Faw'!$A$2:$A$26,MATCH($C16,'Shultis Faw'!$A$2:$A$26,1)))*(INDEX('Shultis Faw'!$C$2:$C$26,MATCH($C16,'Shultis Faw'!$A$2:$A$26,1)+1)-INDEX('Shultis Faw'!$C$2:$C$26,MATCH($C16,'Shultis Faw'!$A$2:$A$26,1)))/(INDEX('Shultis Faw'!$A$2:$A$26,MATCH($C16,'Shultis Faw'!$A$2:$A$26,1)+1)-INDEX('Shultis Faw'!$A$2:$A$26,MATCH($C16,'Shultis Faw'!$A$2:$A$26,1))),$C16*'Shultis Faw'!$C$2/'Shultis Faw'!$A$2)","v":3.0734611599999999},{"$f":"_xlfn.IFNA(INDEX('Shultis Faw'!$D$2:$D$26,MATCH($C16,'Shultis Faw'!$A$2:$A$26,1))+($C16-INDEX('Shultis Faw'!$A$2:$A$26,MATCH($C16,'Shultis Faw'!$A$2:$A$26,1)))*(INDEX('Shultis Faw'!$D$2:$D$26,MATCH($C16,'Shultis Faw'!$A$2:$A$26,1)+1)-INDEX('Shultis Faw'!$D$2:$D$26,MATCH($C16,'Shultis Faw'!$A$2:$A$26,1)))/(INDEX('Shultis Faw'!$A$2:$A$26,MATCH($C16,'Shultis Faw'!$A$2:$A$26,1)+1)-INDEX('Shultis Faw'!$A$2:$A$26,MATCH($C16,'Shultis Faw'!$A$2:$A$26,1))),$C16*'Shultis Faw'!$D$2/'Shultis Faw'!$A$2)","v":2.05830264},{"$f":"_xlfn.IFNA(INDEX('Shultis Faw'!$B$2:$B$26,MATCH($C16,'Shultis Faw'!$A$2:$A$26,1))+($C16-INDEX('Shultis Faw'!$A$2:$A$26,MATCH($C16,'Shultis Faw'!$A$2:$A$26,1)))*(INDEX('Shultis Faw'!$B$2:$B$26,MATCH($C16,'Shultis Faw'!$A$2:$A$26,1)+1)-INDEX('Shultis Faw'!$B$2:$B$26,MATCH($C16,'Shultis Faw'!$A$2:$A$26,1)))/(INDEX('Shultis Faw'!$A$2:$A$26,MATCH($C16,'Shultis Faw'!$A$2:$A$26,1)+1)-INDEX('Shultis Faw'!$A$2:$A$26,MATCH($C16,'Shultis Faw'!$A$2:$A$26,1))),$C16*'Shultis Faw'!$B$2/'Shultis Faw'!$A$2)","v":-0.16730023999999999},{"$f":"_xlfn.IFNA(INDEX('Shultis Faw'!$E$2:$E$26,MATCH($C16,'Shultis Faw'!$A$2:$A$26,1))+($C16-INDEX('Shultis Faw'!$A$2:$A$26,MATCH($C16,'Shultis Faw'!$A$2:$A$26,1)))*(INDEX('Shultis Faw'!$E$2:$E$26,MATCH($C16,'Shultis Faw'!$A$2:$A$26,1)+1)-INDEX('Shultis Faw'!$E$2:$E$26,MATCH($C16,'Shultis Faw'!$A$2:$A$26,1)))/(INDEX('Shultis Faw'!$A$2:$A$26,MATCH($C16,'Shultis Faw'!$A$2:$A$26,1)+1)-INDEX('Shultis Faw'!$A$2:$A$26,MATCH($C16,'Shultis Faw'!$A$2:$A$26,1))),$C16*'Shultis Faw'!$E$2/'Shultis Faw'!$A$2)","v":6.8772738E-2},{"$f":"_xlfn.IFNA(INDEX('Shultis Faw'!$F$2:$F$26,MATCH($C16,'Shultis Faw'!$A$2:$A$26,1))+($C16-INDEX('Shultis Faw'!$A$2:$A$26,MATCH($C16,'Shultis Faw'!$A$2:$A$26,1)))*(INDEX('Shultis Faw'!$F$2:$F$26,MATCH($C16,'Shultis Faw'!$A$2:$A$26,1)+1)-INDEX('Shultis Faw'!$F$2:$F$26,MATCH($C16,'Shultis Faw'!$A$2:$A$26,1)))/(INDEX('Shultis Faw'!$A$2:$A$26,MATCH($C16,'Shultis Faw'!$A$2:$A$26,1)+1)-INDEX('Shultis Faw'!$A$2:$A$26,MATCH($C16,'Shultis Faw'!$A$2:$A$26,1))),$C16*'Shultis Faw'!$F$2/'Shultis Faw'!$A$2)","v":14.2897558},{"$f":"J16*(H16*'Externe blootstelling'!$D$23/2)^K16+L16*(TANH(((H16*'Externe blootstelling'!$D$23)/(2*M16))-2)-TANH(-2))/(1-TANH(-2))","v":1.8574717905354308},{"$f":"IF(N16=1,1+(I16-1)*H16*'Externe blootstelling'!$D$23/2,1+(I16-1)*(N16^(H16*'Externe blootstelling'!$D$23/2)-1)/(N16-1))","v":6.18173801310577},{"$f":"G16*EXP(-H16*'Externe blootstelling'!$D$23/2)*O16","v":7.7404515527120909E-4}]
[null,"g",0.28430499999999997,4.5488799999999999E-14,6.1399999999999996E-2,{"$f":"_xlfn.IFNA(INDEX('hp (pSv cm2)'!$B$2:$B$52,MATCH($C17,'hp (pSv cm2)'!$A$2:$A$52,1))+($C17-INDEX('hp (pSv cm2)'!$A$2:$A$52,MATCH($C17,'hp (pSv cm2)'!$A$2:$A$52,1)))*(INDEX('hp (pSv cm2)'!$B$2:$B$52,MATCH($C17,'hp (pSv cm2)'!$A$2:$A$52,1)+1)-INDEX('hp (pSv cm2)'!$B$2:$B$52,MATCH($C17,'hp (pSv cm2)'!$A$2:$A$52,1)))/(INDEX('hp (pSv cm2)'!$A$2:$A$52,MATCH($C17,'hp (pSv cm2)'!$A$2:$A$52,1)+1)-INDEX('hp (pSv cm2)'!$A$2:$A$52,MATCH($C17,'hp (pSv cm2)'!$A$2:$A$52,1))),$C17*'hp (pSv cm2)'!$B$2/'hp (pSv cm2)'!$A$2)","v":1.4299554999999999},8.7799267699999989E-2,{"$f":"_xlfn.IFNA(0.997*(INDEX('Mass attenuation coefficients'!$B$2:$B$37,MATCH($C17,'Mass attenuation coefficients'!$A$2:$A$37,1))+($C17-INDEX('Mass attenuation coefficients'!$A$2:$A$37,MATCH($C17,'Mass attenuation coefficients'!$A$2:$A$37,1)))*(INDEX('Mass attenuation coefficients'!$B$2:$B$37,MATCH($C17,'Mass attenuation coefficients'!$A$2:$A$37,1)+1)-INDEX('Mass attenuation coefficients'!$B$2:$B$37,MATCH($C17,'Mass attenuation coefficients'!$A$2:$A$37,1)))/(INDEX('Mass attenuation coefficients'!$A$2:$A$37,MATCH($C17,'Mass attenuation coefficients'!$A$2:$A$37,1)+1)-INDEX('Mass attenuation coefficients'!$A$2:$A$37,MATCH($C17,'Mass attenuation coefficients'!$A$2:$A$37,1)))),0.997*$C17*'Mass attenuation coefficients'!$B$2/'Mass attenuation coefficients'!$A$2)","v":0.12112341636},{"$f":"_xlfn.IFNA(INDEX('Shultis Faw'!$C$2:$C$26,MATCH($C17,'Shultis Faw'!$A$2:$A$26,1))+($C17-INDEX('Shultis Faw'!$A$2:$A$26,MATCH($C17,'Shultis Faw'!$A$2:$A$26,1)))*(INDEX('Shultis Faw'!$C$2:$C$26,MATCH($C17,'Shultis Faw'!$A$2:$A$26,1)+1)-INDEX('Shultis Faw'!$C$2:$C$26,MATCH($C17,'Shultis Faw'!$A$2:$A$26,1)))/(INDEX('Shultis Faw'!$A$2:$A$26,MATCH($C17,'Shultis Faw'!$A$2:$A$26,1)+1)-INDEX('Shultis Faw'!$A$2:$A$26,MATCH($C17,'Shultis Faw'!$A$2:$A$26,1))),$C17*'Shultis Faw'!$C$2/'Shultis Faw'!$A$2)","v":3.0075780999999999},{"$f":"_xlfn.IFNA(INDEX('Shultis Faw'!$D$2:$D$26,MATCH($C17,'Shultis Faw'!$A$2:$A$26,1))+($C17-INDEX('Shultis Faw'!$A$2:$A$26,MATCH($C17,'Shultis Faw'!$A$2:$A$26,1)))*(INDEX('Shultis Faw'!$D$2:$D$26,MATCH($C17,'Shultis Faw'!$A$2:$A$26,1)+1)-INDEX('Shultis Faw'!$D$2:$D$26,MATCH($C17,'Shultis Faw'!$A$2:$A$26,1)))/(INDEX('Shultis Faw'!$A$2:$A$26,MATCH($C17,'Shultis Faw'!$A$2:$A$26,1)+1)-INDEX('Shultis Faw'!$A$2:$A$26,MATCH($C17,'Shultis Faw'!$A$2:$A$26,1))),$C17*'Shultis Faw'!$D$2/'Shultis Faw'!$A$2)","v":2.0427173999999999},{"$f":"_xlfn.IFNA(INDEX('Shultis Faw'!$B$2:$B$26,MATCH($C17,'Shultis Faw'!$A$2:$A$26,1))+($C17-INDEX('Shultis Faw'!$A$2:$A$26,MATCH($C17,'Shultis Faw'!$A$2:$A$26,1)))*(INDEX('Shultis Faw'!$B$2:$B$26,MATCH($C17,'Shultis Faw'!$A$2:$A$26,1)+1)-INDEX('Shultis Faw'!$B$2:$B$26,MATCH($C17,'Shultis Faw'!$A$2:$A$26,1)))/(INDEX('Shultis Faw'!$A$2:$A$26,MATCH($C17,'Shultis Faw'!$A$2:$A$26,1)+1)-INDEX('Shultis Faw'!$A$2:$A$26,MATCH($C17,'Shultis Faw'!$A$2:$A$26,1))),$C17*'Shultis Faw'!$B$2/'Shultis Faw'!$A$2)","v":-0.16588340000000001},{"$f":"_xlfn.IFNA(INDEX('Shultis Faw'!$E$2:$E$26,MATCH($C17,'Shultis Faw'!$A$2:$A$26,1))+($C17-INDEX('Shultis Faw'!$A$2:$A$26,MATCH($C17,'Shultis Faw'!$A$2:$A$26,1)))*(INDEX('Shultis Faw'!$E$2:$E$26,MATCH($C17,'Shultis Faw'!$A$2:$A$26,1)+1)-INDEX('Shultis Faw'!$E$2:$E$26,MATCH($C17,'Shultis Faw'!$A$2:$A$26,1)))/(INDEX('Shultis Faw'!$A$2:$A$26,MATCH($C17,'Shultis Faw'!$A$2:$A$26,1)+1)-INDEX('Shultis Faw'!$A$2:$A$26,MATCH($C17,'Shultis Faw'!$A$2:$A$26,1))),$C17*'Shultis Faw'!$E$2/'Shultis Faw'!$A$2)","v":6.7367705E-2},{"$f":"_xlfn.IFNA(INDEX('Shultis Faw'!$F$2:$F$26,MATCH($C17,'Shultis Faw'!$A$2:$A$26,1))+($C17-INDEX('Shultis Faw'!$A$2:$A$26,MATCH($C17,'Shultis Faw'!$A$2:$A$26,1)))*(INDEX('Shultis Faw'!$F$2:$F$26,MATCH($C17,'Shultis Faw'!$A$2:$A$26,1)+1)-INDEX('Shultis Faw'!$F$2:$F$26,MATCH($C17,'Shultis Faw'!$A$2:$A$26,1)))/(INDEX('Shultis Faw'!$A$2:$A$26,MATCH($C17,'Shultis Faw'!$A$2:$A$26,1)+1)-INDEX('Shultis Faw'!$A$2:$A$26,MATCH($C17,'Shultis Faw'!$A$2:$A$26,1))),$C17*'Shultis Faw'!$F$2/'Shultis Faw'!$A$2)","v":14.255515500000001},{"$f":"J17*(H17*'Externe blootstelling'!$D$23/2)^K17+L17*(TANH(((H17*'Externe blootstelling'!$D$23)/(2*M17))-2)-TANH(-2))/(1-TANH(-2))","v":1.8504342267501943},{"$f":"IF(N17=1,1+(I17-1)*H17*'Externe blootstelling'!$D$23/2,1+(I17-1)*(N17^(H17*'Externe blootstelling'!$D$23/2)-1)/(N17-1))","v":5.860862203479952},{"$f":"G17*EXP(-H17*'Externe blootstelling'!$D$23/2)*O17","v":8.363805677803951E-2}]
[null,"g",0.29580000000000001,4.7327999999999999E-14,1.1999999999999999E-5,{"$f":"_xlfn.IFNA(INDEX('hp (pSv cm2)'!$B$2:$B$52,MATCH($C18,'hp (pSv cm2)'!$A$2:$A$52,1))+($C18-INDEX('hp (pSv cm2)'!$A$2:$A$52,MATCH($C18,'hp (pSv cm2)'!$A$2:$A$52,1)))*(INDEX('hp (pSv cm2)'!$B$2:$B$52,MATCH($C18,'hp (pSv cm2)'!$A$2:$A$52,1)+1)-INDEX('hp (pSv cm2)'!$B$2:$B$52,MATCH($C18,'hp (pSv cm2)'!$A$2:$A$52,1)))/(INDEX('hp (pSv cm2)'!$A$2:$A$52,MATCH($C18,'hp (pSv cm2)'!$A$2:$A$52,1)+1)-INDEX('hp (pSv cm2)'!$A$2:$A$52,MATCH($C18,'hp (pSv cm2)'!$A$2:$A$52,1))),$C18*'hp (pSv cm2)'!$B$2/'hp (pSv cm2)'!$A$2)","v":1.48858},1.7862959999999999E-5,{"$f":"_xlfn.IFNA(0.997*(INDEX('Mass attenuation coefficients'!$B$2:$B$37,MATCH($C18,'Mass attenuation coefficients'!$A$2:$A$37,1))+($C18-INDEX('Mass attenuation coefficients'!$A$2:$A$37,MATCH($C18,'Mass attenuation coefficients'!$A$2:$A$37,1)))*(INDEX('Mass attenuation coefficients'!$B$2:$B$37,MATCH($C18,'Mass attenuation coefficients'!$A$2:$A$37,1)+1)-INDEX('Mass attenuation coefficients'!$B$2:$B$37,MATCH($C18,'Mass attenuation coefficients'!$A$2:$A$37,1)))/(INDEX('Mass attenuation coefficients'!$A$2:$A$37,MATCH($C18,'Mass attenuation coefficients'!$A$2:$A$37,1)+1)-INDEX('Mass attenuation coefficients'!$A$2:$A$37,MATCH($C18,'Mass attenuation coefficients'!$A$2:$A$37,1)))),0.997*$C18*'Mass attenuation coefficients'!$B$2/'Mass attenuation coefficients'!$A$2)","v":0.11901468160000001},{"$f":"_xlfn.IFNA(INDEX('Shultis Faw'!$C$2:$C$26,MATCH($C18,'Shultis Faw'!$A$2:$A$26,1))+($C18-INDEX('Shultis Faw'!$A$2:$A$26,MATCH($C18,'Shultis Faw'!$A$2:$A$26,1)))*(INDEX('Shultis Faw'!$C$2:$C$26,MATCH($C18,'Shultis Faw'!$A$2:$A$26,1)+1)-INDEX('Shultis Faw'!$C$2:$C$26,MATCH($C18,'Shultis Faw'!$A$2:$A$26,1)))/(INDEX('Shultis Faw'!$A$2:$A$26,MATCH($C18,'Shultis Faw'!$A$2:$A$26,1)+1)-INDEX('Shultis Faw'!$A$2:$A$26,MATCH($C18,'Shultis Faw'!$A$2:$A$26,1))),$C18*'Shultis Faw'!$C$2/'Shultis Faw'!$A$2)","v":2.9434359999999997},{"$f":"_xlfn.IFNA(INDEX('Shultis Faw'!$D$2:$D$26,MATCH($C18,'Shultis Faw'!$A$2:$A$26,1))+($C18-INDEX('Shultis Faw'!$A$2:$A$26,MATCH($C18,'Shultis Faw'!$A$2:$A$26,1)))*(INDEX('Shultis Faw'!$D$2:$D$26,MATCH($C18,'Shultis Faw'!$A$2:$A$26,1)+1)-INDEX('Shultis Faw'!$D$2:$D$26,MATCH($C18,'Shultis Faw'!$A$2:$A$26,1)))/(INDEX('Shultis Faw'!$A$2:$A$26,MATCH($C18,'Shultis Faw'!$A$2:$A$26,1)+1)-INDEX('Shultis Faw'!$A$2:$A$26,MATCH($C18,'Shultis Faw'!$A$2:$A$26,1))),$C18*'Shultis Faw'!$D$2/'Shultis Faw'!$A$2)","v":2.0275439999999998},{"$f":"_xlfn.IFNA(INDEX('Shultis Faw'!$B$2:$B$26,MATCH($C18,'Shultis Faw'!$A$2:$A$26,1))+($C18-INDEX('Shultis Faw'!$A$2:$A$26,MATCH($C18,'Shultis Faw'!$A$2:$A$26,1)))*(INDEX('Shultis Faw'!$B$2:$B$26,MATCH($C18,'Shultis Faw'!$A$2:$A$26,1)+1)-INDEX('Shultis Faw'!$B$2:$B$26,MATCH($C18,'Shultis Faw'!$A$2:$A$26,1)))/(INDEX('Shultis Faw'!$A$2:$A$26,MATCH($C18,'Shultis Faw'!$A$2:$A$26,1)+1)-INDEX('Shultis Faw'!$A$2:$A$26,MATCH($C18,'Shultis Faw'!$A$2:$A$26,1))),$C18*'Shultis Faw'!$B$2/'Shultis Faw'!$A$2)","v":-0.16450400000000001},{"$f":"_xlfn.IFNA(INDEX('Shultis Faw'!$E$2:$E$26,MATCH($C18,'Shultis Faw'!$A$2:$A$26,1))+($C18-INDEX('Shultis Faw'!$A$2:$A$26,MATCH($C18,'Shultis Faw'!$A$2:$A$26,1)))*(INDEX('Shultis Faw'!$E$2:$E$26,MATCH($C18,'Shultis Faw'!$A$2:$A$26,1)+1)-INDEX('Shultis Faw'!$E$2:$E$26,MATCH($C18,'Shultis Faw'!$A$2:$A$26,1)))/(INDEX('Shultis Faw'!$A$2:$A$26,MATCH($C18,'Shultis Faw'!$A$2:$A$26,1)+1)-INDEX('Shultis Faw'!$A$2:$A$26,MATCH($C18,'Shultis Faw'!$A$2:$A$26,1))),$C18*'Shultis Faw'!$E$2/'Shultis Faw'!$A$2)","v":6.5999799999999997E-2},{"$f":"_xlfn.IFNA(INDEX('Shultis Faw'!$F$2:$F$26,MATCH($C18,'Shultis Faw'!$A$2:$A$26,1))+($C18-INDEX('Shultis Faw'!$A$2:$A$26,MATCH($C18,'Shultis Faw'!$A$2:$A$26,1)))*(INDEX('Shultis Faw'!$F$2:$F$26,MATCH($C18,'Shultis Faw'!$A$2:$A$26,1)+1)-INDEX('Shultis Faw'!$F$2:$F$26,MATCH($C18,'Shultis Faw'!$A$2:$A$26,1)))/(INDEX('Shultis Faw'!$A$2:$A$26,MATCH($C18,'Shultis Faw'!$A$2:$A$26,1)+1)-INDEX('Shultis Faw'!$A$2:$A$26,MATCH($C18,'Shultis Faw'!$A$2:$A$26,1))),$C18*'Shultis Faw'!$F$2/'Shultis Faw'!$A$2)","v":14.222180000000002},{"$f":"J18*(H18*'Externe blootstelling'!$D$23/2)^K18+L18*(TANH(((H18*'Externe blootstelling'!$D$23)/(2*M18))-2)-TANH(-2))/(1-TANH(-2))","v":1.8435095213568862},{"$f":"IF(N18=1,1+(I18-1)*H18*'Externe blootstelling'!$D$23/2,1+(I18-1)*(N18^(H18*'Externe blootstelling'!$D$23/2)-1)/(N18-1))","v":5.5622010035526639},{"$f":"G18*EXP(-H18*'Externe blootstelling'!$D$23/2)*O18","v":1.6668204209517349E-5}]
[null,"g",0.3024,4.8383999999999997E-14,4.6E-5,{"$f":"_xlfn.IFNA(INDEX('hp (pSv cm2)'!$B$2:$B$52,MATCH($C19,'hp (pSv cm2)'!$A$2:$A$52,1))+($C19-INDEX('hp (pSv cm2)'!$A$2:$A$52,MATCH($C19,'hp (pSv cm2)'!$A$2:$A$52,1)))*(INDEX('hp (pSv cm2)'!$B$2:$B$52,MATCH($C19,'hp (pSv cm2)'!$A$2:$A$52,1)+1)-INDEX('hp (pSv cm2)'!$B$2:$B$52,MATCH($C19,'hp (pSv cm2)'!$A$2:$A$52,1)))/(INDEX('hp (pSv cm2)'!$A$2:$A$52,MATCH($C19,'hp (pSv cm2)'!$A$2:$A$52,1)+1)-INDEX('hp (pSv cm2)'!$A$2:$A$52,MATCH($C19,'hp (pSv cm2)'!$A$2:$A$52,1))),$C19*'hp (pSv cm2)'!$B$2/'hp (pSv cm2)'!$A$2)","v":1.52176},7.0000960000000007E-5,{"$f":"_xlfn.IFNA(0.997*(INDEX('Mass attenuation coefficients'!$B$2:$B$37,MATCH($C19,'Mass attenuation coefficients'!$A$2:$A$37,1))+($C19-INDEX('Mass attenuation coefficients'!$A$2:$A$37,MATCH($C19,'Mass attenuation coefficients'!$A$2:$A$37,1)))*(INDEX('Mass attenuation coefficients'!$B$2:$B$37,MATCH($C19,'Mass attenuation coefficients'!$A$2:$A$37,1)+1)-INDEX('Mass attenuation coefficients'!$B$2:$B$37,MATCH($C19,'Mass attenuation coefficients'!$A$2:$A$37,1)))/(INDEX('Mass attenuation coefficients'!$A$2:$A$37,MATCH($C19,'Mass attenuation coefficients'!$A$2:$A$37,1)+1)-INDEX('Mass attenuation coefficients'!$A$2:$A$37,MATCH($C19,'Mass attenuation coefficients'!$A$2:$A$37,1)))),0.997*$C19*'Mass attenuation coefficients'!$B$2/'Mass attenuation coefficients'!$A$2)","v":0.1179451},{"$f":"_xlfn.IFNA(INDEX('Shultis Faw'!$C$2:$C$26,MATCH($C19,'Shultis Faw'!$A$2:$A$26,1))+($C19-INDEX('Shultis Faw'!$A$2:$A$26,MATCH($C19,'Shultis Faw'!$A$2:$A$26,1)))*(INDEX('Shultis Faw'!$C$2:$C$26,MATCH($C19,'Shultis Faw'!$A$2:$A$26,1)+1)-INDEX('Shultis Faw'!$C$2:$C$26,MATCH($C19,'Shultis Faw'!$A$2:$A$26,1)))/(INDEX('Shultis Faw'!$A$2:$A$26,MATCH($C19,'Shultis Faw'!$A$2:$A$26,1)+1)-INDEX('Shultis Faw'!$A$2:$A$26,MATCH($C19,'Shultis Faw'!$A$2:$A$26,1))),$C19*'Shultis Faw'!$C$2/'Shultis Faw'!$A$2)","v":2.9137599999999999},{"$f":"_xlfn.IFNA(INDEX('Shultis Faw'!$D$2:$D$26,MATCH($C19,'Shultis Faw'!$A$2:$A$26,1))+($C19-INDEX('Shultis Faw'!$A$2:$A$26,MATCH($C19,'Shultis Faw'!$A$2:$A$26,1)))*(INDEX('Shultis Faw'!$D$2:$D$26,MATCH($C19,'Shultis Faw'!$A$2:$A$26,1)+1)-INDEX('Shultis Faw'!$D$2:$D$26,MATCH($C19,'Shultis Faw'!$A$2:$A$26,1)))/(INDEX('Shultis Faw'!$A$2:$A$26,MATCH($C19,'Shultis Faw'!$A$2:$A$26,1)+1)-INDEX('Shultis Faw'!$A$2:$A$26,MATCH($C19,'Shultis Faw'!$A$2:$A$26,1))),$C19*'Shultis Faw'!$D$2/'Shultis Faw'!$A$2)","v":2.01864},{"$f":"_xlfn.IFNA(INDEX('Shultis Faw'!$B$2:$B$26,MATCH($C19,'Shultis Faw'!$A$2:$A$26,1))+($C19-INDEX('Shultis Faw'!$A$2:$A$26,MATCH($C19,'Shultis Faw'!$A$2:$A$26,1)))*(INDEX('Shultis Faw'!$B$2:$B$26,MATCH($C19,'Shultis Faw'!$A$2:$A$26,1)+1)-INDEX('Shultis Faw'!$B$2:$B$26,MATCH($C19,'Shultis Faw'!$A$2:$A$26,1)))/(INDEX('Shultis Faw'!$A$2:$A$26,MATCH($C19,'Shultis Faw'!$A$2:$A$26,1)+1)-INDEX('Shultis Faw'!$A$2:$A$26,MATCH($C19,'Shultis Faw'!$A$2:$A$26,1))),$C19*'Shultis Faw'!$B$2/'Shultis Faw'!$A$2)","v":-0.16364000000000001},{"$f":"_xlfn.IFNA(INDEX('Shultis Faw'!$E$2:$E$26,MATCH($C19,'Shultis Faw'!$A$2:$A$26,1))+($C19-INDEX('Shultis Faw'!$A$2:$A$26,MATCH($C19,'Shultis Faw'!$A$2:$A$26,1)))*(INDEX('Shultis Faw'!$E$2:$E$26,MATCH($C19,'Shultis Faw'!$A$2:$A$26,1)+1)-INDEX('Shultis Faw'!$E$2:$E$26,MATCH($C19,'Shultis Faw'!$A$2:$A$26,1)))/(INDEX('Shultis Faw'!$A$2:$A$26,MATCH($C19,'Shultis Faw'!$A$2:$A$26,1)+1)-INDEX('Shultis Faw'!$A$2:$A$26,MATCH($C19,'Shultis Faw'!$A$2:$A$26,1))),$C19*'Shultis Faw'!$E$2/'Shultis Faw'!$A$2)","v":6.5355999999999997E-2},{"$f":"_xlfn.IFNA(INDEX('Shultis Faw'!$F$2:$F$26,MATCH($C19,'Shultis Faw'!$A$2:$A$26,1))+($C19-INDEX('Shultis Faw'!$A$2:$A$26,MATCH($C19,'Shultis Faw'!$A$2:$A$26,1)))*(INDEX('Shultis Faw'!$F$2:$F$26,MATCH($C19,'Shultis Faw'!$A$2:$A$26,1)+1)-INDEX('Shultis Faw'!$F$2:$F$26,MATCH($C19,'Shultis Faw'!$A$2:$A$26,1)))/(INDEX('Shultis Faw'!$A$2:$A$26,MATCH($C19,'Shultis Faw'!$A$2:$A$26,1)+1)-INDEX('Shultis Faw'!$A$2:$A$26,MATCH($C19,'Shultis Faw'!$A$2:$A$26,1))),$C19*'Shultis Faw'!$F$2/'Shultis Faw'!$A$2)","v":14.21072},{"$f":"J19*(H19*'Externe blootstelling'!$D$23/2)^K19+L19*(TANH(((H19*'Externe blootstelling'!$D$23)/(2*M19))-2)-TANH(-2))/(1-TANH(-2))","v":1.83904221113718},{"$f":"IF(N19=1,1+(I19-1)*H19*'Externe blootstelling'!$D$23/2,1+(I19-1)*(N19^(H19*'Externe blootstelling'!$D$23/2)-1)/(N19-1))","v":5.4212470943669189},{"$f":"G19*EXP(-H19*'Externe blootstelling'!$D$23/2)*O19","v":6.4693344972288933E-5}]
[null,"g",0.31808799999999998,5.0894079999999996E-14,8.0699999999999999E-4,{"$f":"_xlfn.IFNA(INDEX('hp (pSv cm2)'!$B$2:$B$52,MATCH($C20,'hp (pSv cm2)'!$A$2:$A$52,1))+($C20-INDEX('hp (pSv cm2)'!$A$2:$A$52,MATCH($C20,'hp (pSv cm2)'!$A$2:$A$52,1)))*(INDEX('hp (pSv cm2)'!$B$2:$B$52,MATCH($C20,'hp (pSv cm2)'!$A$2:$A$52,1)+1)-INDEX('hp (pSv cm2)'!$B$2:$B$52,MATCH($C20,'hp (pSv cm2)'!$A$2:$A$52,1)))/(INDEX('hp (pSv cm2)'!$A$2:$A$52,MATCH($C20,'hp (pSv cm2)'!$A$2:$A$52,1)+1)-INDEX('hp (pSv cm2)'!$A$2:$A$52,MATCH($C20,'hp (pSv cm2)'!$A$2:$A$52,1))),$C20*'hp (pSv cm2)'!$B$2/'hp (pSv cm2)'!$A$2)","v":1.5986312},1.2900953783999999E-3,{"$f":"_xlfn.IFNA(0.997*(INDEX('Mass attenuation coefficients'!$B$2:$B$37,MATCH($C20,'Mass attenuation coefficients'!$A$2:$A$37,1))+($C20-INDEX('Mass attenuation coefficients'!$A$2:$A$37,MATCH($C20,'Mass attenuation coefficients'!$A$2:$A$37,1)))*(INDEX('Mass attenuation coefficients'!$B$2:$B$37,MATCH($C20,'Mass attenuation coefficients'!$A$2:$A$37,1)+1)-INDEX('Mass attenuation coefficients'!$B$2:$B$37,MATCH($C20,'Mass attenuation coefficients'!$A$2:$A$37,1)))/(INDEX('Mass attenuation coefficients'!$A$2:$A$37,MATCH($C20,'Mass attenuation coefficients'!$A$2:$A$37,1)+1)-INDEX('Mass attenuation coefficients'!$A$2:$A$37,MATCH($C20,'Mass attenuation coefficients'!$A$2:$A$37,1)))),0.997*$C20*'Mass attenuation coefficients'!$B$2/'Mass attenuation coefficients'!$A$2)","v":0.11598998299999999},{"$f":"_xlfn.IFNA(INDEX('Shultis Faw'!$C$2:$C$26,MATCH($C20,'Shultis Faw'!$A$2:$A$26,1))+($C20-INDEX('Shultis Faw'!$A$2:$A$26,MATCH($C20,'Shultis Faw'!$A$2:$A$26,1)))*(INDEX('Shultis Faw'!$C$2:$C$26,MATCH($C20,'Shultis Faw'!$A$2:$A$26,1)+1)-INDEX('Shultis Faw'!$C$2:$C$26,MATCH($C20,'Shultis Faw'!$A$2:$A$26,1)))/(INDEX('Shultis Faw'!$A$2:$A$26,MATCH($C20,'Shultis Faw'!$A$2:$A$26,1)+1)-INDEX('Shultis Faw'!$A$2:$A$26,MATCH($C20,'Shultis Faw'!$A$2:$A$26,1))),$C20*'Shultis Faw'!$C$2/'Shultis Faw'!$A$2)","v":2.8729711999999998},{"$f":"_xlfn.IFNA(INDEX('Shultis Faw'!$D$2:$D$26,MATCH($C20,'Shultis Faw'!$A$2:$A$26,1))+($C20-INDEX('Shultis Faw'!$A$2:$A$26,MATCH($C20,'Shultis Faw'!$A$2:$A$26,1)))*(INDEX('Shultis Faw'!$D$2:$D$26,MATCH($C20,'Shultis Faw'!$A$2:$A$26,1)+1)-INDEX('Shultis Faw'!$D$2:$D$26,MATCH($C20,'Shultis Faw'!$A$2:$A$26,1)))/(INDEX('Shultis Faw'!$A$2:$A$26,MATCH($C20,'Shultis Faw'!$A$2:$A$26,1)+1)-INDEX('Shultis Faw'!$A$2:$A$26,MATCH($C20,'Shultis Faw'!$A$2:$A$26,1))),$C20*'Shultis Faw'!$D$2/'Shultis Faw'!$A$2)","v":1.9966767999999999},{"$f":"_xlfn.IFNA(INDEX('Shultis Faw'!$B$2:$B$26,MATCH($C20,'Shultis Faw'!$A$2:$A$26,1))+($C20-INDEX('Shultis Faw'!$A$2:$A$26,MATCH($C20,'Shultis Faw'!$A$2:$A$26,1)))*(INDEX('Shultis Faw'!$B$2:$B$26,MATCH($C20,'Shultis Faw'!$A$2:$A$26,1)+1)-INDEX('Shultis Faw'!$B$2:$B$26,MATCH($C20,'Shultis Faw'!$A$2:$A$26,1)))/(INDEX('Shultis Faw'!$A$2:$A$26,MATCH($C20,'Shultis Faw'!$A$2:$A$26,1)+1)-INDEX('Shultis Faw'!$A$2:$A$26,MATCH($C20,'Shultis Faw'!$A$2:$A$26,1))),$C20*'Shultis Faw'!$B$2/'Shultis Faw'!$A$2)","v":-0.16128680000000001},{"$f":"_xlfn.IFNA(INDEX('Shultis Faw'!$E$2:$E$26,MATCH($C20,'Shultis Faw'!$A$2:$A$26,1))+($C20-INDEX('Shultis Faw'!$A$2:$A$26,MATCH($C20,'Shultis Faw'!$A$2:$A$26,1)))*(INDEX('Shultis Faw'!$E$2:$E$26,MATCH($C20,'Shultis Faw'!$A$2:$A$26,1)+1)-INDEX('Shultis Faw'!$E$2:$E$26,MATCH($C20,'Shultis Faw'!$A$2:$A$26,1)))/(INDEX('Shultis Faw'!$A$2:$A$26,MATCH($C20,'Shultis Faw'!$A$2:$A$26,1)+1)-INDEX('Shultis Faw'!$A$2:$A$26,MATCH($C20,'Shultis Faw'!$A$2:$A$26,1))),$C20*'Shultis Faw'!$E$2/'Shultis Faw'!$A$2)","v":6.4414720000000009E-2},{"$f":"_xlfn.IFNA(INDEX('Shultis Faw'!$F$2:$F$26,MATCH($C20,'Shultis Faw'!$A$2:$A$26,1))+($C20-INDEX('Shultis Faw'!$A$2:$A$26,MATCH($C20,'Shultis Faw'!$A$2:$A$26,1)))*(INDEX('Shultis Faw'!$F$2:$F$26,MATCH($C20,'Shultis Faw'!$A$2:$A$26,1)+1)-INDEX('Shultis Faw'!$F$2:$F$26,MATCH($C20,'Shultis Faw'!$A$2:$A$26,1)))/(INDEX('Shultis Faw'!$A$2:$A$26,MATCH($C20,'Shultis Faw'!$A$2:$A$26,1)+1)-INDEX('Shultis Faw'!$A$2:$A$26,MATCH($C20,'Shultis Faw'!$A$2:$A$26,1))),$C20*'Shultis Faw'!$F$2/'Shultis Faw'!$A$2)","v":14.2154264},{"$f":"J20*(H20*'Externe blootstelling'!$D$23/2)^K20+L20*(TANH(((H20*'Externe blootstelling'!$D$23)/(2*M20))-2)-TANH(-2))/(1-TANH(-2))","v":1.8263854437627922},{"$f":"IF(N20=1,1+(I20-1)*H20*'Externe blootstelling'!$D$23/2,1+(I20-1)*(N20^(H20*'Externe blootstelling'!$D$23/2)-1)/(N20-1))","v":5.1972199161650821},{"$f":"G20*EXP(-H20*'Externe blootstelling'!$D$23/2)*O20","v":1.1770252236400665E-3}]
[null,"g",0.32465100000000002,5.194416E-14,2.4400000000000002E-4,{"$f":"_xlfn.IFNA(INDEX('hp (pSv cm2)'!$B$2:$B$52,MATCH($C21,'hp (pSv cm2)'!$A$2:$A$52,1))+($C21-INDEX('hp (pSv cm2)'!$A$2:$A$52,MATCH($C21,'hp (pSv cm2)'!$A$2:$A$52,1)))*(INDEX('hp (pSv cm2)'!$B$2:$B$52,MATCH($C21,'hp (pSv cm2)'!$A$2:$A$52,1)+1)-INDEX('hp (pSv cm2)'!$B$2:$B$52,MATCH($C21,'hp (pSv cm2)'!$A$2:$A$52,1)))/(INDEX('hp (pSv cm2)'!$A$2:$A$52,MATCH($C21,'hp (pSv cm2)'!$A$2:$A$52,1)+1)-INDEX('hp (pSv cm2)'!$A$2:$A$52,MATCH($C21,'hp (pSv cm2)'!$A$2:$A$52,1))),$C21*'hp (pSv cm2)'!$B$2/'hp (pSv cm2)'!$A$2)","v":1.6307899000000001},3.9791273560000007E-4,{"$f":"_xlfn.IFNA(0.997*(INDEX('Mass attenuation coefficients'!$B$2:$B$37,MATCH($C21,'Mass attenuation coefficients'!$A$2:$A$37,1))+($C21-INDEX('Mass attenuation coefficients'!$A$2:$A$37,MATCH($C21,'Mass attenuation coefficients'!$A$2:$A$37,1)))*(INDEX('Mass attenuation coefficients'!$B$2:$B$37,MATCH($C21,'Mass attenuation coefficients'!$A$2:$A$37,1)+1)-INDEX('Mass attenuation coefficients'!$B$2:$B$37,MATCH($C21,'Mass attenuation coefficients'!$A$2:$A$37,1)))/(INDEX('Mass attenuation coefficients'!$A$2:$A$37,MATCH($C21,'Mass attenuation coefficients'!$A$2:$A$37,1)+1)-INDEX('Mass attenuation coefficients'!$A$2:$A$37,MATCH($C21,'Mass attenuation coefficients'!$A$2:$A$37,1)))),0.997*$C21*'Mass attenuation coefficients'!$B$2/'Mass attenuation coefficients'!$A$2)","v":0.115172069125},{"$f":"_xlfn.IFNA(INDEX('Shultis Faw'!$C$2:$C$26,MATCH($C21,'Shultis Faw'!$A$2:$A$26,1))+($C21-INDEX('Shultis Faw'!$A$2:$A$26,MATCH($C21,'Shultis Faw'!$A$2:$A$26,1)))*(INDEX('Shultis Faw'!$C$2:$C$26,MATCH($C21,'Shultis Faw'!$A$2:$A$26,1)+1)-INDEX('Shultis Faw'!$C$2:$C$26,MATCH($C21,'Shultis Faw'!$A$2:$A$26,1)))/(INDEX('Shultis Faw'!$A$2:$A$26,MATCH($C21,'Shultis Faw'!$A$2:$A$26,1)+1)-INDEX('Shultis Faw'!$A$2:$A$26,MATCH($C21,'Shultis Faw'!$A$2:$A$26,1))),$C21*'Shultis Faw'!$C$2/'Shultis Faw'!$A$2)","v":2.8559074},{"$f":"_xlfn.IFNA(INDEX('Shultis Faw'!$D$2:$D$26,MATCH($C21,'Shultis Faw'!$A$2:$A$26,1))+($C21-INDEX('Shultis Faw'!$A$2:$A$26,MATCH($C21,'Shultis Faw'!$A$2:$A$26,1)))*(INDEX('Shultis Faw'!$D$2:$D$26,MATCH($C21,'Shultis Faw'!$A$2:$A$26,1)+1)-INDEX('Shultis Faw'!$D$2:$D$26,MATCH($C21,'Shultis Faw'!$A$2:$A$26,1)))/(INDEX('Shultis Faw'!$A$2:$A$26,MATCH($C21,'Shultis Faw'!$A$2:$A$26,1)+1)-INDEX('Shultis Faw'!$A$2:$A$26,MATCH($C21,'Shultis Faw'!$A$2:$A$26,1))),$C21*'Shultis Faw'!$D$2/'Shultis Faw'!$A$2)","v":1.9874885999999998},{"$f":"_xlfn.IFNA(INDEX('Shultis Faw'!$B$2:$B$26,MATCH($C21,'Shultis Faw'!$A$2:$A$26,1))+($C21-INDEX('Shultis Faw'!$A$2:$A$26,MATCH($C21,'Shultis Faw'!$A$2:$A$26,1)))*(INDEX('Shultis Faw'!$B$2:$B$26,MATCH($C21,'Shultis Faw'!$A$2:$A$26,1)+1)-INDEX('Shultis Faw'!$B$2:$B$26,MATCH($C21,'Shultis Faw'!$A$2:$A$26,1)))/(INDEX('Shultis Faw'!$A$2:$A$26,MATCH($C21,'Shultis Faw'!$A$2:$A$26,1)+1)-INDEX('Shultis Faw'!$A$2:$A$26,MATCH($C21,'Shultis Faw'!$A$2:$A$26,1))),$C21*'Shultis Faw'!$B$2/'Shultis Faw'!$A$2)","v":-0.16030235000000001},{"$f":"_xlfn.IFNA(INDEX('Shultis Faw'!$E$2:$E$26,MATCH($C21,'Shultis Faw'!$A$2:$A$26,1))+($C21-INDEX('Shultis Faw'!$A$2:$A$26,MATCH($C21,'Shultis Faw'!$A$2:$A$26,1)))*(INDEX('Shultis Faw'!$E$2:$E$26,MATCH($C21,'Shultis Faw'!$A$2:$A$26,1)+1)-INDEX('Shultis Faw'!$E$2:$E$26,MATCH($C21,'Shultis Faw'!$A$2:$A$26,1)))/(INDEX('Shultis Faw'!$A$2:$A$26,MATCH($C21,'Shultis Faw'!$A$2:$A$26,1)+1)-INDEX('Shultis Faw'!$A$2:$A$26,MATCH($C21,'Shultis Faw'!$A$2:$A$26,1))),$C21*'Shultis Faw'!$E$2/'Shultis Faw'!$A$2)","v":6.4020939999999998E-2},{"$f":"_xlfn.IFNA(INDEX('Shultis Faw'!$F$2:$F$26,MATCH($C21,'Shultis Faw'!$A$2:$A$26,1))+($C21-INDEX('Shultis Faw'!$A$2:$A$26,MATCH($C21,'Shultis Faw'!$A$2:$A$26,1)))*(INDEX('Shultis Faw'!$F$2:$F$26,MATCH($C21,'Shultis Faw'!$A$2:$A$26,1)+1)-INDEX('Shultis Faw'!$F$2:$F$26,MATCH($C21,'Shultis Faw'!$A$2:$A$26,1)))/(INDEX('Shultis Faw'!$A$2:$A$26,MATCH($C21,'Shultis Faw'!$A$2:$A$26,1)+1)-INDEX('Shultis Faw'!$A$2:$A$26,MATCH($C21,'Shultis Faw'!$A$2:$A$26,1))),$C21*'Shultis Faw'!$F$2/'Shultis Faw'!$A$2)","v":14.217395300000002},{"$f":"J21*(H21*'Externe blootstelling'!$D$23/2)^K21+L21*(TANH(((H21*'Externe blootstelling'!$D$23)/(2*M21))-2)-TANH(-2))/(1-TANH(-2))","v":1.8210333090608413},{"$f":"IF(N21=1,1+(I21-1)*H21*'Externe blootstelling'!$D$23/2,1+(I21-1)*(N21^(H21*'Externe blootstelling'!$D$23/2)-1)/(N21-1))","v":5.1062671445965861},{"$f":"G21*EXP(-H21*'Externe blootstelling'!$D$23/2)*O21","v":3.6108750470842762E-4}]
[null,"g",0.325789,5.2126239999999996E-14,2.7400000000000002E-3,{"$f":"_xlfn.IFNA(INDEX('hp (pSv cm2)'!$B$2:$B$52,MATCH($C22,'hp (pSv cm2)'!$A$2:$A$52,1))+($C22-INDEX('hp (pSv cm2)'!$A$2:$A$52,MATCH($C22,'hp (pSv cm2)'!$A$2:$A$52,1)))*(INDEX('hp (pSv cm2)'!$B$2:$B$52,MATCH($C22,'hp (pSv cm2)'!$A$2:$A$52,1)+1)-INDEX('hp (pSv cm2)'!$B$2:$B$52,MATCH($C22,'hp (pSv cm2)'!$A$2:$A$52,1)))/(INDEX('hp (pSv cm2)'!$A$2:$A$52,MATCH($C22,'hp (pSv cm2)'!$A$2:$A$52,1)+1)-INDEX('hp (pSv cm2)'!$A$2:$A$52,MATCH($C22,'hp (pSv cm2)'!$A$2:$A$52,1))),$C22*'hp (pSv cm2)'!$B$2/'hp (pSv cm2)'!$A$2)","v":1.6363661},4.4836431140000002E-3,{"$f":"_xlfn.IFNA(0.997*(INDEX('Mass attenuation coefficients'!$B$2:$B$37,MATCH($C22,'Mass attenuation coefficients'!$A$2:$A$37,1))+($C22-INDEX('Mass attenuation coefficients'!$A$2:$A$37,MATCH($C22,'Mass attenuation coefficients'!$A$2:$A$37,1)))*(INDEX('Mass attenuation coefficients'!$B$2:$B$37,MATCH($C22,'Mass attenuation coefficients'!$A$2:$A$37,1)+1)-INDEX('Mass attenuation coefficients'!$B$2:$B$37,MATCH($C22,'Mass attenuation coefficients'!$A$2:$A$37,1)))/(INDEX('Mass attenuation coefficients'!$A$2:$A$37,MATCH($C22,'Mass attenuation coefficients'!$A$2:$A$37,1)+1)-INDEX('Mass attenuation coefficients'!$A$2:$A$37,MATCH($C22,'Mass attenuation coefficients'!$A$2:$A$37,1)))),0.997*$C22*'Mass attenuation coefficients'!$B$2/'Mass attenuation coefficients'!$A$2)","v":0.11503024587500001},{"$f":"_xlfn.IFNA(INDEX('Shultis Faw'!$C$2:$C$26,MATCH($C22,'Shultis Faw'!$A$2:$A$26,1))+($C22-INDEX('Shultis Faw'!$A$2:$A$26,MATCH($C22,'Shultis Faw'!$A$2:$A$26,1)))*(INDEX('Shultis Faw'!$C$2:$C$26,MATCH($C22,'Shultis Faw'!$A$2:$A$26,1)+1)-INDEX('Shultis Faw'!$C$2:$C$26,MATCH($C22,'Shultis Faw'!$A$2:$A$26,1)))/(INDEX('Shultis Faw'!$A$2:$A$26,MATCH($C22,'Shultis Faw'!$A$2:$A$26,1)+1)-INDEX('Shultis Faw'!$A$2:$A$26,MATCH($C22,'Shultis Faw'!$A$2:$A$26,1))),$C22*'Shultis Faw'!$C$2/'Shultis Faw'!$A$2)","v":2.8529485999999999},{"$f":"_xlfn.IFNA(INDEX('Shultis Faw'!$D$2:$D$26,MATCH($C22,'Shultis Faw'!$A$2:$A$26,1))+($C22-INDEX('Shultis Faw'!$A$2:$A$26,MATCH($C22,'Shultis Faw'!$A$2:$A$26,1)))*(INDEX('Shultis Faw'!$D$2:$D$26,MATCH($C22,'Shultis Faw'!$A$2:$A$26,1)+1)-INDEX('Shultis Faw'!$D$2:$D$26,MATCH($C22,'Shultis Faw'!$A$2:$A$26,1)))/(INDEX('Shultis Faw'!$A$2:$A$26,MATCH($C22,'Shultis Faw'!$A$2:$A$26,1)+1)-INDEX('Shultis Faw'!$A$2:$A$26,MATCH($C22,'Shultis Faw'!$A$2:$A$26,1))),$C22*'Shultis Faw'!$D$2/'Shultis Faw'!$A$2)","v":1.9858953999999998},{"$f":"_xlfn.IFNA(INDEX('Shultis Faw'!$B$2:$B$26,MATCH($C22,'Shultis Faw'!$A$2:$A$26,1))+($C22-INDEX('Shultis Faw'!$A$2:$A$26,MATCH($C22,'Shultis Faw'!$A$2:$A$26,1)))*(INDEX('Shultis Faw'!$B$2:$B$26,MATCH($C22,'Shultis Faw'!$A$2:$A$26,1)+1)-INDEX('Shultis Faw'!$B$2:$B$26,MATCH($C22,'Shultis Faw'!$A$2:$A$26,1)))/(INDEX('Shultis Faw'!$A$2:$A$26,MATCH($C22,'Shultis Faw'!$A$2:$A$26,1)+1)-INDEX('Shultis Faw'!$A$2:$A$26,MATCH($C22,'Shultis Faw'!$A$2:$A$26,1))),$C22*'Shultis Faw'!$B$2/'Shultis Faw'!$A$2)","v":-0.16013165000000001},{"$f":"_xlfn.IFNA(INDEX('Shultis Faw'!$E$2:$E$26,MATCH($C22,'Shultis Faw'!$A$2:$A$26,1))+($C22-INDEX('Shultis Faw'!$A$2:$A$26,MATCH($C22,'Shultis Faw'!$A$2:$A$26,1)))*(INDEX('Shultis Faw'!$E$2:$E$26,MATCH($C22,'Shultis Faw'!$A$2:$A$26,1)+1)-INDEX('Shultis Faw'!$E$2:$E$26,MATCH($C22,'Shultis Faw'!$A$2:$A$26,1)))/(INDEX('Shultis Faw'!$A$2:$A$26,MATCH($C22,'Shultis Faw'!$A$2:$A$26,1)+1)-INDEX('Shultis Faw'!$A$2:$A$26,MATCH($C22,'Shultis Faw'!$A$2:$A$26,1))),$C22*'Shultis Faw'!$E$2/'Shultis Faw'!$A$2)","v":6.3952659999999995E-2},{"$f":"_xlfn.IFNA(INDEX('Shultis Faw'!$F$2:$F$26,MATCH($C22,'Shultis Faw'!$A$2:$A$26,1))+($C22-INDEX('Shultis Faw'!$A$2:$A$26,MATCH($C22,'Shultis Faw'!$A$2:$A$26,1)))*(INDEX('Shultis Faw'!$F$2:$F$26,MATCH($C22,'Shultis Faw'!$A$2:$A$26,1)+1)-INDEX('Shultis Faw'!$F$2:$F$26,MATCH($C22,'Shultis Faw'!$A$2:$A$26,1)))/(INDEX('Shultis Faw'!$A$2:$A$26,MATCH($C22,'Shultis Faw'!$A$2:$A$26,1)+1)-INDEX('Shultis Faw'!$A$2:$A$26,MATCH($C22,'Shultis Faw'!$A$2:$A$26,1))),$C22*'Shultis Faw'!$F$2/'Shultis Faw'!$A$2)","v":14.217736700000001},{"$f":"J22*(H22*'Externe blootstelling'!$D$23/2)^K22+L22*(TANH(((H22*'Externe blootstelling'!$D$23)/(2*M22))-2)-TANH(-2))/(1-TANH(-2))","v":1.8201018300659362},{"$f":"IF(N22=1,1+(I22-1)*H22*'Externe blootstelling'!$D$23/2,1+(I22-1)*(N22^(H22*'Externe blootstelling'!$D$23/2)-1)/(N22-1))","v":5.0906592101879076},{"$f":"G22*EXP(-H22*'Externe blootstelling'!$D$23/2)*O22","v":4.0649016808164129E-3}]
[null,"g",0.3584,5.7343999999999998E-14,1.7000000000000001E-4,{"$f":"_xlfn.IFNA(INDEX('hp (pSv cm2)'!$B$2:$B$52,MATCH($C23,'hp (pSv cm2)'!$A$2:$A$52,1))+($C23-INDEX('hp (pSv cm2)'!$A$2:$A$52,MATCH($C23,'hp (pSv cm2)'!$A$2:$A$52,1)))*(INDEX('hp (pSv cm2)'!$B$2:$B$52,MATCH($C23,'hp (pSv cm2)'!$A$2:$A$52,1)+1)-INDEX('hp (pSv cm2)'!$B$2:$B$52,MATCH($C23,'hp (pSv cm2)'!$A$2:$A$52,1)))/(INDEX('hp (pSv cm2)'!$A$2:$A$52,MATCH($C23,'hp (pSv cm2)'!$A$2:$A$52,1)+1)-INDEX('hp (pSv cm2)'!$A$2:$A$52,MATCH($C23,'hp (pSv cm2)'!$A$2:$A$52,1))),$C23*'hp (pSv cm2)'!$B$2/'hp (pSv cm2)'!$A$2)","v":1.79616},3.0534720000000004E-4,{"$f":"_xlfn.IFNA(0.997*(INDEX('Mass attenuation coefficients'!$B$2:$B$37,MATCH($C23,'Mass attenuation coefficients'!$A$2:$A$37,1))+($C23-INDEX('Mass attenuation coefficients'!$A$2:$A$37,MATCH($C23,'Mass attenuation coefficients'!$A$2:$A$37,1)))*(INDEX('Mass attenuation coefficients'!$B$2:$B$37,MATCH($C23,'Mass attenuation coefficients'!$A$2:$A$37,1)+1)-INDEX('Mass attenuation coefficients'!$B$2:$B$37,MATCH($C23,'Mass attenuation coefficients'!$A$2:$A$37,1)))/(INDEX('Mass attenuation coefficients'!$A$2:$A$37,MATCH($C23,'Mass attenuation coefficients'!$A$2:$A$37,1)+1)-INDEX('Mass attenuation coefficients'!$A$2:$A$37,MATCH($C23,'Mass attenuation coefficients'!$A$2:$A$37,1)))),0.997*$C23*'Mass attenuation coefficients'!$B$2/'Mass attenuation coefficients'!$A$2)","v":0.1109661},{"$f":"_xlfn.IFNA(INDEX('Shultis Faw'!$C$2:$C$26,MATCH($C23,'Shultis Faw'!$A$2:$A$26,1))+($C23-INDEX('Shultis Faw'!$A$2:$A$26,MATCH($C23,'Shultis Faw'!$A$2:$A$26,1)))*(INDEX('Shultis Faw'!$C$2:$C$26,MATCH($C23,'Shultis Faw'!$A$2:$A$26,1)+1)-INDEX('Shultis Faw'!$C$2:$C$26,MATCH($C23,'Shultis Faw'!$A$2:$A$26,1)))/(INDEX('Shultis Faw'!$A$2:$A$26,MATCH($C23,'Shultis Faw'!$A$2:$A$26,1)+1)-INDEX('Shultis Faw'!$A$2:$A$26,MATCH($C23,'Shultis Faw'!$A$2:$A$26,1))),$C23*'Shultis Faw'!$C$2/'Shultis Faw'!$A$2)","v":2.76816},{"$f":"_xlfn.IFNA(INDEX('Shultis Faw'!$D$2:$D$26,MATCH($C23,'Shultis Faw'!$A$2:$A$26,1))+($C23-INDEX('Shultis Faw'!$A$2:$A$26,MATCH($C23,'Shultis Faw'!$A$2:$A$26,1)))*(INDEX('Shultis Faw'!$D$2:$D$26,MATCH($C23,'Shultis Faw'!$A$2:$A$26,1)+1)-INDEX('Shultis Faw'!$D$2:$D$26,MATCH($C23,'Shultis Faw'!$A$2:$A$26,1)))/(INDEX('Shultis Faw'!$A$2:$A$26,MATCH($C23,'Shultis Faw'!$A$2:$A$26,1)+1)-INDEX('Shultis Faw'!$A$2:$A$26,MATCH($C23,'Shultis Faw'!$A$2:$A$26,1))),$C23*'Shultis Faw'!$D$2/'Shultis Faw'!$A$2)","v":1.94024},{"$f":"_xlfn.IFNA(INDEX('Shultis Faw'!$B$2:$B$26,MATCH($C23,'Shultis Faw'!$A$2:$A$26,1))+($C23-INDEX('Shultis Faw'!$A$2:$A$26,MATCH($C23,'Shultis Faw'!$A$2:$A$26,1)))*(INDEX('Shultis Faw'!$B$2:$B$26,MATCH($C23,'Shultis Faw'!$A$2:$A$26,1)+1)-INDEX('Shultis Faw'!$B$2:$B$26,MATCH($C23,'Shultis Faw'!$A$2:$A$26,1)))/(INDEX('Shultis Faw'!$A$2:$A$26,MATCH($C23,'Shultis Faw'!$A$2:$A$26,1)+1)-INDEX('Shultis Faw'!$A$2:$A$26,MATCH($C23,'Shultis Faw'!$A$2:$A$26,1))),$C23*'Shultis Faw'!$B$2/'Shultis Faw'!$A$2)","v":-0.15523999999999999},{"$f":"_xlfn.IFNA(INDEX('Shultis Faw'!$E$2:$E$26,MATCH($C23,'Shultis Faw'!$A$2:$A$26,1))+($C23-INDEX('Shultis Faw'!$A$2:$A$26,MATCH($C23,'Shultis Faw'!$A$2:$A$26,1)))*(INDEX('Shultis Faw'!$E$2:$E$26,MATCH($C23,'Shultis Faw'!$A$2:$A$26,1)+1)-INDEX('Shultis Faw'!$E$2:$E$26,MATCH($C23,'Shultis Faw'!$A$2:$A$26,1)))/(INDEX('Shultis Faw'!$A$2:$A$26,MATCH($C23,'Shultis Faw'!$A$2:$A$26,1)+1)-INDEX('Shultis Faw'!$A$2:$A$26,MATCH($C23,'Shultis Faw'!$A$2:$A$26,1))),$C23*'Shultis Faw'!$E$2/'Shultis Faw'!$A$2)","v":6.1996000000000002E-2},{"$f":"_xlfn.IFNA(INDEX('Shultis Faw'!$F$2:$F$26,MATCH($C23,'Shultis Faw'!$A$2:$A$26,1))+($C23-INDEX('Shultis Faw'!$A$2:$A$26,MATCH($C23,'Shultis Faw'!$A$2:$A$26,1)))*(INDEX('Shultis Faw'!$F$2:$F$26,MATCH($C23,'Shultis Faw'!$A$2:$A$26,1)+1)-INDEX('Shultis Faw'!$F$2:$F$26,MATCH($C23,'Shultis Faw'!$A$2:$A$26,1)))/(INDEX('Shultis Faw'!$A$2:$A$26,MATCH($C23,'Shultis Faw'!$A$2:$A$26,1)+1)-INDEX('Shultis Faw'!$A$2:$A$26,MATCH($C23,'Shultis Faw'!$A$2:$A$26,1))),$C23*'Shultis Faw'!$F$2/'Shultis Faw'!$A$2)","v":14.22752},{"$f":"J23*(H23*'Externe blootstelling'!$D$23/2)^K23+L23*(TANH(((H23*'Externe blootstelling'!$D$23)/(2*M23))-2)-TANH(-2))/(1-TANH(-2))","v":1.79297639959658},{"$f":"IF(N23=1,1+(I23-1)*H23*'Externe blootstelling'!$D$23/2,1+(I23-1)*(N23^(H23*'Externe blootstelling'!$D$23/2)-1)/(N23-1))","v":4.663190839219082},{"$f":"G23*EXP(-H23*'Externe blootstelling'!$D$23/2)*O23","v":2.6952413284789554E-4}]
[null,"g",0.36448900000000001,5.8318239999999999E-14,0.81200000000000006,{"$f":"_xlfn.IFNA(INDEX('hp (pSv cm2)'!$B$2:$B$52,MATCH($C24,'hp (pSv cm2)'!$A$2:$A$52,1))+($C24-INDEX('hp (pSv cm2)'!$A$2:$A$52,MATCH($C24,'hp (pSv cm2)'!$A$2:$A$52,1)))*(INDEX('hp (pSv cm2)'!$B$2:$B$52,MATCH($C24,'hp (pSv cm2)'!$A$2:$A$52,1)+1)-INDEX('hp (pSv cm2)'!$B$2:$B$52,MATCH($C24,'hp (pSv cm2)'!$A$2:$A$52,1)))/(INDEX('hp (pSv cm2)'!$A$2:$A$52,MATCH($C24,'hp (pSv cm2)'!$A$2:$A$52,1)+1)-INDEX('hp (pSv cm2)'!$A$2:$A$52,MATCH($C24,'hp (pSv cm2)'!$A$2:$A$52,1))),$C24*'hp (pSv cm2)'!$B$2/'hp (pSv cm2)'!$A$2)","v":1.8259961},1.4827088332,{"$f":"_xlfn.IFNA(0.997*(INDEX('Mass attenuation coefficients'!$B$2:$B$37,MATCH($C24,'Mass attenuation coefficients'!$A$2:$A$37,1))+($C24-INDEX('Mass attenuation coefficients'!$A$2:$A$37,MATCH($C24,'Mass attenuation coefficients'!$A$2:$A$37,1)))*(INDEX('Mass attenuation coefficients'!$B$2:$B$37,MATCH($C24,'Mass attenuation coefficients'!$A$2:$A$37,1)+1)-INDEX('Mass attenuation coefficients'!$B$2:$B$37,MATCH($C24,'Mass attenuation coefficients'!$A$2:$A$37,1)))/(INDEX('Mass attenuation coefficients'!$A$2:$A$37,MATCH($C24,'Mass attenuation coefficients'!$A$2:$A$37,1)+1)-INDEX('Mass attenuation coefficients'!$A$2:$A$37,MATCH($C24,'Mass attenuation coefficients'!$A$2:$A$37,1)))),0.997*$C24*'Mass attenuation coefficients'!$B$2/'Mass attenuation coefficients'!$A$2)","v":0.11020725837499999},{"$f":"_xlfn.IFNA(INDEX('Shultis Faw'!$C$2:$C$26,MATCH($C24,'Shultis Faw'!$A$2:$A$26,1))+($C24-INDEX('Shultis Faw'!$A$2:$A$26,MATCH($C24,'Shultis Faw'!$A$2:$A$26,1)))*(INDEX('Shultis Faw'!$C$2:$C$26,MATCH($C24,'Shultis Faw'!$A$2:$A$26,1)+1)-INDEX('Shultis Faw'!$C$2:$C$26,MATCH($C24,'Shultis Faw'!$A$2:$A$26,1)))/(INDEX('Shultis Faw'!$A$2:$A$26,MATCH($C24,'Shultis Faw'!$A$2:$A$26,1)+1)-INDEX('Shultis Faw'!$A$2:$A$26,MATCH($C24,'Shultis Faw'!$A$2:$A$26,1))),$C24*'Shultis Faw'!$C$2/'Shultis Faw'!$A$2)","v":2.7523286000000002},{"$f":"_xlfn.IFNA(INDEX('Shultis Faw'!$D$2:$D$26,MATCH($C24,'Shultis Faw'!$A$2:$A$26,1))+($C24-INDEX('Shultis Faw'!$A$2:$A$26,MATCH($C24,'Shultis Faw'!$A$2:$A$26,1)))*(INDEX('Shultis Faw'!$D$2:$D$26,MATCH($C24,'Shultis Faw'!$A$2:$A$26,1)+1)-INDEX('Shultis Faw'!$D$2:$D$26,MATCH($C24,'Shultis Faw'!$A$2:$A$26,1)))/(INDEX('Shultis Faw'!$A$2:$A$26,MATCH($C24,'Shultis Faw'!$A$2:$A$26,1)+1)-INDEX('Shultis Faw'!$A$2:$A$26,MATCH($C24,'Shultis Faw'!$A$2:$A$26,1))),$C24*'Shultis Faw'!$D$2/'Shultis Faw'!$A$2)","v":1.9317153999999999},{"$f":"_xlfn.IFNA(INDEX('Shultis Faw'!$B$2:$B$26,MATCH($C24,'Shultis Faw'!$A$2:$A$26,1))+($C24-INDEX('Shultis Faw'!$A$2:$A$26,MATCH($C24,'Shultis Faw'!$A$2:$A$26,1)))*(INDEX('Shultis Faw'!$B$2:$B$26,MATCH($C24,'Shultis Faw'!$A$2:$A$26,1)+1)-INDEX('Shultis Faw'!$B$2:$B$26,MATCH($C24,'Shultis Faw'!$A$2:$A$26,1)))/(INDEX('Shultis Faw'!$A$2:$A$26,MATCH($C24,'Shultis Faw'!$A$2:$A$26,1)+1)-INDEX('Shultis Faw'!$A$2:$A$26,MATCH($C24,'Shultis Faw'!$A$2:$A$26,1))),$C24*'Shultis Faw'!$B$2/'Shultis Faw'!$A$2)","v":-0.15432665000000001},{"$f":"_xlfn.IFNA(INDEX('Shultis Faw'!$E$2:$E$26,MATCH($C24,'Shultis Faw'!$A$2:$A$26,1))+($C24-INDEX('Shultis Faw'!$A$2:$A$26,MATCH($C24,'Shultis Faw'!$A$2:$A$26,1)))*(INDEX('Shultis Faw'!$E$2:$E$26,MATCH($C24,'Shultis Faw'!$A$2:$A$26,1)+1)-INDEX('Shultis Faw'!$E$2:$E$26,MATCH($C24,'Shultis Faw'!$A$2:$A$26,1)))/(INDEX('Shultis Faw'!$A$2:$A$26,MATCH($C24,'Shultis Faw'!$A$2:$A$26,1)+1)-INDEX('Shultis Faw'!$A$2:$A$26,MATCH($C24,'Shultis Faw'!$A$2:$A$26,1))),$C24*'Shultis Faw'!$E$2/'Shultis Faw'!$A$2)","v":6.1630659999999997E-2},{"$f":"_xlfn.IFNA(INDEX('Shultis Faw'!$F$2:$F$26,MATCH($C24,'Shultis Faw'!$A$2:$A$26,1))+($C24-INDEX('Shultis Faw'!$A$2:$A$26,MATCH($C24,'Shultis Faw'!$A$2:$A$26,1)))*(INDEX('Shultis Faw'!$F$2:$F$26,MATCH($C24,'Shultis Faw'!$A$2:$A$26,1)+1)-INDEX('Shultis Faw'!$F$2:$F$26,MATCH($C24,'Shultis Faw'!$A$2:$A$26,1)))/(INDEX('Shultis Faw'!$A$2:$A$26,MATCH($C24,'Shultis Faw'!$A$2:$A$26,1)+1)-INDEX('Shultis Faw'!$A$2:$A$26,MATCH($C24,'Shultis Faw'!$A$2:$A$26,1))),$C24*'Shultis Faw'!$F$2/'Shultis Faw'!$A$2)","v":14.229346700000001},{"$f":"J24*(H24*'Externe blootstelling'!$D$23/2)^K24+L24*(TANH(((H24*'Externe blootstelling'!$D$23)/(2*M24))-2)-TANH(-2))/(1-TANH(-2))","v":1.7878188751747424},{"$f":"IF(N24=1,1+(I24-1)*H24*'Externe blootstelling'!$D$23/2,1+(I24-1)*(N24^(H24*'Externe blootstelling'!$D$23/2)-1)/(N24-1))","v":4.5874780453554216},{"$f":"G24*EXP(-H24*'Externe blootstelling'!$D$23/2)*O24","v":1.3022483355712888}]
[null,"g",0.40481400000000001,6.4770239999999993E-14,5.5199999999999997E-4,{"$f":"_xlfn.IFNA(INDEX('hp (pSv cm2)'!$B$2:$B$52,MATCH($C25,'hp (pSv cm2)'!$A$2:$A$52,1))+($C25-INDEX('hp (pSv cm2)'!$A$2:$A$52,MATCH($C25,'hp (pSv cm2)'!$A$2:$A$52,1)))*(INDEX('hp (pSv cm2)'!$B$2:$B$52,MATCH($C25,'hp (pSv cm2)'!$A$2:$A$52,1)+1)-INDEX('hp (pSv cm2)'!$B$2:$B$52,MATCH($C25,'hp (pSv cm2)'!$A$2:$A$52,1)))/(INDEX('hp (pSv cm2)'!$A$2:$A$52,MATCH($C25,'hp (pSv cm2)'!$A$2:$A$52,1)+1)-INDEX('hp (pSv cm2)'!$A$2:$A$52,MATCH($C25,'hp (pSv cm2)'!$A$2:$A$52,1))),$C25*'hp (pSv cm2)'!$B$2/'hp (pSv cm2)'!$A$2)","v":2.0226258000000001},1.1164894416000001E-3,{"$f":"_xlfn.IFNA(0.997*(INDEX('Mass attenuation coefficients'!$B$2:$B$37,MATCH($C25,'Mass attenuation coefficients'!$A$2:$A$37,1))+($C25-INDEX('Mass attenuation coefficients'!$A$2:$A$37,MATCH($C25,'Mass attenuation coefficients'!$A$2:$A$37,1)))*(INDEX('Mass attenuation coefficients'!$B$2:$B$37,MATCH($C25,'Mass attenuation coefficients'!$A$2:$A$37,1)+1)-INDEX('Mass attenuation coefficients'!$B$2:$B$37,MATCH($C25,'Mass attenuation coefficients'!$A$2:$A$37,1)))/(INDEX('Mass attenuation coefficients'!$A$2:$A$37,MATCH($C25,'Mass attenuation coefficients'!$A$2:$A$37,1)+1)-INDEX('Mass attenuation coefficients'!$A$2:$A$37,MATCH($C25,'Mass attenuation coefficients'!$A$2:$A$37,1)))),0.997*$C25*'Mass attenuation coefficients'!$B$2/'Mass attenuation coefficients'!$A$2)","v":0.1053387007966},{"$f":"_xlfn.IFNA(INDEX('Shultis Faw'!$C$2:$C$26,MATCH($C25,'Shultis Faw'!$A$2:$A$26,1))+($C25-INDEX('Shultis Faw'!$A$2:$A$26,MATCH($C25,'Shultis Faw'!$A$2:$A$26,1)))*(INDEX('Shultis Faw'!$C$2:$C$26,MATCH($C25,'Shultis Faw'!$A$2:$A$26,1)+1)-INDEX('Shultis Faw'!$C$2:$C$26,MATCH($C25,'Shultis Faw'!$A$2:$A$26,1)))/(INDEX('Shultis Faw'!$A$2:$A$26,MATCH($C25,'Shultis Faw'!$A$2:$A$26,1)+1)-INDEX('Shultis Faw'!$A$2:$A$26,MATCH($C25,'Shultis Faw'!$A$2:$A$26,1))),$C25*'Shultis Faw'!$C$2/'Shultis Faw'!$A$2)","v":2.6522976000000003},{"$f":"_xlfn.IFNA(INDEX('Shultis Faw'!$D$2:$D$26,MATCH($C25,'Shultis Faw'!$A$2:$A$26,1))+($C25-INDEX('Shultis Faw'!$A$2:$A$26,MATCH($C25,'Shultis Faw'!$A$2:$A$26,1)))*(INDEX('Shultis Faw'!$D$2:$D$26,MATCH($C25,'Shultis Faw'!$A$2:$A$26,1)+1)-INDEX('Shultis Faw'!$D$2:$D$26,MATCH($C25,'Shultis Faw'!$A$2:$A$26,1)))/(INDEX('Shultis Faw'!$A$2:$A$26,MATCH($C25,'Shultis Faw'!$A$2:$A$26,1)+1)-INDEX('Shultis Faw'!$A$2:$A$26,MATCH($C25,'Shultis Faw'!$A$2:$A$26,1))),$C25*'Shultis Faw'!$D$2/'Shultis Faw'!$A$2)","v":1.87641576},{"$f":"_xlfn.IFNA(INDEX('Shultis Faw'!$B$2:$B$26,MATCH($C25,'Shultis Faw'!$A$2:$A$26,1))+($C25-INDEX('Shultis Faw'!$A$2:$A$26,MATCH($C25,'Shultis Faw'!$A$2:$A$26,1)))*(INDEX('Shultis Faw'!$B$2:$B$26,MATCH($C25,'Shultis Faw'!$A$2:$A$26,1)+1)-INDEX('Shultis Faw'!$B$2:$B$26,MATCH($C25,'Shultis Faw'!$A$2:$A$26,1)))/(INDEX('Shultis Faw'!$A$2:$A$26,MATCH($C25,'Shultis Faw'!$A$2:$A$26,1)+1)-INDEX('Shultis Faw'!$A$2:$A$26,MATCH($C25,'Shultis Faw'!$A$2:$A$26,1))),$C25*'Shultis Faw'!$B$2/'Shultis Faw'!$A$2)","v":-0.14832603999999999},{"$f":"_xlfn.IFNA(INDEX('Shultis Faw'!$E$2:$E$26,MATCH($C25,'Shultis Faw'!$A$2:$A$26,1))+($C25-INDEX('Shultis Faw'!$A$2:$A$26,MATCH($C25,'Shultis Faw'!$A$2:$A$26,1)))*(INDEX('Shultis Faw'!$E$2:$E$26,MATCH($C25,'Shultis Faw'!$A$2:$A$26,1)+1)-INDEX('Shultis Faw'!$E$2:$E$26,MATCH($C25,'Shultis Faw'!$A$2:$A$26,1)))/(INDEX('Shultis Faw'!$A$2:$A$26,MATCH($C25,'Shultis Faw'!$A$2:$A$26,1)+1)-INDEX('Shultis Faw'!$A$2:$A$26,MATCH($C25,'Shultis Faw'!$A$2:$A$26,1))),$C25*'Shultis Faw'!$E$2/'Shultis Faw'!$A$2)","v":5.9264114E-2},{"$f":"_xlfn.IFNA(INDEX('Shultis Faw'!$F$2:$F$26,MATCH($C25,'Shultis Faw'!$A$2:$A$26,1))+($C25-INDEX('Shultis Faw'!$A$2:$A$26,MATCH($C25,'Shultis Faw'!$A$2:$A$26,1)))*(INDEX('Shultis Faw'!$F$2:$F$26,MATCH($C25,'Shultis Faw'!$A$2:$A$26,1)+1)-INDEX('Shultis Faw'!$F$2:$F$26,MATCH($C25,'Shultis Faw'!$A$2:$A$26,1)))/(INDEX('Shultis Faw'!$A$2:$A$26,MATCH($C25,'Shultis Faw'!$A$2:$A$26,1)+1)-INDEX('Shultis Faw'!$A$2:$A$26,MATCH($C25,'Shultis Faw'!$A$2:$A$26,1))),$C25*'Shultis Faw'!$F$2/'Shultis Faw'!$A$2)","v":14.2443326},{"$f":"J25*(H25*'Externe blootstelling'!$D$23/2)^K25+L25*(TANH(((H25*'Externe blootstelling'!$D$23)/(2*M25))-2)-TANH(-2))/(1-TANH(-2))","v":1.7535778714569299},{"$f":"IF(N25=1,1+(I25-1)*H25*'Externe blootstelling'!$D$23/2,1+(I25-1)*(N25^(H25*'Externe blootstelling'!$D$23/2)-1)/(N25-1))","v":4.1331535369519461},{"$f":"G25*EXP(-H25*'Externe blootstelling'!$D$23/2)*O25","v":9.504207549243227E-4}]
[null,"g",0.50300400000000001,8.048064E-14,3.5399999999999997E-3,{"$f":"_xlfn.IFNA(INDEX('hp (pSv cm2)'!$B$2:$B$52,MATCH($C26,'hp (pSv cm2)'!$A$2:$A$52,1))+($C26-INDEX('hp (pSv cm2)'!$A$2:$A$52,MATCH($C26,'hp (pSv cm2)'!$A$2:$A$52,1)))*(INDEX('hp (pSv cm2)'!$B$2:$B$52,MATCH($C26,'hp (pSv cm2)'!$A$2:$A$52,1)+1)-INDEX('hp (pSv cm2)'!$B$2:$B$52,MATCH($C26,'hp (pSv cm2)'!$A$2:$A$52,1)))/(INDEX('hp (pSv cm2)'!$A$2:$A$52,MATCH($C26,'hp (pSv cm2)'!$A$2:$A$52,1)+1)-INDEX('hp (pSv cm2)'!$A$2:$A$52,MATCH($C26,'hp (pSv cm2)'!$A$2:$A$52,1))),$C26*'hp (pSv cm2)'!$B$2/'hp (pSv cm2)'!$A$2)","v":2.4832176000000001},8.7905903039999997E-3,{"$f":"_xlfn.IFNA(0.997*(INDEX('Mass attenuation coefficients'!$B$2:$B$37,MATCH($C26,'Mass attenuation coefficients'!$A$2:$A$37,1))+($C26-INDEX('Mass attenuation coefficients'!$A$2:$A$37,MATCH($C26,'Mass attenuation coefficients'!$A$2:$A$37,1)))*(INDEX('Mass attenuation coefficients'!$B$2:$B$37,MATCH($C26,'Mass attenuation coefficients'!$A$2:$A$37,1)+1)-INDEX('Mass attenuation coefficients'!$B$2:$B$37,MATCH($C26,'Mass attenuation coefficients'!$A$2:$A$37,1)))/(INDEX('Mass attenuation coefficients'!$A$2:$A$37,MATCH($C26,'Mass attenuation coefficients'!$A$2:$A$37,1)+1)-INDEX('Mass attenuation coefficients'!$A$2:$A$37,MATCH($C26,'Mass attenuation coefficients'!$A$2:$A$37,1)))),0.997*$C26*'Mass attenuation coefficients'!$B$2/'Mass attenuation coefficients'!$A$2)","v":9.6360456377200004E-2},{"$f":"_xlfn.IFNA(INDEX('Shultis Faw'!$C$2:$C$26,MATCH($C26,'Shultis Faw'!$A$2:$A$26,1))+($C26-INDEX('Shultis Faw'!$A$2:$A$26,MATCH($C26,'Shultis Faw'!$A$2:$A$26,1)))*(INDEX('Shultis Faw'!$C$2:$C$26,MATCH($C26,'Shultis Faw'!$A$2:$A$26,1)+1)-INDEX('Shultis Faw'!$C$2:$C$26,MATCH($C26,'Shultis Faw'!$A$2:$A$26,1)))/(INDEX('Shultis Faw'!$A$2:$A$26,MATCH($C26,'Shultis Faw'!$A$2:$A$26,1)+1)-INDEX('Shultis Faw'!$A$2:$A$26,MATCH($C26,'Shultis Faw'!$A$2:$A$26,1))),$C26*'Shultis Faw'!$C$2/'Shultis Faw'!$A$2)","v":2.49630508},{"$f":"_xlfn.IFNA(INDEX('Shultis Faw'!$D$2:$D$26,MATCH($C26,'Shultis Faw'!$A$2:$A$26,1))+($C26-INDEX('Shultis Faw'!$A$2:$A$26,MATCH($C26,'Shultis Faw'!$A$2:$A$26,1)))*(INDEX('Shultis Faw'!$D$2:$D$26,MATCH($C26,'Shultis Faw'!$A$2:$A$26,1)+1)-INDEX('Shultis Faw'!$D$2:$D$26,MATCH($C26,'Shultis Faw'!$A$2:$A$26,1)))/(INDEX('Shultis Faw'!$A$2:$A$26,MATCH($C26,'Shultis Faw'!$A$2:$A$26,1)+1)-INDEX('Shultis Faw'!$A$2:$A$26,MATCH($C26,'Shultis Faw'!$A$2:$A$26,1))),$C26*'Shultis Faw'!$D$2/'Shultis Faw'!$A$2)","v":1.7633865200000001},{"$f":"_xlfn.IFNA(INDEX('Shultis Faw'!$B$2:$B$26,MATCH($C26,'Shultis Faw'!$A$2:$A$26,1))+($C26-INDEX('Shultis Faw'!$A$2:$A$26,MATCH($C26,'Shultis Faw'!$A$2:$A$26,1)))*(INDEX('Shultis Faw'!$B$2:$B$26,MATCH($C26,'Shultis Faw'!$A$2:$A$26,1)+1)-INDEX('Shultis Faw'!$B$2:$B$26,MATCH($C26,'Shultis Faw'!$A$2:$A$26,1)))/(INDEX('Shultis Faw'!$A$2:$A$26,MATCH($C26,'Shultis Faw'!$A$2:$A$26,1)+1)-INDEX('Shultis Faw'!$A$2:$A$26,MATCH($C26,'Shultis Faw'!$A$2:$A$26,1))),$C26*'Shultis Faw'!$B$2/'Shultis Faw'!$A$2)","v":-0.13466956000000002},{"$f":"_xlfn.IFNA(INDEX('Shultis Faw'!$E$2:$E$26,MATCH($C26,'Shultis Faw'!$A$2:$A$26,1))+($C26-INDEX('Shultis Faw'!$A$2:$A$26,MATCH($C26,'Shultis Faw'!$A$2:$A$26,1)))*(INDEX('Shultis Faw'!$E$2:$E$26,MATCH($C26,'Shultis Faw'!$A$2:$A$26,1)+1)-INDEX('Shultis Faw'!$E$2:$E$26,MATCH($C26,'Shultis Faw'!$A$2:$A$26,1)))/(INDEX('Shultis Faw'!$A$2:$A$26,MATCH($C26,'Shultis Faw'!$A$2:$A$26,1)+1)-INDEX('Shultis Faw'!$A$2:$A$26,MATCH($C26,'Shultis Faw'!$A$2:$A$26,1))),$C26*'Shultis Faw'!$E$2/'Shultis Faw'!$A$2)","v":5.4470827999999999E-2},{"$f":"_xlfn.IFNA(INDEX('Shultis Faw'!$F$2:$F$26,MATCH($C26,'Shultis Faw'!$A$2:$A$26,1))+($C26-INDEX('Shultis Faw'!$A$2:$A$26,MATCH($C26,'Shultis Faw'!$A$2:$A$26,1)))*(INDEX('Shultis Faw'!$F$2:$F$26,MATCH($C26,'Shultis Faw'!$A$2:$A$26,1)+1)-INDEX('Shultis Faw'!$F$2:$F$26,MATCH($C26,'Shultis Faw'!$A$2:$A$26,1)))/(INDEX('Shultis Faw'!$A$2:$A$26,MATCH($C26,'Shultis Faw'!$A$2:$A$26,1)+1)-INDEX('Shultis Faw'!$A$2:$A$26,MATCH($C26,'Shultis Faw'!$A$2:$A$26,1))),$C26*'Shultis Faw'!$F$2/'Shultis Faw'!$A$2)","v":14.326995999999999},{"$f":"J26*(H26*'Externe blootstelling'!$D$23/2)^K26+L26*(TANH(((H26*'Externe blootstelling'!$D$23)/(2*M26))-2)-TANH(-2))/(1-TANH(-2))","v":1.6782558818440791},{"$f":"IF(N26=1,1+(I26-1)*H26*'Externe blootstelling'!$D$23/2,1+(I26-1)*(N26^(H26*'Externe blootstelling'!$D$23/2)-1)/(N26-1))","v":3.4566000157845367},{"$f":"G26*EXP(-H26*'Externe blootstelling'!$D$23/2)*O26","v":7.1603615223696142E-3}]
[null,"g",0.63698900000000003,1.0191824E-13,7.1199999999999999E-2,{"$f":"_xlfn.IFNA(INDEX('hp (pSv cm2)'!$B$2:$B$52,MATCH($C27,'hp (pSv cm2)'!$A$2:$A$52,1))+($C27-INDEX('hp (pSv cm2)'!$A$2:$A$52,MATCH($C27,'hp (pSv cm2)'!$A$2:$A$52,1)))*(INDEX('hp (pSv cm2)'!$B$2:$B$52,MATCH($C27,'hp (pSv cm2)'!$A$2:$A$52,1)+1)-INDEX('hp (pSv cm2)'!$B$2:$B$52,MATCH($C27,'hp (pSv cm2)'!$A$2:$A$52,1)))/(INDEX('hp (pSv cm2)'!$A$2:$A$52,MATCH($C27,'hp (pSv cm2)'!$A$2:$A$52,1)+1)-INDEX('hp (pSv cm2)'!$A$2:$A$52,MATCH($C27,'hp (pSv cm2)'!$A$2:$A$52,1))),$C27*'hp (pSv cm2)'!$B$2/'hp (pSv cm2)'!$A$2)","v":3.0616549000000002},0.21798982888000001,{"$f":"_xlfn.IFNA(0.997*(INDEX('Mass attenuation coefficients'!$B$2:$B$37,MATCH($C27,'Mass attenuation coefficients'!$A$2:$A$37,1))+($C27-INDEX('Mass attenuation coefficients'!$A$2:$A$37,MATCH($C27,'Mass attenuation coefficients'!$A$2:$A$37,1)))*(INDEX('Mass attenuation coefficients'!$B$2:$B$37,MATCH($C27,'Mass attenuation coefficients'!$A$2:$A$37,1)+1)-INDEX('Mass attenuation coefficients'!$B$2:$B$37,MATCH($C27,'Mass attenuation coefficients'!$A$2:$A$37,1)))/(INDEX('Mass attenuation coefficients'!$A$2:$A$37,MATCH($C27,'Mass attenuation coefficients'!$A$2:$A$37,1)+1)-INDEX('Mass attenuation coefficients'!$A$2:$A$37,MATCH($C27,'Mass attenuation coefficients'!$A$2:$A$37,1)))),0.997*$C27*'Mass attenuation coefficients'!$B$2/'Mass attenuation coefficients'!$A$2)","v":8.7279623299849993E-2},{"$f":"_xlfn.IFNA(INDEX('Shultis Faw'!$C$2:$C$26,MATCH($C27,'Shultis Faw'!$A$2:$A$26,1))+($C27-INDEX('Shultis Faw'!$A$2:$A$26,MATCH($C27,'Shultis Faw'!$A$2:$A$26,1)))*(INDEX('Shultis Faw'!$C$2:$C$26,MATCH($C27,'Shultis Faw'!$A$2:$A$26,1)+1)-INDEX('Shultis Faw'!$C$2:$C$26,MATCH($C27,'Shultis Faw'!$A$2:$A$26,1)))/(INDEX('Shultis Faw'!$A$2:$A$26,MATCH($C27,'Shultis Faw'!$A$2:$A$26,1)+1)-INDEX('Shultis Faw'!$A$2:$A$26,MATCH($C27,'Shultis Faw'!$A$2:$A$26,1))),$C27*'Shultis Faw'!$C$2/'Shultis Faw'!$A$2)","v":2.3464840749999998},{"$f":"_xlfn.IFNA(INDEX('Shultis Faw'!$D$2:$D$26,MATCH($C27,'Shultis Faw'!$A$2:$A$26,1))+($C27-INDEX('Shultis Faw'!$A$2:$A$26,MATCH($C27,'Shultis Faw'!$A$2:$A$26,1)))*(INDEX('Shultis Faw'!$D$2:$D$26,MATCH($C27,'Shultis Faw'!$A$2:$A$26,1)+1)-INDEX('Shultis Faw'!$D$2:$D$26,MATCH($C27,'Shultis Faw'!$A$2:$A$26,1)))/(INDEX('Shultis Faw'!$A$2:$A$26,MATCH($C27,'Shultis Faw'!$A$2:$A$26,1)+1)-INDEX('Shultis Faw'!$A$2:$A$26,MATCH($C27,'Shultis Faw'!$A$2:$A$26,1))),$C27*'Shultis Faw'!$D$2/'Shultis Faw'!$A$2)","v":1.654032425},{"$f":"_xlfn.IFNA(INDEX('Shultis Faw'!$B$2:$B$26,MATCH($C27,'Shultis Faw'!$A$2:$A$26,1))+($C27-INDEX('Shultis Faw'!$A$2:$A$26,MATCH($C27,'Shultis Faw'!$A$2:$A$26,1)))*(INDEX('Shultis Faw'!$B$2:$B$26,MATCH($C27,'Shultis Faw'!$A$2:$A$26,1)+1)-INDEX('Shultis Faw'!$B$2:$B$26,MATCH($C27,'Shultis Faw'!$A$2:$A$26,1)))/(INDEX('Shultis Faw'!$A$2:$A$26,MATCH($C27,'Shultis Faw'!$A$2:$A$26,1)+1)-INDEX('Shultis Faw'!$A$2:$A$26,MATCH($C27,'Shultis Faw'!$A$2:$A$26,1))),$C27*'Shultis Faw'!$B$2/'Shultis Faw'!$A$2)","v":-0.120486045},{"$f":"_xlfn.IFNA(INDEX('Shultis Faw'!$E$2:$E$26,MATCH($C27,'Shultis Faw'!$A$2:$A$26,1))+($C27-INDEX('Shultis Faw'!$A$2:$A$26,MATCH($C27,'Shultis Faw'!$A$2:$A$26,1)))*(INDEX('Shultis Faw'!$E$2:$E$26,MATCH($C27,'Shultis Faw'!$A$2:$A$26,1)+1)-INDEX('Shultis Faw'!$E$2:$E$26,MATCH($C27,'Shultis Faw'!$A$2:$A$26,1)))/(INDEX('Shultis Faw'!$A$2:$A$26,MATCH($C27,'Shultis Faw'!$A$2:$A$26,1)+1)-INDEX('Shultis Faw'!$A$2:$A$26,MATCH($C27,'Shultis Faw'!$A$2:$A$26,1))),$C27*'Shultis Faw'!$E$2/'Shultis Faw'!$A$2)","v":4.9079362999999994E-2},{"$f":"_xlfn.IFNA(INDEX('Shultis Faw'!$F$2:$F$26,MATCH($C27,'Shultis Faw'!$A$2:$A$26,1))+($C27-INDEX('Shultis Faw'!$A$2:$A$26,MATCH($C27,'Shultis Faw'!$A$2:$A$26,1)))*(INDEX('Shultis Faw'!$F$2:$F$26,MATCH($C27,'Shultis Faw'!$A$2:$A$26,1)+1)-INDEX('Shultis Faw'!$F$2:$F$26,MATCH($C27,'Shultis Faw'!$A$2:$A$26,1)))/(INDEX('Shultis Faw'!$A$2:$A$26,MATCH($C27,'Shultis Faw'!$A$2:$A$26,1)+1)-INDEX('Shultis Faw'!$A$2:$A$26,MATCH($C27,'Shultis Faw'!$A$2:$A$26,1))),$C27*'Shultis Faw'!$F$2/'Shultis Faw'!$A$2)","v":14.254042850000001},{"$f":"J27*(H27*'Externe blootstelling'!$D$23/2)^K27+L27*(TANH(((H27*'Externe blootstelling'!$D$23)/(2*M27))-2)-TANH(-2))/(1-TANH(-2))","v":1.6013813209065844},{"$f":"IF(N27=1,1+(I27-1)*H27*'Externe blootstelling'!$D$23/2,1+(I27-1)*(N27^(H27*'Externe blootstelling'!$D$23/2)-1)/(N27-1))","v":2.90840249159496},{"$f":"G27*EXP(-H27*'Externe blootstelling'!$D$23/2)*O27","v":0.17120437429533908}]
[null,"g",0.64271900000000004,1.0283503999999999E-13,2.183E-3,{"$f":"_xlfn.IFNA(INDEX('hp (pSv cm2)'!$B$2:$B$52,MATCH($C28,'hp (pSv cm2)'!$A$2:$A$52,1))+($C28-INDEX('hp (pSv cm2)'!$A$2:$A$52,MATCH($C28,'hp (pSv cm2)'!$A$2:$A$52,1)))*(INDEX('hp (pSv cm2)'!$B$2:$B$52,MATCH($C28,'hp (pSv cm2)'!$A$2:$A$52,1)+1)-INDEX('hp (pSv cm2)'!$B$2:$B$52,MATCH($C28,'hp (pSv cm2)'!$A$2:$A$52,1)))/(INDEX('hp (pSv cm2)'!$A$2:$A$52,MATCH($C28,'hp (pSv cm2)'!$A$2:$A$52,1)+1)-INDEX('hp (pSv cm2)'!$A$2:$A$52,MATCH($C28,'hp (pSv cm2)'!$A$2:$A$52,1))),$C28*'hp (pSv cm2)'!$B$2/'hp (pSv cm2)'!$A$2)","v":3.0851479000000004},6.7348778657000006E-3,{"$f":"_xlfn.IFNA(0.997*(INDEX('Mass attenuation coefficients'!$B$2:$B$37,MATCH($C28,'Mass attenuation coefficients'!$A$2:$A$37,1))+($C28-INDEX('Mass attenuation coefficients'!$A$2:$A$37,MATCH($C28,'Mass attenuation coefficients'!$A$2:$A$37,1)))*(INDEX('Mass attenuation coefficients'!$B$2:$B$37,MATCH($C28,'Mass attenuation coefficients'!$A$2:$A$37,1)+1)-INDEX('Mass attenuation coefficients'!$B$2:$B$37,MATCH($C28,'Mass attenuation coefficients'!$A$2:$A$37,1)))/(INDEX('Mass attenuation coefficients'!$A$2:$A$37,MATCH($C28,'Mass attenuation coefficients'!$A$2:$A$37,1)+1)-INDEX('Mass attenuation coefficients'!$A$2:$A$37,MATCH($C28,'Mass attenuation coefficients'!$A$2:$A$37,1)))),0.997*$C28*'Mass attenuation coefficients'!$B$2/'Mass attenuation coefficients'!$A$2)","v":8.6967989514349989E-2},{"$f":"_xlfn.IFNA(INDEX('Shultis Faw'!$C$2:$C$26,MATCH($C28,'Shultis Faw'!$A$2:$A$26,1))+($C28-INDEX('Shultis Faw'!$A$2:$A$26,MATCH($C28,'Shultis Faw'!$A$2:$A$26,1)))*(INDEX('Shultis Faw'!$C$2:$C$26,MATCH($C28,'Shultis Faw'!$A$2:$A$26,1)+1)-INDEX('Shultis Faw'!$C$2:$C$26,MATCH($C28,'Shultis Faw'!$A$2:$A$26,1)))/(INDEX('Shultis Faw'!$A$2:$A$26,MATCH($C28,'Shultis Faw'!$A$2:$A$26,1)+1)-INDEX('Shultis Faw'!$A$2:$A$26,MATCH($C28,'Shultis Faw'!$A$2:$A$26,1))),$C28*'Shultis Faw'!$C$2/'Shultis Faw'!$A$2)","v":2.341756825},{"$f":"_xlfn.IFNA(INDEX('Shultis Faw'!$D$2:$D$26,MATCH($C28,'Shultis Faw'!$A$2:$A$26,1))+($C28-INDEX('Shultis Faw'!$A$2:$A$26,MATCH($C28,'Shultis Faw'!$A$2:$A$26,1)))*(INDEX('Shultis Faw'!$D$2:$D$26,MATCH($C28,'Shultis Faw'!$A$2:$A$26,1)+1)-INDEX('Shultis Faw'!$D$2:$D$26,MATCH($C28,'Shultis Faw'!$A$2:$A$26,1)))/(INDEX('Shultis Faw'!$A$2:$A$26,MATCH($C28,'Shultis Faw'!$A$2:$A$26,1)+1)-INDEX('Shultis Faw'!$A$2:$A$26,MATCH($C28,'Shultis Faw'!$A$2:$A$26,1))),$C28*'Shultis Faw'!$D$2/'Shultis Faw'!$A$2)","v":1.6501646750000001},{"$f":"_xlfn.IFNA(INDEX('Shultis Faw'!$B$2:$B$26,MATCH($C28,'Shultis Faw'!$A$2:$A$26,1))+($C28-INDEX('Shultis Faw'!$A$2:$A$26,MATCH($C28,'Shultis Faw'!$A$2:$A$26,1)))*(INDEX('Shultis Faw'!$B$2:$B$26,MATCH($C28,'Shultis Faw'!$A$2:$A$26,1)+1)-INDEX('Shultis Faw'!$B$2:$B$26,MATCH($C28,'Shultis Faw'!$A$2:$A$26,1)))/(INDEX('Shultis Faw'!$A$2:$A$26,MATCH($C28,'Shultis Faw'!$A$2:$A$26,1)+1)-INDEX('Shultis Faw'!$A$2:$A$26,MATCH($C28,'Shultis Faw'!$A$2:$A$26,1))),$C28*'Shultis Faw'!$B$2/'Shultis Faw'!$A$2)","v":-0.11994169499999999},{"$f":"_xlfn.IFNA(INDEX('Shultis Faw'!$E$2:$E$26,MATCH($C28,'Shultis Faw'!$A$2:$A$26,1))+($C28-INDEX('Shultis Faw'!$A$2:$A$26,MATCH($C28,'Shultis Faw'!$A$2:$A$26,1)))*(INDEX('Shultis Faw'!$E$2:$E$26,MATCH($C28,'Shultis Faw'!$A$2:$A$26,1)+1)-INDEX('Shultis Faw'!$E$2:$E$26,MATCH($C28,'Shultis Faw'!$A$2:$A$26,1)))/(INDEX('Shultis Faw'!$A$2:$A$26,MATCH($C28,'Shultis Faw'!$A$2:$A$26,1)+1)-INDEX('Shultis Faw'!$A$2:$A$26,MATCH($C28,'Shultis Faw'!$A$2:$A$26,1))),$C28*'Shultis Faw'!$E$2/'Shultis Faw'!$A$2)","v":4.8890272999999998E-2},{"$f":"_xlfn.IFNA(INDEX('Shultis Faw'!$F$2:$F$26,MATCH($C28,'Shultis Faw'!$A$2:$A$26,1))+($C28-INDEX('Shultis Faw'!$A$2:$A$26,MATCH($C28,'Shultis Faw'!$A$2:$A$26,1)))*(INDEX('Shultis Faw'!$F$2:$F$26,MATCH($C28,'Shultis Faw'!$A$2:$A$26,1)+1)-INDEX('Shultis Faw'!$F$2:$F$26,MATCH($C28,'Shultis Faw'!$A$2:$A$26,1)))/(INDEX('Shultis Faw'!$A$2:$A$26,MATCH($C28,'Shultis Faw'!$A$2:$A$26,1)+1)-INDEX('Shultis Faw'!$A$2:$A$26,MATCH($C28,'Shultis Faw'!$A$2:$A$26,1))),$C28*'Shultis Faw'!$F$2/'Shultis Faw'!$A$2)","v":14.25776735},{"$f":"J28*(H28*'Externe blootstelling'!$D$23/2)^K28+L28*(TANH(((H28*'Externe blootstelling'!$D$23)/(2*M28))-2)-TANH(-2))/(1-TANH(-2))","v":1.5985555651193266},{"$f":"IF(N28=1,1+(I28-1)*H28*'Externe blootstelling'!$D$23/2,1+(I28-1)*(N28^(H28*'Externe blootstelling'!$D$23/2)-1)/(N28-1))","v":2.8920159996371324},{"$f":"G28*EXP(-H28*'Externe blootstelling'!$D$23/2)*O28","v":5.2842657005356414E-3}]
[null,"g",0.72291099999999997,1.1566575999999998E-13,1.7860000000000001E-2,{"$f":"_xlfn.IFNA(INDEX('hp (pSv cm2)'!$B$2:$B$52,MATCH($C29,'hp (pSv cm2)'!$A$2:$A$52,1))+($C29-INDEX('hp (pSv cm2)'!$A$2:$A$52,MATCH($C29,'hp (pSv cm2)'!$A$2:$A$52,1)))*(INDEX('hp (pSv cm2)'!$B$2:$B$52,MATCH($C29,'hp (pSv cm2)'!$A$2:$A$52,1)+1)-INDEX('hp (pSv cm2)'!$B$2:$B$52,MATCH($C29,'hp (pSv cm2)'!$A$2:$A$52,1)))/(INDEX('hp (pSv cm2)'!$A$2:$A$52,MATCH($C29,'hp (pSv cm2)'!$A$2:$A$52,1)+1)-INDEX('hp (pSv cm2)'!$A$2:$A$52,MATCH($C29,'hp (pSv cm2)'!$A$2:$A$52,1))),$C29*'hp (pSv cm2)'!$B$2/'hp (pSv cm2)'!$A$2)","v":3.4139350999999998},6.0972880885999996E-2,{"$f":"_xlfn.IFNA(0.997*(INDEX('Mass attenuation coefficients'!$B$2:$B$37,MATCH($C29,'Mass attenuation coefficients'!$A$2:$A$37,1))+($C29-INDEX('Mass attenuation coefficients'!$A$2:$A$37,MATCH($C29,'Mass attenuation coefficients'!$A$2:$A$37,1)))*(INDEX('Mass attenuation coefficients'!$B$2:$B$37,MATCH($C29,'Mass attenuation coefficients'!$A$2:$A$37,1)+1)-INDEX('Mass attenuation coefficients'!$B$2:$B$37,MATCH($C29,'Mass attenuation coefficients'!$A$2:$A$37,1)))/(INDEX('Mass attenuation coefficients'!$A$2:$A$37,MATCH($C29,'Mass attenuation coefficients'!$A$2:$A$37,1)+1)-INDEX('Mass attenuation coefficients'!$A$2:$A$37,MATCH($C29,'Mass attenuation coefficients'!$A$2:$A$37,1)))),0.997*$C29*'Mass attenuation coefficients'!$B$2/'Mass attenuation coefficients'!$A$2)","v":8.2606639335150001E-2},{"$f":"_xlfn.IFNA(INDEX('Shultis Faw'!$C$2:$C$26,MATCH($C29,'Shultis Faw'!$A$2:$A$26,1))+($C29-INDEX('Shultis Faw'!$A$2:$A$26,MATCH($C29,'Shultis Faw'!$A$2:$A$26,1)))*(INDEX('Shultis Faw'!$C$2:$C$26,MATCH($C29,'Shultis Faw'!$A$2:$A$26,1)+1)-INDEX('Shultis Faw'!$C$2:$C$26,MATCH($C29,'Shultis Faw'!$A$2:$A$26,1)))/(INDEX('Shultis Faw'!$A$2:$A$26,MATCH($C29,'Shultis Faw'!$A$2:$A$26,1)+1)-INDEX('Shultis Faw'!$A$2:$A$26,MATCH($C29,'Shultis Faw'!$A$2:$A$26,1))),$C29*'Shultis Faw'!$C$2/'Shultis Faw'!$A$2)","v":2.2755984250000001},{"$f":"_xlfn.IFNA(INDEX('Shultis Faw'!$D$2:$D$26,MATCH($C29,'Shultis Faw'!$A$2:$A$26,1))+($C29-INDEX('Shultis Faw'!$A$2:$A$26,MATCH($C29,'Shultis Faw'!$A$2:$A$26,1)))*(INDEX('Shultis Faw'!$D$2:$D$26,MATCH($C29,'Shultis Faw'!$A$2:$A$26,1)+1)-INDEX('Shultis Faw'!$D$2:$D$26,MATCH($C29,'Shultis Faw'!$A$2:$A$26,1)))/(INDEX('Shultis Faw'!$A$2:$A$26,MATCH($C29,'Shultis Faw'!$A$2:$A$26,1)+1)-INDEX('Shultis Faw'!$A$2:$A$26,MATCH($C29,'Shultis Faw'!$A$2:$A$26,1))),$C29*'Shultis Faw'!$D$2/'Shultis Faw'!$A$2)","v":1.5960350750000001},{"$f":"_xlfn.IFNA(INDEX('Shultis Faw'!$B$2:$B$26,MATCH($C29,'Shultis Faw'!$A$2:$A$26,1))+($C29-INDEX('Shultis Faw'!$A$2:$A$26,MATCH($C29,'Shultis Faw'!$A$2:$A$26,1)))*(INDEX('Shultis Faw'!$B$2:$B$26,MATCH($C29,'Shultis Faw'!$A$2:$A$26,1)+1)-INDEX('Shultis Faw'!$B$2:$B$26,MATCH($C29,'Shultis Faw'!$A$2:$A$26,1)))/(INDEX('Shultis Faw'!$A$2:$A$26,MATCH($C29,'Shultis Faw'!$A$2:$A$26,1)+1)-INDEX('Shultis Faw'!$A$2:$A$26,MATCH($C29,'Shultis Faw'!$A$2:$A$26,1))),$C29*'Shultis Faw'!$B$2/'Shultis Faw'!$A$2)","v":-0.112323455},{"$f":"_xlfn.IFNA(INDEX('Shultis Faw'!$E$2:$E$26,MATCH($C29,'Shultis Faw'!$A$2:$A$26,1))+($C29-INDEX('Shultis Faw'!$A$2:$A$26,MATCH($C29,'Shultis Faw'!$A$2:$A$26,1)))*(INDEX('Shultis Faw'!$E$2:$E$26,MATCH($C29,'Shultis Faw'!$A$2:$A$26,1)+1)-INDEX('Shultis Faw'!$E$2:$E$26,MATCH($C29,'Shultis Faw'!$A$2:$A$26,1)))/(INDEX('Shultis Faw'!$A$2:$A$26,MATCH($C29,'Shultis Faw'!$A$2:$A$26,1)+1)-INDEX('Shultis Faw'!$A$2:$A$26,MATCH($C29,'Shultis Faw'!$A$2:$A$26,1))),$C29*'Shultis Faw'!$E$2/'Shultis Faw'!$A$2)","v":4.6243936999999999E-2},{"$f":"_xlfn.IFNA(INDEX('Shultis Faw'!$F$2:$F$26,MATCH($C29,'Shultis Faw'!$A$2:$A$26,1))+($C29-INDEX('Shultis Faw'!$A$2:$A$26,MATCH($C29,'Shultis Faw'!$A$2:$A$26,1)))*(INDEX('Shultis Faw'!$F$2:$F$26,MATCH($C29,'Shultis Faw'!$A$2:$A$26,1)+1)-INDEX('Shultis Faw'!$F$2:$F$26,MATCH($C29,'Shultis Faw'!$A$2:$A$26,1)))/(INDEX('Shultis Faw'!$A$2:$A$26,MATCH($C29,'Shultis Faw'!$A$2:$A$26,1)+1)-INDEX('Shultis Faw'!$A$2:$A$26,MATCH($C29,'Shultis Faw'!$A$2:$A$26,1))),$C29*'Shultis Faw'!$F$2/'Shultis Faw'!$A$2)","v":14.30989215},{"$f":"J29*(H29*'Externe blootstelling'!$D$23/2)^K29+L29*(TANH(((H29*'Externe blootstelling'!$D$23)/(2*M29))-2)-TANH(-2))/(1-TANH(-2))","v":1.558217602796977},{"$f":"IF(N29=1,1+(I29-1)*H29*'Externe blootstelling'!$D$23/2,1+(I29-1)*(N29^(H29*'Externe blootstelling'!$D$23/2)-1)/(N29-1))","v":2.6739668210170837},{"$f":"G29*EXP(-H29*'Externe blootstelling'!$D$23/2)*O29","v":4.722354817810951E-2}]
[null,null,null,null,null,null,null,null,null,null,null,null,null,null,null,null,{"$f":"SUM(P6:P29)/SUM(G6:G29)","v":0.86283207229620873}]
[]
["153Sm","X-ray",6.483E-3,{"$f":"C32*1000000*1.6E-19","v":1.03728E-15},0.10880000000000001,{"$f":"_xlfn.IFNA(INDEX('hp (pSv cm2)'!$B$2:$B$52,MATCH($C32,'hp (pSv cm2)'!$A$2:$A$52,1))+($C32-INDEX('hp (pSv cm2)'!$A$2:$A$52,MATCH($C32,'hp (pSv cm2)'!$A$2:$A$52,1)))*(INDEX('hp (pSv cm2)'!$B$2:$B$52,MATCH($C32,'hp (pSv cm2)'!$A$2:$A$52,1)+1)-INDEX('hp (pSv cm2)'!$B$2:$B$52,MATCH($C32,'hp (pSv cm2)'!$A$2:$A$52,1)))/(INDEX('hp (pSv cm2)'!$A$2:$A$52,MATCH($C32,'hp (pSv cm2)'!$A$2:$A$52,1)+1)-INDEX('hp (pSv cm2)'!$A$2:$A$52,MATCH($C32,'hp (pSv cm2)'!$A$2:$A$52,1))),$C32*'hp (pSv cm2)'!$B$2/'hp (pSv cm2)'!$A$2)","v":1.94497E-2},{"$f":"F32*E32","v":2.1161273600000001E-3},{"$f":"_xlfn.IFNA(0.997*(INDEX('Mass attenuation coefficients'!$B$2:$B$37,MATCH($C32,'Mass attenuation coefficients'!$A$2:$A$37,1))+($C32-INDEX('Mass attenuation coefficients'!$A$2:$A$37,MATCH($C32,'Mass attenuation coefficients'!$A$2:$A$37,1)))*(INDEX('Mass attenuation coefficients'!$B$2:$B$37,MATCH($C32,'Mass attenuation coefficients'!$A$2:$A$37,1)+1)-INDEX('Mass attenuation coefficients'!$B$2:$B$37,MATCH($C32,'Mass attenuation coefficients'!$A$2:$A$37,1)))/(INDEX('Mass attenuation coefficients'!$A$2:$A$37,MATCH($C32,'Mass attenuation coefficients'!$A$2:$A$37,1)+1)-INDEX('Mass attenuation coefficients'!$A$2:$A$37,MATCH($C32,'Mass attenuation coefficients'!$A$2:$A$37,1)))),0.997*$C32*'Mass attenuation coefficients'!$B$2/'Mass attenuation coefficients'!$A$2)","v":21.130213615000002},{"$f":"_xlfn.IFNA(INDEX('Shultis Faw'!$C$2:$C$26,MATCH($C32,'Shultis Faw'!$A$2:$A$26,1))+($C32-INDEX('Shultis Faw'!$A$2:$A$26,MATCH($C32,'Shultis Faw'!$A$2:$A$26,1)))*(INDEX('Shultis Faw'!$C$2:$C$26,MATCH($C32,'Shultis Faw'!$A$2:$A$26,1)+1)-INDEX('Shultis Faw'!$C$2:$C$26,MATCH($C32,'Shultis Faw'!$A$2:$A$26,1)))/(INDEX('Shultis Faw'!$A$2:$A$26,MATCH($C32,'Shultis Faw'!$A$2:$A$26,1)+1)-INDEX('Shultis Faw'!$A$2:$A$26,MATCH($C32,'Shultis Faw'!$A$2:$A$26,1))),$C32*'Shultis Faw'!$C$2/'Shultis Faw'!$A$2)","v":0.51086039999999999},{"$f":"_xlfn.IFNA(INDEX('Shultis Faw'!$D$2:$D$26,MATCH($C32,'Shultis Faw'!$A$2:$A$26,1))+($C32-INDEX('Shultis Faw'!$A$2:$A$26,MATCH($C32,'Shultis Faw'!$A$2:$A$26,1)))*(INDEX('Shultis Faw'!$D$2:$D$26,MATCH($C32,'Shultis Faw'!$A$2:$A$26,1)+1)-INDEX('Shultis Faw'!$D$2:$D$26,MATCH($C32,'Shultis Faw'!$A$2:$A$26,1)))/(INDEX('Shultis Faw'!$A$2:$A$26,MATCH($C32,'Shultis Faw'!$A$2:$A$26,1)+1)-INDEX('Shultis Faw'!$A$2:$A$26,MATCH($C32,'Shultis Faw'!$A$2:$A$26,1))),$C32*'Shultis Faw'!$D$2/'Shultis Faw'!$A$2)","v":0.2001086},{"$f":"_xlfn.IFNA(INDEX('Shultis Faw'!$B$2:$B$26,MATCH($C32,'Shultis Faw'!$A$2:$A$26,1))+($C32-INDEX('Shultis Faw'!$A$2:$A$26,MATCH($C32,'Shultis Faw'!$A$2:$A$26,1)))*(INDEX('Shultis Faw'!$B$2:$B$26,MATCH($C32,'Shultis Faw'!$A$2:$A$26,1)+1)-INDEX('Shultis Faw'!$B$2:$B$26,MATCH($C32,'Shultis Faw'!$A$2:$A$26,1)))/(INDEX('Shultis Faw'!$A$2:$A$26,MATCH($C32,'Shultis Faw'!$A$2:$A$26,1)+1)-INDEX('Shultis Faw'!$A$2:$A$26,MATCH($C32,'Shultis Faw'!$A$2:$A$26,1))),$C32*'Shultis Faw'!$B$2/'Shultis Faw'!$A$2)","v":7.4338399999999999E-2},{"$f":"_xlfn.IFNA(INDEX('Shultis Faw'!$E$2:$E$26,MATCH($C32,'Shultis Faw'!$A$2:$A$26,1))+($C32-INDEX('Shultis Faw'!$A$2:$A$26,MATCH($C32,'Shultis Faw'!$A$2:$A$26,1)))*(INDEX('Shultis Faw'!$E$2:$E$26,MATCH($C32,'Shultis Faw'!$A$2:$A$26,1)+1)-INDEX('Shultis Faw'!$E$2:$E$26,MATCH($C32,'Shultis Faw'!$A$2:$A$26,1)))/(INDEX('Shultis Faw'!$A$2:$A$26,MATCH($C32,'Shultis Faw'!$A$2:$A$26,1)+1)-INDEX('Shultis Faw'!$A$2:$A$26,MATCH($C32,'Shultis Faw'!$A$2:$A$26,1))),$C32*'Shultis Faw'!$E$2/'Shultis Faw'!$A$2)","v":-3.9243760000000003E-2},{"$f":"_xlfn.IFNA(INDEX('Shultis Faw'!$F$2:$F$26,MATCH($C32,'Shultis Faw'!$A$2:$A$26,1))+($C32-INDEX('Shultis Faw'!$A$2:$A$26,MATCH($C32,'Shultis Faw'!$A$2:$A$26,1)))*(INDEX('Shultis Faw'!$F$2:$F$26,MATCH($C32,'Shultis Faw'!$A$2:$A$26,1)+1)-INDEX('Shultis Faw'!$F$2:$F$26,MATCH($C32,'Shultis Faw'!$A$2:$A$26,1)))/(INDEX('Shultis Faw'!$A$2:$A$26,MATCH($C32,'Shultis Faw'!$A$2:$A$26,1)+1)-INDEX('Shultis Faw'!$A$2:$A$26,MATCH($C32,'Shultis Faw'!$A$2:$A$26,1))),$C32*'Shultis Faw'!$F$2/'Shultis Faw'!$A$2)","v":6.1502060000000007},{"$f":"J32*(H32*'Externe blootstelling'!$D$23/2)^K32+L32*(TANH(((H32*'Externe blootstelling'!$D$23)/(2*M32))-2)-TANH(-2))/(1-TANH(-2))","v":0.26778971726390582},{"$f":"IF(N32=1,1+(I32-1)*H32*'Externe blootstelling'!$D$23/2,1+(I32-1)*(N32^(H32*'Externe blootstelling'!$D$23/2)-1)/(N32-1))","v":0.33196840916764692},{"$f":"G32*EXP(-H32*'Externe blootstelling'!$D$23/2)*O32","v":1.568956645905576E-141}]
[null," g ",1.9812960000000001E-2,3.1700736000000004E-15,1.0500000000000001E-6,{"$f":"_xlfn.IFNA(INDEX('hp (pSv cm2)'!$B$2:$B$52,MATCH($C33,'hp (pSv cm2)'!$A$2:$A$52,1))+($C33-INDEX('hp (pSv cm2)'!$A$2:$A$52,MATCH($C33,'hp (pSv cm2)'!$A$2:$A$52,1)))*(INDEX('hp (pSv cm2)'!$B$2:$B$52,MATCH($C33,'hp (pSv cm2)'!$A$2:$A$52,1)+1)-INDEX('hp (pSv cm2)'!$B$2:$B$52,MATCH($C33,'hp (pSv cm2)'!$A$2:$A$52,1)))/(INDEX('hp (pSv cm2)'!$A$2:$A$52,MATCH($C33,'hp (pSv cm2)'!$A$2:$A$52,1)+1)-INDEX('hp (pSv cm2)'!$A$2:$A$52,MATCH($C33,'hp (pSv cm2)'!$A$2:$A$52,1))),$C33*'hp (pSv cm2)'!$B$2/'hp (pSv cm2)'!$A$2)","v":0.22225674666666667},2.3336958400000003E-7,{"$f":"_xlfn.IFNA(0.997*(INDEX('Mass attenuation coefficients'!$B$2:$B$37,MATCH($C33,'Mass attenuation coefficients'!$A$2:$A$37,1))+($C33-INDEX('Mass attenuation coefficients'!$A$2:$A$37,MATCH($C33,'Mass attenuation coefficients'!$A$2:$A$37,1)))*(INDEX('Mass attenuation coefficients'!$B$2:$B$37,MATCH($C33,'Mass attenuation coefficients'!$A$2:$A$37,1)+1)-INDEX('Mass attenuation coefficients'!$B$2:$B$37,MATCH($C33,'Mass attenuation coefficients'!$A$2:$A$37,1)))/(INDEX('Mass attenuation coefficients'!$A$2:$A$37,MATCH($C33,'Mass attenuation coefficients'!$A$2:$A$37,1)+1)-INDEX('Mass attenuation coefficients'!$A$2:$A$37,MATCH($C33,'Mass attenuation coefficients'!$A$2:$A$37,1)))),0.997*$C33*'Mass attenuation coefficients'!$B$2/'Mass attenuation coefficients'!$A$2)","v":0.83937237299839995},{"$f":"_xlfn.IFNA(INDEX('Shultis Faw'!$C$2:$C$26,MATCH($C33,'Shultis Faw'!$A$2:$A$26,1))+($C33-INDEX('Shultis Faw'!$A$2:$A$26,MATCH($C33,'Shultis Faw'!$A$2:$A$26,1)))*(INDEX('Shultis Faw'!$C$2:$C$26,MATCH($C33,'Shultis Faw'!$A$2:$A$26,1)+1)-INDEX('Shultis Faw'!$C$2:$C$26,MATCH($C33,'Shultis Faw'!$A$2:$A$26,1)))/(INDEX('Shultis Faw'!$A$2:$A$26,MATCH($C33,'Shultis Faw'!$A$2:$A$26,1)+1)-INDEX('Shultis Faw'!$A$2:$A$26,MATCH($C33,'Shultis Faw'!$A$2:$A$26,1))),$C33*'Shultis Faw'!$C$2/'Shultis Faw'!$A$2)","v":1.4178350400000002},{"$f":"_xlfn.IFNA(INDEX('Shultis Faw'!$D$2:$D$26,MATCH($C33,'Shultis Faw'!$A$2:$A$26,1))+($C33-INDEX('Shultis Faw'!$A$2:$A$26,MATCH($C33,'Shultis Faw'!$A$2:$A$26,1)))*(INDEX('Shultis Faw'!$D$2:$D$26,MATCH($C33,'Shultis Faw'!$A$2:$A$26,1)+1)-INDEX('Shultis Faw'!$D$2:$D$26,MATCH($C33,'Shultis Faw'!$A$2:$A$26,1)))/(INDEX('Shultis Faw'!$A$2:$A$26,MATCH($C33,'Shultis Faw'!$A$2:$A$26,1)+1)-INDEX('Shultis Faw'!$A$2:$A$26,MATCH($C33,'Shultis Faw'!$A$2:$A$26,1))),$C33*'Shultis Faw'!$D$2/'Shultis Faw'!$A$2)","v":0.54578291200000006},{"$f":"_xlfn.IFNA(INDEX('Shultis Faw'!$B$2:$B$26,MATCH($C33,'Shultis Faw'!$A$2:$A$26,1))+($C33-INDEX('Shultis Faw'!$A$2:$A$26,MATCH($C33,'Shultis Faw'!$A$2:$A$26,1)))*(INDEX('Shultis Faw'!$B$2:$B$26,MATCH($C33,'Shultis Faw'!$A$2:$A$26,1)+1)-INDEX('Shultis Faw'!$B$2:$B$26,MATCH($C33,'Shultis Faw'!$A$2:$A$26,1)))/(INDEX('Shultis Faw'!$A$2:$A$26,MATCH($C33,'Shultis Faw'!$A$2:$A$26,1)+1)-INDEX('Shultis Faw'!$A$2:$A$26,MATCH($C33,'Shultis Faw'!$A$2:$A$26,1))),$C33*'Shultis Faw'!$B$2/'Shultis Faw'!$A$2)","v":0.144084832},{"$f":"_xlfn.IFNA(INDEX('Shultis Faw'!$E$2:$E$26,MATCH($C33,'Shultis Faw'!$A$2:$A$26,1))+($C33-INDEX('Shultis Faw'!$A$2:$A$26,MATCH($C33,'Shultis Faw'!$A$2:$A$26,1)))*(INDEX('Shultis Faw'!$E$2:$E$26,MATCH($C33,'Shultis Faw'!$A$2:$A$26,1)+1)-INDEX('Shultis Faw'!$E$2:$E$26,MATCH($C33,'Shultis Faw'!$A$2:$A$26,1)))/(INDEX('Shultis Faw'!$A$2:$A$26,MATCH($C33,'Shultis Faw'!$A$2:$A$26,1)+1)-INDEX('Shultis Faw'!$A$2:$A$26,MATCH($C33,'Shultis Faw'!$A$2:$A$26,1))),$C33*'Shultis Faw'!$E$2/'Shultis Faw'!$A$2)","v":-7.1451900799999996E-2},{"$f":"_xlfn.IFNA(INDEX('Shultis Faw'!$F$2:$F$26,MATCH($C33,'Shultis Faw'!$A$2:$A$26,1))+($C33-INDEX('Shultis Faw'!$A$2:$A$26,MATCH($C33,'Shultis Faw'!$A$2:$A$26,1)))*(INDEX('Shultis Faw'!$F$2:$F$26,MATCH($C33,'Shultis Faw'!$A$2:$A$26,1)+1)-INDEX('Shultis Faw'!$F$2:$F$26,MATCH($C33,'Shultis Faw'!$A$2:$A$26,1)))/(INDEX('Shultis Faw'!$A$2:$A$26,MATCH($C33,'Shultis Faw'!$A$2:$A$26,1)+1)-INDEX('Shultis Faw'!$A$2:$A$26,MATCH($C33,'Shultis Faw'!$A$2:$A$26,1))),$C33*'Shultis Faw'!$F$2/'Shultis Faw'!$A$2)","v":14.83643296},{"$f":"J33*(H33*'Externe blootstelling'!$D$23/2)^K33+L33*(TANH(((H33*'Externe blootstelling'!$D$23)/(2*M33))-2)-TANH(-2))/(1-TANH(-2))","v":0.78087122012608567},{"$f":"IF(N33=1,1+(I33-1)*H33*'Externe blootstelling'!$D$23/2,1+(I33-1)*(N33^(H33*'Externe blootstelling'!$D$23/2)-1)/(N33-1))","v":2.822114164559018},{"$f":"G33*EXP(-H33*'Externe blootstelling'!$D$23/2)*O33","v":2.241800608685417E-12}]
[null,"X-ray",4.0902399999999998E-2,6.5443840000000001E-15,0.16600000000000001,{"$f":"_xlfn.IFNA(INDEX('hp (pSv cm2)'!$B$2:$B$52,MATCH($C34,'hp (pSv cm2)'!$A$2:$A$52,1))+($C34-INDEX('hp (pSv cm2)'!$A$2:$A$52,MATCH($C34,'hp (pSv cm2)'!$A$2:$A$52,1)))*(INDEX('hp (pSv cm2)'!$B$2:$B$52,MATCH($C34,'hp (pSv cm2)'!$A$2:$A$52,1)+1)-INDEX('hp (pSv cm2)'!$B$2:$B$52,MATCH($C34,'hp (pSv cm2)'!$A$2:$A$52,1)))/(INDEX('hp (pSv cm2)'!$A$2:$A$52,MATCH($C34,'hp (pSv cm2)'!$A$2:$A$52,1)+1)-INDEX('hp (pSv cm2)'!$A$2:$A$52,MATCH($C34,'hp (pSv cm2)'!$A$2:$A$52,1))),$C34*'hp (pSv cm2)'!$B$2/'hp (pSv cm2)'!$A$2)","v":0.35171455999999995},5.8384616959999996E-2,{"$f":"_xlfn.IFNA(0.997*(INDEX('Mass attenuation coefficients'!$B$2:$B$37,MATCH($C34,'Mass attenuation coefficients'!$A$2:$A$37,1))+($C34-INDEX('Mass attenuation coefficients'!$A$2:$A$37,MATCH($C34,'Mass attenuation coefficients'!$A$2:$A$37,1)))*(INDEX('Mass attenuation coefficients'!$B$2:$B$37,MATCH($C34,'Mass attenuation coefficients'!$A$2:$A$37,1)+1)-INDEX('Mass attenuation coefficients'!$B$2:$B$37,MATCH($C34,'Mass attenuation coefficients'!$A$2:$A$37,1)))/(INDEX('Mass attenuation coefficients'!$A$2:$A$37,MATCH($C34,'Mass attenuation coefficients'!$A$2:$A$37,1)+1)-INDEX('Mass attenuation coefficients'!$A$2:$A$37,MATCH($C34,'Mass attenuation coefficients'!$A$2:$A$37,1)))),0.997*$C34*'Mass attenuation coefficients'!$B$2/'Mass attenuation coefficients'!$A$2)","v":0.263770371808},{"$f":"_xlfn.IFNA(INDEX('Shultis Faw'!$C$2:$C$26,MATCH($C34,'Shultis Faw'!$A$2:$A$26,1))+($C34-INDEX('Shultis Faw'!$A$2:$A$26,MATCH($C34,'Shultis Faw'!$A$2:$A$26,1)))*(INDEX('Shultis Faw'!$C$2:$C$26,MATCH($C34,'Shultis Faw'!$A$2:$A$26,1)+1)-INDEX('Shultis Faw'!$C$2:$C$26,MATCH($C34,'Shultis Faw'!$A$2:$A$26,1)))/(INDEX('Shultis Faw'!$A$2:$A$26,MATCH($C34,'Shultis Faw'!$A$2:$A$26,1)+1)-INDEX('Shultis Faw'!$A$2:$A$26,MATCH($C34,'Shultis Faw'!$A$2:$A$26,1))),$C34*'Shultis Faw'!$C$2/'Shultis Faw'!$A$2)","v":3.5657961599999997},{"$f":"_xlfn.IFNA(INDEX('Shultis Faw'!$D$2:$D$26,MATCH($C34,'Shultis Faw'!$A$2:$A$26,1))+($C34-INDEX('Shultis Faw'!$A$2:$A$26,MATCH($C34,'Shultis Faw'!$A$2:$A$26,1)))*(INDEX('Shultis Faw'!$D$2:$D$26,MATCH($C34,'Shultis Faw'!$A$2:$A$26,1)+1)-INDEX('Shultis Faw'!$D$2:$D$26,MATCH($C34,'Shultis Faw'!$A$2:$A$26,1)))/(INDEX('Shultis Faw'!$A$2:$A$26,MATCH($C34,'Shultis Faw'!$A$2:$A$26,1)+1)-INDEX('Shultis Faw'!$A$2:$A$26,MATCH($C34,'Shultis Faw'!$A$2:$A$26,1))),$C34*'Shultis Faw'!$D$2/'Shultis Faw'!$A$2)","v":1.1476815999999999},{"$f":"_xlfn.IFNA(INDEX('Shultis Faw'!$B$2:$B$26,MATCH($C34,'Shultis Faw'!$A$2:$A$26,1))+($C34-INDEX('Shultis Faw'!$A$2:$A$26,MATCH($C34,'Shultis Faw'!$A$2:$A$26,1)))*(INDEX('Shultis Faw'!$B$2:$B$26,MATCH($C34,'Shultis Faw'!$A$2:$A$26,1)+1)-INDEX('Shultis Faw'!$B$2:$B$26,MATCH($C34,'Shultis Faw'!$A$2:$A$26,1)))/(INDEX('Shultis Faw'!$A$2:$A$26,MATCH($C34,'Shultis Faw'!$A$2:$A$26,1)+1)-INDEX('Shultis Faw'!$A$2:$A$26,MATCH($C34,'Shultis Faw'!$A$2:$A$26,1))),$C34*'Shultis Faw'!$B$2/'Shultis Faw'!$A$2)","v":-2.4865599999999984E-2},{"$f":"_xlfn.IFNA(INDEX('Shultis Faw'!$E$2:$E$26,MATCH($C34,'Shultis Faw'!$A$2:$A$26,1))+($C34-INDEX('Shultis Faw'!$A$2:$A$26,MATCH($C34,'Shultis Faw'!$A$2:$A$26,1)))*(INDEX('Shultis Faw'!$E$2:$E$26,MATCH($C34,'Shultis Faw'!$A$2:$A$26,1)+1)-INDEX('Shultis Faw'!$E$2:$E$26,MATCH($C34,'Shultis Faw'!$A$2:$A$26,1)))/(INDEX('Shultis Faw'!$A$2:$A$26,MATCH($C34,'Shultis Faw'!$A$2:$A$26,1)+1)-INDEX('Shultis Faw'!$A$2:$A$26,MATCH($C34,'Shultis Faw'!$A$2:$A$26,1))),$C34*'Shultis Faw'!$E$2/'Shultis Faw'!$A$2)","v":5.4425599999999921E-3},{"$f":"_xlfn.IFNA(INDEX('Shultis Faw'!$F$2:$F$26,MATCH($C34,'Shultis Faw'!$A$2:$A$26,1))+($C34-INDEX('Shultis Faw'!$A$2:$A$26,MATCH($C34,'Shultis Faw'!$A$2:$A$26,1)))*(INDEX('Shultis Faw'!$F$2:$F$26,MATCH($C34,'Shultis Faw'!$A$2:$A$26,1)+1)-INDEX('Shultis Faw'!$F$2:$F$26,MATCH($C34,'Shultis Faw'!$A$2:$A$26,1)))/(INDEX('Shultis Faw'!$A$2:$A$26,MATCH($C34,'Shultis Faw'!$A$2:$A$26,1)+1)-INDEX('Shultis Faw'!$A$2:$A$26,MATCH($C34,'Shultis Faw'!$A$2:$A$26,1))),$C34*'Shultis Faw'!$F$2/'Shultis Faw'!$A$2)","v":11.845967999999999},{"$f":"J34*(H34*'Externe blootstelling'!$D$23/2)^K34+L34*(TANH(((H34*'Externe blootstelling'!$D$23)/(2*M34))-2)-TANH(-2))/(1-TANH(-2))","v":1.109186514754896},{"$f":"IF(N34=1,1+(I34-1)*H34*'Externe blootstelling'!$D$23/2,1+(I34-1)*(N34^(H34*'Externe blootstelling'!$D$23/2)-1)/(N34-1))","v":12.910009102123105},{"$f":"G34*EXP(-H34*'Externe blootstelling'!$D$23/2)*O34","v":1.4418322299497924E-2}]
[null,"X-ray",4.1542700000000002E-2,6.6468320000000004E-15,0.3,{"$f":"_xlfn.IFNA(INDEX('hp (pSv cm2)'!$B$2:$B$52,MATCH($C35,'hp (pSv cm2)'!$A$2:$A$52,1))+($C35-INDEX('hp (pSv cm2)'!$A$2:$A$52,MATCH($C35,'hp (pSv cm2)'!$A$2:$A$52,1)))*(INDEX('hp (pSv cm2)'!$B$2:$B$52,MATCH($C35,'hp (pSv cm2)'!$A$2:$A$52,1)+1)-INDEX('hp (pSv cm2)'!$B$2:$B$52,MATCH($C35,'hp (pSv cm2)'!$A$2:$A$52,1)))/(INDEX('hp (pSv cm2)'!$A$2:$A$52,MATCH($C35,'hp (pSv cm2)'!$A$2:$A$52,1)+1)-INDEX('hp (pSv cm2)'!$A$2:$A$52,MATCH($C35,'hp (pSv cm2)'!$A$2:$A$52,1))),$C35*'hp (pSv cm2)'!$B$2/'hp (pSv cm2)'!$A$2)","v":0.35293112999999998},0.10587933899999999,{"$f":"_xlfn.IFNA(0.997*(INDEX('Mass attenuation coefficients'!$B$2:$B$37,MATCH($C35,'Mass attenuation coefficients'!$A$2:$A$37,1))+($C35-INDEX('Mass attenuation coefficients'!$A$2:$A$37,MATCH($C35,'Mass attenuation coefficients'!$A$2:$A$37,1)))*(INDEX('Mass attenuation coefficients'!$B$2:$B$37,MATCH($C35,'Mass attenuation coefficients'!$A$2:$A$37,1)+1)-INDEX('Mass attenuation coefficients'!$B$2:$B$37,MATCH($C35,'Mass attenuation coefficients'!$A$2:$A$37,1)))/(INDEX('Mass attenuation coefficients'!$A$2:$A$37,MATCH($C35,'Mass attenuation coefficients'!$A$2:$A$37,1)+1)-INDEX('Mass attenuation coefficients'!$A$2:$A$37,MATCH($C35,'Mass attenuation coefficients'!$A$2:$A$37,1)))),0.997*$C35*'Mass attenuation coefficients'!$B$2/'Mass attenuation coefficients'!$A$2)","v":0.26112748233400002},{"$f":"_xlfn.IFNA(INDEX('Shultis Faw'!$C$2:$C$26,MATCH($C35,'Shultis Faw'!$A$2:$A$26,1))+($C35-INDEX('Shultis Faw'!$A$2:$A$26,MATCH($C35,'Shultis Faw'!$A$2:$A$26,1)))*(INDEX('Shultis Faw'!$C$2:$C$26,MATCH($C35,'Shultis Faw'!$A$2:$A$26,1)+1)-INDEX('Shultis Faw'!$C$2:$C$26,MATCH($C35,'Shultis Faw'!$A$2:$A$26,1)))/(INDEX('Shultis Faw'!$A$2:$A$26,MATCH($C35,'Shultis Faw'!$A$2:$A$26,1)+1)-INDEX('Shultis Faw'!$A$2:$A$26,MATCH($C35,'Shultis Faw'!$A$2:$A$26,1))),$C35*'Shultis Faw'!$C$2/'Shultis Faw'!$A$2)","v":3.62880168},{"$f":"_xlfn.IFNA(INDEX('Shultis Faw'!$D$2:$D$26,MATCH($C35,'Shultis Faw'!$A$2:$A$26,1))+($C35-INDEX('Shultis Faw'!$A$2:$A$26,MATCH($C35,'Shultis Faw'!$A$2:$A$26,1)))*(INDEX('Shultis Faw'!$D$2:$D$26,MATCH($C35,'Shultis Faw'!$A$2:$A$26,1)+1)-INDEX('Shultis Faw'!$D$2:$D$26,MATCH($C35,'Shultis Faw'!$A$2:$A$26,1)))/(INDEX('Shultis Faw'!$A$2:$A$26,MATCH($C35,'Shultis Faw'!$A$2:$A$26,1)+1)-INDEX('Shultis Faw'!$A$2:$A$26,MATCH($C35,'Shultis Faw'!$A$2:$A$26,1))),$C35*'Shultis Faw'!$D$2/'Shultis Faw'!$A$2)","v":1.1694518},{"$f":"_xlfn.IFNA(INDEX('Shultis Faw'!$B$2:$B$26,MATCH($C35,'Shultis Faw'!$A$2:$A$26,1))+($C35-INDEX('Shultis Faw'!$A$2:$A$26,MATCH($C35,'Shultis Faw'!$A$2:$A$26,1)))*(INDEX('Shultis Faw'!$B$2:$B$26,MATCH($C35,'Shultis Faw'!$A$2:$A$26,1)+1)-INDEX('Shultis Faw'!$B$2:$B$26,MATCH($C35,'Shultis Faw'!$A$2:$A$26,1)))/(INDEX('Shultis Faw'!$A$2:$A$26,MATCH($C35,'Shultis Faw'!$A$2:$A$26,1)+1)-INDEX('Shultis Faw'!$A$2:$A$26,MATCH($C35,'Shultis Faw'!$A$2:$A$26,1))),$C35*'Shultis Faw'!$B$2/'Shultis Faw'!$A$2)","v":-2.9027550000000006E-2},{"$f":"_xlfn.IFNA(INDEX('Shultis Faw'!$E$2:$E$26,MATCH($C35,'Shultis Faw'!$A$2:$A$26,1))+($C35-INDEX('Shultis Faw'!$A$2:$A$26,MATCH($C35,'Shultis Faw'!$A$2:$A$26,1)))*(INDEX('Shultis Faw'!$E$2:$E$26,MATCH($C35,'Shultis Faw'!$A$2:$A$26,1)+1)-INDEX('Shultis Faw'!$E$2:$E$26,MATCH($C35,'Shultis Faw'!$A$2:$A$26,1)))/(INDEX('Shultis Faw'!$A$2:$A$26,MATCH($C35,'Shultis Faw'!$A$2:$A$26,1)+1)-INDEX('Shultis Faw'!$A$2:$A$26,MATCH($C35,'Shultis Faw'!$A$2:$A$26,1))),$C35*'Shultis Faw'!$E$2/'Shultis Faw'!$A$2)","v":7.4595050000000026E-3},{"$f":"_xlfn.IFNA(INDEX('Shultis Faw'!$F$2:$F$26,MATCH($C35,'Shultis Faw'!$A$2:$A$26,1))+($C35-INDEX('Shultis Faw'!$A$2:$A$26,MATCH($C35,'Shultis Faw'!$A$2:$A$26,1)))*(INDEX('Shultis Faw'!$F$2:$F$26,MATCH($C35,'Shultis Faw'!$A$2:$A$26,1)+1)-INDEX('Shultis Faw'!$F$2:$F$26,MATCH($C35,'Shultis Faw'!$A$2:$A$26,1)))/(INDEX('Shultis Faw'!$A$2:$A$26,MATCH($C35,'Shultis Faw'!$A$2:$A$26,1)+1)-INDEX('Shultis Faw'!$A$2:$A$26,MATCH($C35,'Shultis Faw'!$A$2:$A$26,1))),$C35*'Shultis Faw'!$F$2/'Shultis Faw'!$A$2)","v":11.970826499999999},{"$f":"J35*(H35*'Externe blootstelling'!$D$23/2)^K35+L35*(TANH(((H35*'Externe blootstelling'!$D$23)/(2*M35))-2)-TANH(-2))/(1-TANH(-2))","v":1.1241330964549763},{"$f":"IF(N35=1,1+(I35-1)*H35*'Externe blootstelling'!$D$23/2,1+(I35-1)*(N35^(H35*'Externe blootstelling'!$D$23/2)-1)/(N35-1))","v":13.313002039155862},{"$f":"G35*EXP(-H35*'Externe blootstelling'!$D$23/2)*O35","v":2.8053939115464856E-2}]
[null,"X-ray",4.7105099999999997E-2,7.5368159999999992E-15,9.4499999999999987E-2,{"$f":"_xlfn.IFNA(INDEX('hp (pSv cm2)'!$B$2:$B$52,MATCH($C36,'hp (pSv cm2)'!$A$2:$A$52,1))+($C36-INDEX('hp (pSv cm2)'!$A$2:$A$52,MATCH($C36,'hp (pSv cm2)'!$A$2:$A$52,1)))*(INDEX('hp (pSv cm2)'!$B$2:$B$52,MATCH($C36,'hp (pSv cm2)'!$A$2:$A$52,1)+1)-INDEX('hp (pSv cm2)'!$B$2:$B$52,MATCH($C36,'hp (pSv cm2)'!$A$2:$A$52,1)))/(INDEX('hp (pSv cm2)'!$A$2:$A$52,MATCH($C36,'hp (pSv cm2)'!$A$2:$A$52,1)+1)-INDEX('hp (pSv cm2)'!$A$2:$A$52,MATCH($C36,'hp (pSv cm2)'!$A$2:$A$52,1))),$C36*'hp (pSv cm2)'!$B$2/'hp (pSv cm2)'!$A$2)","v":0.36349968999999999},3.4350720704999997E-2,{"$f":"_xlfn.IFNA(0.997*(INDEX('Mass attenuation coefficients'!$B$2:$B$37,MATCH($C36,'Mass attenuation coefficients'!$A$2:$A$37,1))+($C36-INDEX('Mass attenuation coefficients'!$A$2:$A$37,MATCH($C36,'Mass attenuation coefficients'!$A$2:$A$37,1)))*(INDEX('Mass attenuation coefficients'!$B$2:$B$37,MATCH($C36,'Mass attenuation coefficients'!$A$2:$A$37,1)+1)-INDEX('Mass attenuation coefficients'!$B$2:$B$37,MATCH($C36,'Mass attenuation coefficients'!$A$2:$A$37,1)))/(INDEX('Mass attenuation coefficients'!$A$2:$A$37,MATCH($C36,'Mass attenuation coefficients'!$A$2:$A$37,1)+1)-INDEX('Mass attenuation coefficients'!$A$2:$A$37,MATCH($C36,'Mass attenuation coefficients'!$A$2:$A$37,1)))),0.997*$C36*'Mass attenuation coefficients'!$B$2/'Mass attenuation coefficients'!$A$2)","v":0.23816823134200002},{"$f":"_xlfn.IFNA(INDEX('Shultis Faw'!$C$2:$C$26,MATCH($C36,'Shultis Faw'!$A$2:$A$26,1))+($C36-INDEX('Shultis Faw'!$A$2:$A$26,MATCH($C36,'Shultis Faw'!$A$2:$A$26,1)))*(INDEX('Shultis Faw'!$C$2:$C$26,MATCH($C36,'Shultis Faw'!$A$2:$A$26,1)+1)-INDEX('Shultis Faw'!$C$2:$C$26,MATCH($C36,'Shultis Faw'!$A$2:$A$26,1)))/(INDEX('Shultis Faw'!$A$2:$A$26,MATCH($C36,'Shultis Faw'!$A$2:$A$26,1)+1)-INDEX('Shultis Faw'!$A$2:$A$26,MATCH($C36,'Shultis Faw'!$A$2:$A$26,1))),$C36*'Shultis Faw'!$C$2/'Shultis Faw'!$A$2)","v":4.1761418399999997},{"$f":"_xlfn.IFNA(INDEX('Shultis Faw'!$D$2:$D$26,MATCH($C36,'Shultis Faw'!$A$2:$A$26,1))+($C36-INDEX('Shultis Faw'!$A$2:$A$26,MATCH($C36,'Shultis Faw'!$A$2:$A$26,1)))*(INDEX('Shultis Faw'!$D$2:$D$26,MATCH($C36,'Shultis Faw'!$A$2:$A$26,1)+1)-INDEX('Shultis Faw'!$D$2:$D$26,MATCH($C36,'Shultis Faw'!$A$2:$A$26,1)))/(INDEX('Shultis Faw'!$A$2:$A$26,MATCH($C36,'Shultis Faw'!$A$2:$A$26,1)+1)-INDEX('Shultis Faw'!$A$2:$A$26,MATCH($C36,'Shultis Faw'!$A$2:$A$26,1))),$C36*'Shultis Faw'!$D$2/'Shultis Faw'!$A$2)","v":1.3585733999999998},{"$f":"_xlfn.IFNA(INDEX('Shultis Faw'!$B$2:$B$26,MATCH($C36,'Shultis Faw'!$A$2:$A$26,1))+($C36-INDEX('Shultis Faw'!$A$2:$A$26,MATCH($C36,'Shultis Faw'!$A$2:$A$26,1)))*(INDEX('Shultis Faw'!$B$2:$B$26,MATCH($C36,'Shultis Faw'!$A$2:$A$26,1)+1)-INDEX('Shultis Faw'!$B$2:$B$26,MATCH($C36,'Shultis Faw'!$A$2:$A$26,1)))/(INDEX('Shultis Faw'!$A$2:$A$26,MATCH($C36,'Shultis Faw'!$A$2:$A$26,1)+1)-INDEX('Shultis Faw'!$A$2:$A$26,MATCH($C36,'Shultis Faw'!$A$2:$A$26,1))),$C36*'Shultis Faw'!$B$2/'Shultis Faw'!$A$2)","v":-6.5183149999999968E-2},{"$f":"_xlfn.IFNA(INDEX('Shultis Faw'!$E$2:$E$26,MATCH($C36,'Shultis Faw'!$A$2:$A$26,1))+($C36-INDEX('Shultis Faw'!$A$2:$A$26,MATCH($C36,'Shultis Faw'!$A$2:$A$26,1)))*(INDEX('Shultis Faw'!$E$2:$E$26,MATCH($C36,'Shultis Faw'!$A$2:$A$26,1)+1)-INDEX('Shultis Faw'!$E$2:$E$26,MATCH($C36,'Shultis Faw'!$A$2:$A$26,1)))/(INDEX('Shultis Faw'!$A$2:$A$26,MATCH($C36,'Shultis Faw'!$A$2:$A$26,1)+1)-INDEX('Shultis Faw'!$A$2:$A$26,MATCH($C36,'Shultis Faw'!$A$2:$A$26,1))),$C36*'Shultis Faw'!$E$2/'Shultis Faw'!$A$2)","v":2.4981064999999983E-2},{"$f":"_xlfn.IFNA(INDEX('Shultis Faw'!$F$2:$F$26,MATCH($C36,'Shultis Faw'!$A$2:$A$26,1))+($C36-INDEX('Shultis Faw'!$A$2:$A$26,MATCH($C36,'Shultis Faw'!$A$2:$A$26,1)))*(INDEX('Shultis Faw'!$F$2:$F$26,MATCH($C36,'Shultis Faw'!$A$2:$A$26,1)+1)-INDEX('Shultis Faw'!$F$2:$F$26,MATCH($C36,'Shultis Faw'!$A$2:$A$26,1)))/(INDEX('Shultis Faw'!$A$2:$A$26,MATCH($C36,'Shultis Faw'!$A$2:$A$26,1)+1)-INDEX('Shultis Faw'!$A$2:$A$26,MATCH($C36,'Shultis Faw'!$A$2:$A$26,1))),$C36*'Shultis Faw'!$F$2/'Shultis Faw'!$A$2)","v":13.055494499999998},{"$f":"J36*(H36*'Externe blootstelling'!$D$23/2)^K36+L36*(TANH(((H36*'Externe blootstelling'!$D$23)/(2*M36))-2)-TANH(-2))/(1-TANH(-2))","v":1.2506928367898524},{"$f":"IF(N36=1,1+(I36-1)*H36*'Externe blootstelling'!$D$23/2,1+(I36-1)*(N36^(H36*'Externe blootstelling'!$D$23/2)-1)/(N36-1))","v":16.503407269726509},{"$f":"G36*EXP(-H36*'Externe blootstelling'!$D$23/2)*O36","v":1.5921436206520301E-2}]
[null,"X-ray",4.8379999999999999E-2,7.7407999999999999E-15,2.4399999999999998E-2,{"$f":"_xlfn.IFNA(INDEX('hp (pSv cm2)'!$B$2:$B$52,MATCH($C37,'hp (pSv cm2)'!$A$2:$A$52,1))+($C37-INDEX('hp (pSv cm2)'!$A$2:$A$52,MATCH($C37,'hp (pSv cm2)'!$A$2:$A$52,1)))*(INDEX('hp (pSv cm2)'!$B$2:$B$52,MATCH($C37,'hp (pSv cm2)'!$A$2:$A$52,1)+1)-INDEX('hp (pSv cm2)'!$B$2:$B$52,MATCH($C37,'hp (pSv cm2)'!$A$2:$A$52,1)))/(INDEX('hp (pSv cm2)'!$A$2:$A$52,MATCH($C37,'hp (pSv cm2)'!$A$2:$A$52,1)+1)-INDEX('hp (pSv cm2)'!$A$2:$A$52,MATCH($C37,'hp (pSv cm2)'!$A$2:$A$52,1))),$C37*'hp (pSv cm2)'!$B$2/'hp (pSv cm2)'!$A$2)","v":0.36592199999999997},8.9284967999999978E-3,{"$f":"_xlfn.IFNA(0.997*(INDEX('Mass attenuation coefficients'!$B$2:$B$37,MATCH($C37,'Mass attenuation coefficients'!$A$2:$A$37,1))+($C37-INDEX('Mass attenuation coefficients'!$A$2:$A$37,MATCH($C37,'Mass attenuation coefficients'!$A$2:$A$37,1)))*(INDEX('Mass attenuation coefficients'!$B$2:$B$37,MATCH($C37,'Mass attenuation coefficients'!$A$2:$A$37,1)+1)-INDEX('Mass attenuation coefficients'!$B$2:$B$37,MATCH($C37,'Mass attenuation coefficients'!$A$2:$A$37,1)))/(INDEX('Mass attenuation coefficients'!$A$2:$A$37,MATCH($C37,'Mass attenuation coefficients'!$A$2:$A$37,1)+1)-INDEX('Mass attenuation coefficients'!$A$2:$A$37,MATCH($C37,'Mass attenuation coefficients'!$A$2:$A$37,1)))),0.997*$C37*'Mass attenuation coefficients'!$B$2/'Mass attenuation coefficients'!$A$2)","v":0.23290597960000001},{"$f":"_xlfn.IFNA(INDEX('Shultis Faw'!$C$2:$C$26,MATCH($C37,'Shultis Faw'!$A$2:$A$26,1))+($C37-INDEX('Shultis Faw'!$A$2:$A$26,MATCH($C37,'Shultis Faw'!$A$2:$A$26,1)))*(INDEX('Shultis Faw'!$C$2:$C$26,MATCH($C37,'Shultis Faw'!$A$2:$A$26,1)+1)-INDEX('Shultis Faw'!$C$2:$C$26,MATCH($C37,'Shultis Faw'!$A$2:$A$26,1)))/(INDEX('Shultis Faw'!$A$2:$A$26,MATCH($C37,'Shultis Faw'!$A$2:$A$26,1)+1)-INDEX('Shultis Faw'!$A$2:$A$26,MATCH($C37,'Shultis Faw'!$A$2:$A$26,1))),$C37*'Shultis Faw'!$C$2/'Shultis Faw'!$A$2)","v":4.3015919999999994},{"$f":"_xlfn.IFNA(INDEX('Shultis Faw'!$D$2:$D$26,MATCH($C37,'Shultis Faw'!$A$2:$A$26,1))+($C37-INDEX('Shultis Faw'!$A$2:$A$26,MATCH($C37,'Shultis Faw'!$A$2:$A$26,1)))*(INDEX('Shultis Faw'!$D$2:$D$26,MATCH($C37,'Shultis Faw'!$A$2:$A$26,1)+1)-INDEX('Shultis Faw'!$D$2:$D$26,MATCH($C37,'Shultis Faw'!$A$2:$A$26,1)))/(INDEX('Shultis Faw'!$A$2:$A$26,MATCH($C37,'Shultis Faw'!$A$2:$A$26,1)+1)-INDEX('Shultis Faw'!$A$2:$A$26,MATCH($C37,'Shultis Faw'!$A$2:$A$26,1))),$C37*'Shultis Faw'!$D$2/'Shultis Faw'!$A$2)","v":1.4019200000000001},{"$f":"_xlfn.IFNA(INDEX('Shultis Faw'!$B$2:$B$26,MATCH($C37,'Shultis Faw'!$A$2:$A$26,1))+($C37-INDEX('Shultis Faw'!$A$2:$A$26,MATCH($C37,'Shultis Faw'!$A$2:$A$26,1)))*(INDEX('Shultis Faw'!$B$2:$B$26,MATCH($C37,'Shultis Faw'!$A$2:$A$26,1)+1)-INDEX('Shultis Faw'!$B$2:$B$26,MATCH($C37,'Shultis Faw'!$A$2:$A$26,1)))/(INDEX('Shultis Faw'!$A$2:$A$26,MATCH($C37,'Shultis Faw'!$A$2:$A$26,1)+1)-INDEX('Shultis Faw'!$A$2:$A$26,MATCH($C37,'Shultis Faw'!$A$2:$A$26,1))),$C37*'Shultis Faw'!$B$2/'Shultis Faw'!$A$2)","v":-7.346999999999998E-2},{"$f":"_xlfn.IFNA(INDEX('Shultis Faw'!$E$2:$E$26,MATCH($C37,'Shultis Faw'!$A$2:$A$26,1))+($C37-INDEX('Shultis Faw'!$A$2:$A$26,MATCH($C37,'Shultis Faw'!$A$2:$A$26,1)))*(INDEX('Shultis Faw'!$E$2:$E$26,MATCH($C37,'Shultis Faw'!$A$2:$A$26,1)+1)-INDEX('Shultis Faw'!$E$2:$E$26,MATCH($C37,'Shultis Faw'!$A$2:$A$26,1)))/(INDEX('Shultis Faw'!$A$2:$A$26,MATCH($C37,'Shultis Faw'!$A$2:$A$26,1)+1)-INDEX('Shultis Faw'!$A$2:$A$26,MATCH($C37,'Shultis Faw'!$A$2:$A$26,1))),$C37*'Shultis Faw'!$E$2/'Shultis Faw'!$A$2)","v":2.8996999999999995E-2},{"$f":"_xlfn.IFNA(INDEX('Shultis Faw'!$F$2:$F$26,MATCH($C37,'Shultis Faw'!$A$2:$A$26,1))+($C37-INDEX('Shultis Faw'!$A$2:$A$26,MATCH($C37,'Shultis Faw'!$A$2:$A$26,1)))*(INDEX('Shultis Faw'!$F$2:$F$26,MATCH($C37,'Shultis Faw'!$A$2:$A$26,1)+1)-INDEX('Shultis Faw'!$F$2:$F$26,MATCH($C37,'Shultis Faw'!$A$2:$A$26,1)))/(INDEX('Shultis Faw'!$A$2:$A$26,MATCH($C37,'Shultis Faw'!$A$2:$A$26,1)+1)-INDEX('Shultis Faw'!$A$2:$A$26,MATCH($C37,'Shultis Faw'!$A$2:$A$26,1))),$C37*'Shultis Faw'!$F$2/'Shultis Faw'!$A$2)","v":13.304099999999998},{"$f":"J37*(H37*'Externe blootstelling'!$D$23/2)^K37+L37*(TANH(((H37*'Externe blootstelling'!$D$23)/(2*M37))-2)-TANH(-2))/(1-TANH(-2))","v":1.2791747492884589},{"$f":"IF(N37=1,1+(I37-1)*H37*'Externe blootstelling'!$D$23/2,1+(I37-1)*(N37^(H37*'Externe blootstelling'!$D$23/2)-1)/(N37-1))","v":17.12596949762165},{"$f":"G37*EXP(-H37*'Externe blootstelling'!$D$23/2)*O37","v":4.6471510331835622E-3}]
[null," g ",5.4193600000000001E-2,8.6709759999999987E-15,1.9000000000000001E-5,{"$f":"_xlfn.IFNA(INDEX('hp (pSv cm2)'!$B$2:$B$52,MATCH($C38,'hp (pSv cm2)'!$A$2:$A$52,1))+($C38-INDEX('hp (pSv cm2)'!$A$2:$A$52,MATCH($C38,'hp (pSv cm2)'!$A$2:$A$52,1)))*(INDEX('hp (pSv cm2)'!$B$2:$B$52,MATCH($C38,'hp (pSv cm2)'!$A$2:$A$52,1)+1)-INDEX('hp (pSv cm2)'!$B$2:$B$52,MATCH($C38,'hp (pSv cm2)'!$A$2:$A$52,1)))/(INDEX('hp (pSv cm2)'!$A$2:$A$52,MATCH($C38,'hp (pSv cm2)'!$A$2:$A$52,1)+1)-INDEX('hp (pSv cm2)'!$A$2:$A$52,MATCH($C38,'hp (pSv cm2)'!$A$2:$A$52,1))),$C38*'hp (pSv cm2)'!$B$2/'hp (pSv cm2)'!$A$2)","v":0.37738719999999998},7.1703568E-6,{"$f":"_xlfn.IFNA(0.997*(INDEX('Mass attenuation coefficients'!$B$2:$B$37,MATCH($C38,'Mass attenuation coefficients'!$A$2:$A$37,1))+($C38-INDEX('Mass attenuation coefficients'!$A$2:$A$37,MATCH($C38,'Mass attenuation coefficients'!$A$2:$A$37,1)))*(INDEX('Mass attenuation coefficients'!$B$2:$B$37,MATCH($C38,'Mass attenuation coefficients'!$A$2:$A$37,1)+1)-INDEX('Mass attenuation coefficients'!$B$2:$B$37,MATCH($C38,'Mass attenuation coefficients'!$A$2:$A$37,1)))/(INDEX('Mass attenuation coefficients'!$A$2:$A$37,MATCH($C38,'Mass attenuation coefficients'!$A$2:$A$37,1)+1)-INDEX('Mass attenuation coefficients'!$A$2:$A$37,MATCH($C38,'Mass attenuation coefficients'!$A$2:$A$37,1)))),0.997*$C38*'Mass attenuation coefficients'!$B$2/'Mass attenuation coefficients'!$A$2)","v":0.21743915967999999},{"$f":"_xlfn.IFNA(INDEX('Shultis Faw'!$C$2:$C$26,MATCH($C38,'Shultis Faw'!$A$2:$A$26,1))+($C38-INDEX('Shultis Faw'!$A$2:$A$26,MATCH($C38,'Shultis Faw'!$A$2:$A$26,1)))*(INDEX('Shultis Faw'!$C$2:$C$26,MATCH($C38,'Shultis Faw'!$A$2:$A$26,1)+1)-INDEX('Shultis Faw'!$C$2:$C$26,MATCH($C38,'Shultis Faw'!$A$2:$A$26,1)))/(INDEX('Shultis Faw'!$A$2:$A$26,MATCH($C38,'Shultis Faw'!$A$2:$A$26,1)+1)-INDEX('Shultis Faw'!$A$2:$A$26,MATCH($C38,'Shultis Faw'!$A$2:$A$26,1))),$C38*'Shultis Faw'!$C$2/'Shultis Faw'!$A$2)","v":4.6799059200000004},{"$f":"_xlfn.IFNA(INDEX('Shultis Faw'!$D$2:$D$26,MATCH($C38,'Shultis Faw'!$A$2:$A$26,1))+($C38-INDEX('Shultis Faw'!$A$2:$A$26,MATCH($C38,'Shultis Faw'!$A$2:$A$26,1)))*(INDEX('Shultis Faw'!$D$2:$D$26,MATCH($C38,'Shultis Faw'!$A$2:$A$26,1)+1)-INDEX('Shultis Faw'!$D$2:$D$26,MATCH($C38,'Shultis Faw'!$A$2:$A$26,1)))/(INDEX('Shultis Faw'!$A$2:$A$26,MATCH($C38,'Shultis Faw'!$A$2:$A$26,1)+1)-INDEX('Shultis Faw'!$A$2:$A$26,MATCH($C38,'Shultis Faw'!$A$2:$A$26,1))),$C38*'Shultis Faw'!$D$2/'Shultis Faw'!$A$2)","v":1.5714852800000001},{"$f":"_xlfn.IFNA(INDEX('Shultis Faw'!$B$2:$B$26,MATCH($C38,'Shultis Faw'!$A$2:$A$26,1))+($C38-INDEX('Shultis Faw'!$A$2:$A$26,MATCH($C38,'Shultis Faw'!$A$2:$A$26,1)))*(INDEX('Shultis Faw'!$B$2:$B$26,MATCH($C38,'Shultis Faw'!$A$2:$A$26,1)+1)-INDEX('Shultis Faw'!$B$2:$B$26,MATCH($C38,'Shultis Faw'!$A$2:$A$26,1)))/(INDEX('Shultis Faw'!$A$2:$A$26,MATCH($C38,'Shultis Faw'!$A$2:$A$26,1)+1)-INDEX('Shultis Faw'!$A$2:$A$26,MATCH($C38,'Shultis Faw'!$A$2:$A$26,1))),$C38*'Shultis Faw'!$B$2/'Shultis Faw'!$A$2)","v":-0.10161312},{"$f":"_xlfn.IFNA(INDEX('Shultis Faw'!$E$2:$E$26,MATCH($C38,'Shultis Faw'!$A$2:$A$26,1))+($C38-INDEX('Shultis Faw'!$A$2:$A$26,MATCH($C38,'Shultis Faw'!$A$2:$A$26,1)))*(INDEX('Shultis Faw'!$E$2:$E$26,MATCH($C38,'Shultis Faw'!$A$2:$A$26,1)+1)-INDEX('Shultis Faw'!$E$2:$E$26,MATCH($C38,'Shultis Faw'!$A$2:$A$26,1)))/(INDEX('Shultis Faw'!$A$2:$A$26,MATCH($C38,'Shultis Faw'!$A$2:$A$26,1)+1)-INDEX('Shultis Faw'!$A$2:$A$26,MATCH($C38,'Shultis Faw'!$A$2:$A$26,1))),$C38*'Shultis Faw'!$E$2/'Shultis Faw'!$A$2)","v":4.3325920000000004E-2},{"$f":"_xlfn.IFNA(INDEX('Shultis Faw'!$F$2:$F$26,MATCH($C38,'Shultis Faw'!$A$2:$A$26,1))+($C38-INDEX('Shultis Faw'!$A$2:$A$26,MATCH($C38,'Shultis Faw'!$A$2:$A$26,1)))*(INDEX('Shultis Faw'!$F$2:$F$26,MATCH($C38,'Shultis Faw'!$A$2:$A$26,1)+1)-INDEX('Shultis Faw'!$F$2:$F$26,MATCH($C38,'Shultis Faw'!$A$2:$A$26,1)))/(INDEX('Shultis Faw'!$A$2:$A$26,MATCH($C38,'Shultis Faw'!$A$2:$A$26,1)+1)-INDEX('Shultis Faw'!$A$2:$A$26,MATCH($C38,'Shultis Faw'!$A$2:$A$26,1))),$C38*'Shultis Faw'!$F$2/'Shultis Faw'!$A$2)","v":13.628387200000001},{"$f":"J38*(H38*'Externe blootstelling'!$D$23/2)^K38+L38*(TANH(((H38*'Externe blootstelling'!$D$23)/(2*M38))-2)-TANH(-2))/(1-TANH(-2))","v":1.3940765451027275},{"$f":"IF(N38=1,1+(I38-1)*H38*'Externe blootstelling'!$D$23/2,1+(I38-1)*(N38^(H38*'Externe blootstelling'!$D$23/2)-1)/(N38-1))","v":19.258803842558105},{"$f":"G38*EXP(-H38*'Externe blootstelling'!$D$23/2)*O38","v":5.2927413207577854E-6}]
[null," g ",6.825740000000001E-2,1.0921184000000001E-14,1.2999999999999999E-5,{"$f":"_xlfn.IFNA(INDEX('hp (pSv cm2)'!$B$2:$B$52,MATCH($C39,'hp (pSv cm2)'!$A$2:$A$52,1))+($C39-INDEX('hp (pSv cm2)'!$A$2:$A$52,MATCH($C39,'hp (pSv cm2)'!$A$2:$A$52,1)))*(INDEX('hp (pSv cm2)'!$B$2:$B$52,MATCH($C39,'hp (pSv cm2)'!$A$2:$A$52,1)+1)-INDEX('hp (pSv cm2)'!$B$2:$B$52,MATCH($C39,'hp (pSv cm2)'!$A$2:$A$52,1)))/(INDEX('hp (pSv cm2)'!$A$2:$A$52,MATCH($C39,'hp (pSv cm2)'!$A$2:$A$52,1)+1)-INDEX('hp (pSv cm2)'!$A$2:$A$52,MATCH($C39,'hp (pSv cm2)'!$A$2:$A$52,1))),$C39*'hp (pSv cm2)'!$B$2/'hp (pSv cm2)'!$A$2)","v":0.40716627999999999},5.2931616399999993E-6,{"$f":"_xlfn.IFNA(0.997*(INDEX('Mass attenuation coefficients'!$B$2:$B$37,MATCH($C39,'Mass attenuation coefficients'!$A$2:$A$37,1))+($C39-INDEX('Mass attenuation coefficients'!$A$2:$A$37,MATCH($C39,'Mass attenuation coefficients'!$A$2:$A$37,1)))*(INDEX('Mass attenuation coefficients'!$B$2:$B$37,MATCH($C39,'Mass attenuation coefficients'!$A$2:$A$37,1)+1)-INDEX('Mass attenuation coefficients'!$B$2:$B$37,MATCH($C39,'Mass attenuation coefficients'!$A$2:$A$37,1)))/(INDEX('Mass attenuation coefficients'!$A$2:$A$37,MATCH($C39,'Mass attenuation coefficients'!$A$2:$A$37,1)+1)-INDEX('Mass attenuation coefficients'!$A$2:$A$37,MATCH($C39,'Mass attenuation coefficients'!$A$2:$A$37,1)))),0.997*$C39*'Mass attenuation coefficients'!$B$2/'Mass attenuation coefficients'!$A$2)","v":0.19614408314199999},{"$f":"_xlfn.IFNA(INDEX('Shultis Faw'!$C$2:$C$26,MATCH($C39,'Shultis Faw'!$A$2:$A$26,1))+($C39-INDEX('Shultis Faw'!$A$2:$A$26,MATCH($C39,'Shultis Faw'!$A$2:$A$26,1)))*(INDEX('Shultis Faw'!$C$2:$C$26,MATCH($C39,'Shultis Faw'!$A$2:$A$26,1)+1)-INDEX('Shultis Faw'!$C$2:$C$26,MATCH($C39,'Shultis Faw'!$A$2:$A$26,1)))/(INDEX('Shultis Faw'!$A$2:$A$26,MATCH($C39,'Shultis Faw'!$A$2:$A$26,1)+1)-INDEX('Shultis Faw'!$A$2:$A$26,MATCH($C39,'Shultis Faw'!$A$2:$A$26,1))),$C39*'Shultis Faw'!$C$2/'Shultis Faw'!$A$2)","v":5.0143781199999999},{"$f":"_xlfn.IFNA(INDEX('Shultis Faw'!$D$2:$D$26,MATCH($C39,'Shultis Faw'!$A$2:$A$26,1))+($C39-INDEX('Shultis Faw'!$A$2:$A$26,MATCH($C39,'Shultis Faw'!$A$2:$A$26,1)))*(INDEX('Shultis Faw'!$D$2:$D$26,MATCH($C39,'Shultis Faw'!$A$2:$A$26,1)+1)-INDEX('Shultis Faw'!$D$2:$D$26,MATCH($C39,'Shultis Faw'!$A$2:$A$26,1)))/(INDEX('Shultis Faw'!$A$2:$A$26,MATCH($C39,'Shultis Faw'!$A$2:$A$26,1)+1)-INDEX('Shultis Faw'!$A$2:$A$26,MATCH($C39,'Shultis Faw'!$A$2:$A$26,1))),$C39*'Shultis Faw'!$D$2/'Shultis Faw'!$A$2)","v":1.8658342300000001},{"$f":"_xlfn.IFNA(INDEX('Shultis Faw'!$B$2:$B$26,MATCH($C39,'Shultis Faw'!$A$2:$A$26,1))+($C39-INDEX('Shultis Faw'!$A$2:$A$26,MATCH($C39,'Shultis Faw'!$A$2:$A$26,1)))*(INDEX('Shultis Faw'!$B$2:$B$26,MATCH($C39,'Shultis Faw'!$A$2:$A$26,1)+1)-INDEX('Shultis Faw'!$B$2:$B$26,MATCH($C39,'Shultis Faw'!$A$2:$A$26,1)))/(INDEX('Shultis Faw'!$A$2:$A$26,MATCH($C39,'Shultis Faw'!$A$2:$A$26,1)+1)-INDEX('Shultis Faw'!$A$2:$A$26,MATCH($C39,'Shultis Faw'!$A$2:$A$26,1))),$C39*'Shultis Faw'!$B$2/'Shultis Faw'!$A$2)","v":-0.14334054000000002},{"$f":"_xlfn.IFNA(INDEX('Shultis Faw'!$E$2:$E$26,MATCH($C39,'Shultis Faw'!$A$2:$A$26,1))+($C39-INDEX('Shultis Faw'!$A$2:$A$26,MATCH($C39,'Shultis Faw'!$A$2:$A$26,1)))*(INDEX('Shultis Faw'!$E$2:$E$26,MATCH($C39,'Shultis Faw'!$A$2:$A$26,1)+1)-INDEX('Shultis Faw'!$E$2:$E$26,MATCH($C39,'Shultis Faw'!$A$2:$A$26,1)))/(INDEX('Shultis Faw'!$A$2:$A$26,MATCH($C39,'Shultis Faw'!$A$2:$A$26,1)+1)-INDEX('Shultis Faw'!$A$2:$A$26,MATCH($C39,'Shultis Faw'!$A$2:$A$26,1))),$C39*'Shultis Faw'!$E$2/'Shultis Faw'!$A$2)","v":6.4728983000000004E-2},{"$f":"_xlfn.IFNA(INDEX('Shultis Faw'!$F$2:$F$26,MATCH($C39,'Shultis Faw'!$A$2:$A$26,1))+($C39-INDEX('Shultis Faw'!$A$2:$A$26,MATCH($C39,'Shultis Faw'!$A$2:$A$26,1)))*(INDEX('Shultis Faw'!$F$2:$F$26,MATCH($C39,'Shultis Faw'!$A$2:$A$26,1)+1)-INDEX('Shultis Faw'!$F$2:$F$26,MATCH($C39,'Shultis Faw'!$A$2:$A$26,1)))/(INDEX('Shultis Faw'!$A$2:$A$26,MATCH($C39,'Shultis Faw'!$A$2:$A$26,1)+1)-INDEX('Shultis Faw'!$A$2:$A$26,MATCH($C39,'Shultis Faw'!$A$2:$A$26,1))),$C39*'Shultis Faw'!$F$2/'Shultis Faw'!$A$2)","v":13.652386100000001},{"$f":"J39*(H39*'Externe blootstelling'!$D$23/2)^K39+L39*(TANH(((H39*'Externe blootstelling'!$D$23)/(2*M39))-2)-TANH(-2))/(1-TANH(-2))","v":1.599053227346521},{"$f":"IF(N39=1,1+(I39-1)*H39*'Externe blootstelling'!$D$23/2,1+(I39-1)*(N39^(H39*'Externe blootstelling'!$D$23/2)-1)/(N39-1))","v":20.964339621773604},{"$f":"G39*EXP(-H39*'Externe blootstelling'!$D$23/2)*O39","v":5.8537200479416761E-6}]
[null," g ",6.9672999999999999E-2,1.114768E-14,4.691E-2,{"$f":"_xlfn.IFNA(INDEX('hp (pSv cm2)'!$B$2:$B$52,MATCH($C40,'hp (pSv cm2)'!$A$2:$A$52,1))+($C40-INDEX('hp (pSv cm2)'!$A$2:$A$52,MATCH($C40,'hp (pSv cm2)'!$A$2:$A$52,1)))*(INDEX('hp (pSv cm2)'!$B$2:$B$52,MATCH($C40,'hp (pSv cm2)'!$A$2:$A$52,1)+1)-INDEX('hp (pSv cm2)'!$B$2:$B$52,MATCH($C40,'hp (pSv cm2)'!$A$2:$A$52,1)))/(INDEX('hp (pSv cm2)'!$A$2:$A$52,MATCH($C40,'hp (pSv cm2)'!$A$2:$A$52,1)+1)-INDEX('hp (pSv cm2)'!$A$2:$A$52,MATCH($C40,'hp (pSv cm2)'!$A$2:$A$52,1))),$C40*'hp (pSv cm2)'!$B$2/'hp (pSv cm2)'!$A$2)","v":0.41028059999999994},1.9246262945999997E-2,{"$f":"_xlfn.IFNA(0.997*(INDEX('Mass attenuation coefficients'!$B$2:$B$37,MATCH($C40,'Mass attenuation coefficients'!$A$2:$A$37,1))+($C40-INDEX('Mass attenuation coefficients'!$A$2:$A$37,MATCH($C40,'Mass attenuation coefficients'!$A$2:$A$37,1)))*(INDEX('Mass attenuation coefficients'!$B$2:$B$37,MATCH($C40,'Mass attenuation coefficients'!$A$2:$A$37,1)+1)-INDEX('Mass attenuation coefficients'!$B$2:$B$37,MATCH($C40,'Mass attenuation coefficients'!$A$2:$A$37,1)))/(INDEX('Mass attenuation coefficients'!$A$2:$A$37,MATCH($C40,'Mass attenuation coefficients'!$A$2:$A$37,1)+1)-INDEX('Mass attenuation coefficients'!$A$2:$A$37,MATCH($C40,'Mass attenuation coefficients'!$A$2:$A$37,1)))),0.997*$C40*'Mass attenuation coefficients'!$B$2/'Mass attenuation coefficients'!$A$2)","v":0.19457748109},{"$f":"_xlfn.IFNA(INDEX('Shultis Faw'!$C$2:$C$26,MATCH($C40,'Shultis Faw'!$A$2:$A$26,1))+($C40-INDEX('Shultis Faw'!$A$2:$A$26,MATCH($C40,'Shultis Faw'!$A$2:$A$26,1)))*(INDEX('Shultis Faw'!$C$2:$C$26,MATCH($C40,'Shultis Faw'!$A$2:$A$26,1)+1)-INDEX('Shultis Faw'!$C$2:$C$26,MATCH($C40,'Shultis Faw'!$A$2:$A$26,1)))/(INDEX('Shultis Faw'!$A$2:$A$26,MATCH($C40,'Shultis Faw'!$A$2:$A$26,1)+1)-INDEX('Shultis Faw'!$A$2:$A$26,MATCH($C40,'Shultis Faw'!$A$2:$A$26,1))),$C40*'Shultis Faw'!$C$2/'Shultis Faw'!$A$2)","v":5.0197573999999996},{"$f":"_xlfn.IFNA(INDEX('Shultis Faw'!$D$2:$D$26,MATCH($C40,'Shultis Faw'!$A$2:$A$26,1))+($C40-INDEX('Shultis Faw'!$A$2:$A$26,MATCH($C40,'Shultis Faw'!$A$2:$A$26,1)))*(INDEX('Shultis Faw'!$D$2:$D$26,MATCH($C40,'Shultis Faw'!$A$2:$A$26,1)+1)-INDEX('Shultis Faw'!$D$2:$D$26,MATCH($C40,'Shultis Faw'!$A$2:$A$26,1)))/(INDEX('Shultis Faw'!$A$2:$A$26,MATCH($C40,'Shultis Faw'!$A$2:$A$26,1)+1)-INDEX('Shultis Faw'!$A$2:$A$26,MATCH($C40,'Shultis Faw'!$A$2:$A$26,1))),$C40*'Shultis Faw'!$D$2/'Shultis Faw'!$A$2)","v":1.8891208500000001},{"$f":"_xlfn.IFNA(INDEX('Shultis Faw'!$B$2:$B$26,MATCH($C40,'Shultis Faw'!$A$2:$A$26,1))+($C40-INDEX('Shultis Faw'!$A$2:$A$26,MATCH($C40,'Shultis Faw'!$A$2:$A$26,1)))*(INDEX('Shultis Faw'!$B$2:$B$26,MATCH($C40,'Shultis Faw'!$A$2:$A$26,1)+1)-INDEX('Shultis Faw'!$B$2:$B$26,MATCH($C40,'Shultis Faw'!$A$2:$A$26,1)))/(INDEX('Shultis Faw'!$A$2:$A$26,MATCH($C40,'Shultis Faw'!$A$2:$A$26,1)+1)-INDEX('Shultis Faw'!$A$2:$A$26,MATCH($C40,'Shultis Faw'!$A$2:$A$26,1))),$C40*'Shultis Faw'!$B$2/'Shultis Faw'!$A$2)","v":-0.14631330000000001},{"$f":"_xlfn.IFNA(INDEX('Shultis Faw'!$E$2:$E$26,MATCH($C40,'Shultis Faw'!$A$2:$A$26,1))+($C40-INDEX('Shultis Faw'!$A$2:$A$26,MATCH($C40,'Shultis Faw'!$A$2:$A$26,1)))*(INDEX('Shultis Faw'!$E$2:$E$26,MATCH($C40,'Shultis Faw'!$A$2:$A$26,1)+1)-INDEX('Shultis Faw'!$E$2:$E$26,MATCH($C40,'Shultis Faw'!$A$2:$A$26,1)))/(INDEX('Shultis Faw'!$A$2:$A$26,MATCH($C40,'Shultis Faw'!$A$2:$A$26,1)+1)-INDEX('Shultis Faw'!$A$2:$A$26,MATCH($C40,'Shultis Faw'!$A$2:$A$26,1))),$C40*'Shultis Faw'!$E$2/'Shultis Faw'!$A$2)","v":6.6208284999999992E-2},{"$f":"_xlfn.IFNA(INDEX('Shultis Faw'!$F$2:$F$26,MATCH($C40,'Shultis Faw'!$A$2:$A$26,1))+($C40-INDEX('Shultis Faw'!$A$2:$A$26,MATCH($C40,'Shultis Faw'!$A$2:$A$26,1)))*(INDEX('Shultis Faw'!$F$2:$F$26,MATCH($C40,'Shultis Faw'!$A$2:$A$26,1)+1)-INDEX('Shultis Faw'!$F$2:$F$26,MATCH($C40,'Shultis Faw'!$A$2:$A$26,1)))/(INDEX('Shultis Faw'!$A$2:$A$26,MATCH($C40,'Shultis Faw'!$A$2:$A$26,1)+1)-INDEX('Shultis Faw'!$A$2:$A$26,MATCH($C40,'Shultis Faw'!$A$2:$A$26,1))),$C40*'Shultis Faw'!$F$2/'Shultis Faw'!$A$2)","v":13.6545095},{"$f":"J40*(H40*'Externe blootstelling'!$D$23/2)^K40+L40*(TANH(((H40*'Externe blootstelling'!$D$23)/(2*M40))-2)-TANH(-2))/(1-TANH(-2))","v":1.615720784021748},{"$f":"IF(N40=1,1+(I40-1)*H40*'Externe blootstelling'!$D$23/2,1+(I40-1)*(N40^(H40*'Externe blootstelling'!$D$23/2)-1)/(N40-1))","v":20.954444132850682},{"$f":"G40*EXP(-H40*'Externe blootstelling'!$D$23/2)*O40","v":2.1780290322266579E-2}]
[null," g ",7.542212999999999E-2,1.2067540799999997E-14,1.6900000000000001E-3,{"$f":"_xlfn.IFNA(INDEX('hp (pSv cm2)'!$B$2:$B$52,MATCH($C41,'hp (pSv cm2)'!$A$2:$A$52,1))+($C41-INDEX('hp (pSv cm2)'!$A$2:$A$52,MATCH($C41,'hp (pSv cm2)'!$A$2:$A$52,1)))*(INDEX('hp (pSv cm2)'!$B$2:$B$52,MATCH($C41,'hp (pSv cm2)'!$A$2:$A$52,1)+1)-INDEX('hp (pSv cm2)'!$B$2:$B$52,MATCH($C41,'hp (pSv cm2)'!$A$2:$A$52,1)))/(INDEX('hp (pSv cm2)'!$A$2:$A$52,MATCH($C41,'hp (pSv cm2)'!$A$2:$A$52,1)+1)-INDEX('hp (pSv cm2)'!$A$2:$A$52,MATCH($C41,'hp (pSv cm2)'!$A$2:$A$52,1))),$C41*'hp (pSv cm2)'!$B$2/'hp (pSv cm2)'!$A$2)","v":0.42835081599999997},7.2391287904000003E-4,{"$f":"_xlfn.IFNA(0.997*(INDEX('Mass attenuation coefficients'!$B$2:$B$37,MATCH($C41,'Mass attenuation coefficients'!$A$2:$A$37,1))+($C41-INDEX('Mass attenuation coefficients'!$A$2:$A$37,MATCH($C41,'Mass attenuation coefficients'!$A$2:$A$37,1)))*(INDEX('Mass attenuation coefficients'!$B$2:$B$37,MATCH($C41,'Mass attenuation coefficients'!$A$2:$A$37,1)+1)-INDEX('Mass attenuation coefficients'!$B$2:$B$37,MATCH($C41,'Mass attenuation coefficients'!$A$2:$A$37,1)))/(INDEX('Mass attenuation coefficients'!$A$2:$A$37,MATCH($C41,'Mass attenuation coefficients'!$A$2:$A$37,1)+1)-INDEX('Mass attenuation coefficients'!$A$2:$A$37,MATCH($C41,'Mass attenuation coefficients'!$A$2:$A$37,1)))),0.997*$C41*'Mass attenuation coefficients'!$B$2/'Mass attenuation coefficients'!$A$2)","v":0.18821509139289999},{"$f":"_xlfn.IFNA(INDEX('Shultis Faw'!$C$2:$C$26,MATCH($C41,'Shultis Faw'!$A$2:$A$26,1))+($C41-INDEX('Shultis Faw'!$A$2:$A$26,MATCH($C41,'Shultis Faw'!$A$2:$A$26,1)))*(INDEX('Shultis Faw'!$C$2:$C$26,MATCH($C41,'Shultis Faw'!$A$2:$A$26,1)+1)-INDEX('Shultis Faw'!$C$2:$C$26,MATCH($C41,'Shultis Faw'!$A$2:$A$26,1)))/(INDEX('Shultis Faw'!$A$2:$A$26,MATCH($C41,'Shultis Faw'!$A$2:$A$26,1)+1)-INDEX('Shultis Faw'!$A$2:$A$26,MATCH($C41,'Shultis Faw'!$A$2:$A$26,1))),$C41*'Shultis Faw'!$C$2/'Shultis Faw'!$A$2)","v":5.0416040940000002},{"$f":"_xlfn.IFNA(INDEX('Shultis Faw'!$D$2:$D$26,MATCH($C41,'Shultis Faw'!$A$2:$A$26,1))+($C41-INDEX('Shultis Faw'!$A$2:$A$26,MATCH($C41,'Shultis Faw'!$A$2:$A$26,1)))*(INDEX('Shultis Faw'!$D$2:$D$26,MATCH($C41,'Shultis Faw'!$A$2:$A$26,1)+1)-INDEX('Shultis Faw'!$D$2:$D$26,MATCH($C41,'Shultis Faw'!$A$2:$A$26,1)))/(INDEX('Shultis Faw'!$A$2:$A$26,MATCH($C41,'Shultis Faw'!$A$2:$A$26,1)+1)-INDEX('Shultis Faw'!$A$2:$A$26,MATCH($C41,'Shultis Faw'!$A$2:$A$26,1))),$C41*'Shultis Faw'!$D$2/'Shultis Faw'!$A$2)","v":1.9836940384999999},{"$f":"_xlfn.IFNA(INDEX('Shultis Faw'!$B$2:$B$26,MATCH($C41,'Shultis Faw'!$A$2:$A$26,1))+($C41-INDEX('Shultis Faw'!$A$2:$A$26,MATCH($C41,'Shultis Faw'!$A$2:$A$26,1)))*(INDEX('Shultis Faw'!$B$2:$B$26,MATCH($C41,'Shultis Faw'!$A$2:$A$26,1)+1)-INDEX('Shultis Faw'!$B$2:$B$26,MATCH($C41,'Shultis Faw'!$A$2:$A$26,1)))/(INDEX('Shultis Faw'!$A$2:$A$26,MATCH($C41,'Shultis Faw'!$A$2:$A$26,1)+1)-INDEX('Shultis Faw'!$A$2:$A$26,MATCH($C41,'Shultis Faw'!$A$2:$A$26,1))),$C41*'Shultis Faw'!$B$2/'Shultis Faw'!$A$2)","v":-0.15838647299999997},{"$f":"_xlfn.IFNA(INDEX('Shultis Faw'!$E$2:$E$26,MATCH($C41,'Shultis Faw'!$A$2:$A$26,1))+($C41-INDEX('Shultis Faw'!$A$2:$A$26,MATCH($C41,'Shultis Faw'!$A$2:$A$26,1)))*(INDEX('Shultis Faw'!$E$2:$E$26,MATCH($C41,'Shultis Faw'!$A$2:$A$26,1)+1)-INDEX('Shultis Faw'!$E$2:$E$26,MATCH($C41,'Shultis Faw'!$A$2:$A$26,1)))/(INDEX('Shultis Faw'!$A$2:$A$26,MATCH($C41,'Shultis Faw'!$A$2:$A$26,1)+1)-INDEX('Shultis Faw'!$A$2:$A$26,MATCH($C41,'Shultis Faw'!$A$2:$A$26,1))),$C41*'Shultis Faw'!$E$2/'Shultis Faw'!$A$2)","v":7.2216125849999993E-2},{"$f":"_xlfn.IFNA(INDEX('Shultis Faw'!$F$2:$F$26,MATCH($C41,'Shultis Faw'!$A$2:$A$26,1))+($C41-INDEX('Shultis Faw'!$A$2:$A$26,MATCH($C41,'Shultis Faw'!$A$2:$A$26,1)))*(INDEX('Shultis Faw'!$F$2:$F$26,MATCH($C41,'Shultis Faw'!$A$2:$A$26,1)+1)-INDEX('Shultis Faw'!$F$2:$F$26,MATCH($C41,'Shultis Faw'!$A$2:$A$26,1)))/(INDEX('Shultis Faw'!$A$2:$A$26,MATCH($C41,'Shultis Faw'!$A$2:$A$26,1)+1)-INDEX('Shultis Faw'!$A$2:$A$26,MATCH($C41,'Shultis Faw'!$A$2:$A$26,1))),$C41*'Shultis Faw'!$F$2/'Shultis Faw'!$A$2)","v":13.663133195},{"$f":"J41*(H41*'Externe blootstelling'!$D$23/2)^K41+L41*(TANH(((H41*'Externe blootstelling'!$D$23)/(2*M41))-2)-TANH(-2))/(1-TANH(-2))","v":1.6836530169617876},{"$f":"IF(N41=1,1+(I41-1)*H41*'Externe blootstelling'!$D$23/2,1+(I41-1)*(N41^(H41*'Externe blootstelling'!$D$23/2)-1)/(N41-1))","v":20.820624736836869},{"$f":"G41*EXP(-H41*'Externe blootstelling'!$D$23/2)*O41","v":8.9550584695548437E-4}]
[null," g ",8.3367170000000004E-2,1.33387472E-14,1.9300000000000001E-3,{"$f":"_xlfn.IFNA(INDEX('hp (pSv cm2)'!$B$2:$B$52,MATCH($C42,'hp (pSv cm2)'!$A$2:$A$52,1))+($C42-INDEX('hp (pSv cm2)'!$A$2:$A$52,MATCH($C42,'hp (pSv cm2)'!$A$2:$A$52,1)))*(INDEX('hp (pSv cm2)'!$B$2:$B$52,MATCH($C42,'hp (pSv cm2)'!$A$2:$A$52,1)+1)-INDEX('hp (pSv cm2)'!$B$2:$B$52,MATCH($C42,'hp (pSv cm2)'!$A$2:$A$52,1)))/(INDEX('hp (pSv cm2)'!$A$2:$A$52,MATCH($C42,'hp (pSv cm2)'!$A$2:$A$52,1)+1)-INDEX('hp (pSv cm2)'!$A$2:$A$52,MATCH($C42,'hp (pSv cm2)'!$A$2:$A$52,1))),$C42*'hp (pSv cm2)'!$B$2/'hp (pSv cm2)'!$A$2)","v":0.45562688750000002},8.7935989287500009E-4,{"$f":"_xlfn.IFNA(0.997*(INDEX('Mass attenuation coefficients'!$B$2:$B$37,MATCH($C42,'Mass attenuation coefficients'!$A$2:$A$37,1))+($C42-INDEX('Mass attenuation coefficients'!$A$2:$A$37,MATCH($C42,'Mass attenuation coefficients'!$A$2:$A$37,1)))*(INDEX('Mass attenuation coefficients'!$B$2:$B$37,MATCH($C42,'Mass attenuation coefficients'!$A$2:$A$37,1)+1)-INDEX('Mass attenuation coefficients'!$B$2:$B$37,MATCH($C42,'Mass attenuation coefficients'!$A$2:$A$37,1)))/(INDEX('Mass attenuation coefficients'!$A$2:$A$37,MATCH($C42,'Mass attenuation coefficients'!$A$2:$A$37,1)+1)-INDEX('Mass attenuation coefficients'!$A$2:$A$37,MATCH($C42,'Mass attenuation coefficients'!$A$2:$A$37,1)))),0.997*$C42*'Mass attenuation coefficients'!$B$2/'Mass attenuation coefficients'!$A$2)","v":0.18096680548150001},{"$f":"_xlfn.IFNA(INDEX('Shultis Faw'!$C$2:$C$26,MATCH($C42,'Shultis Faw'!$A$2:$A$26,1))+($C42-INDEX('Shultis Faw'!$A$2:$A$26,MATCH($C42,'Shultis Faw'!$A$2:$A$26,1)))*(INDEX('Shultis Faw'!$C$2:$C$26,MATCH($C42,'Shultis Faw'!$A$2:$A$26,1)+1)-INDEX('Shultis Faw'!$C$2:$C$26,MATCH($C42,'Shultis Faw'!$A$2:$A$26,1)))/(INDEX('Shultis Faw'!$A$2:$A$26,MATCH($C42,'Shultis Faw'!$A$2:$A$26,1)+1)-INDEX('Shultis Faw'!$A$2:$A$26,MATCH($C42,'Shultis Faw'!$A$2:$A$26,1))),$C42*'Shultis Faw'!$C$2/'Shultis Faw'!$A$2)","v":4.9923300340000001},{"$f":"_xlfn.IFNA(INDEX('Shultis Faw'!$D$2:$D$26,MATCH($C42,'Shultis Faw'!$A$2:$A$26,1))+($C42-INDEX('Shultis Faw'!$A$2:$A$26,MATCH($C42,'Shultis Faw'!$A$2:$A$26,1)))*(INDEX('Shultis Faw'!$D$2:$D$26,MATCH($C42,'Shultis Faw'!$A$2:$A$26,1)+1)-INDEX('Shultis Faw'!$D$2:$D$26,MATCH($C42,'Shultis Faw'!$A$2:$A$26,1)))/(INDEX('Shultis Faw'!$A$2:$A$26,MATCH($C42,'Shultis Faw'!$A$2:$A$26,1)+1)-INDEX('Shultis Faw'!$A$2:$A$26,MATCH($C42,'Shultis Faw'!$A$2:$A$26,1))),$C42*'Shultis Faw'!$D$2/'Shultis Faw'!$A$2)","v":2.0862740770000001},{"$f":"_xlfn.IFNA(INDEX('Shultis Faw'!$B$2:$B$26,MATCH($C42,'Shultis Faw'!$A$2:$A$26,1))+($C42-INDEX('Shultis Faw'!$A$2:$A$26,MATCH($C42,'Shultis Faw'!$A$2:$A$26,1)))*(INDEX('Shultis Faw'!$B$2:$B$26,MATCH($C42,'Shultis Faw'!$A$2:$A$26,1)+1)-INDEX('Shultis Faw'!$B$2:$B$26,MATCH($C42,'Shultis Faw'!$A$2:$A$26,1)))/(INDEX('Shultis Faw'!$A$2:$A$26,MATCH($C42,'Shultis Faw'!$A$2:$A$26,1)+1)-INDEX('Shultis Faw'!$A$2:$A$26,MATCH($C42,'Shultis Faw'!$A$2:$A$26,1))),$C42*'Shultis Faw'!$B$2/'Shultis Faw'!$A$2)","v":-0.171030453},{"$f":"_xlfn.IFNA(INDEX('Shultis Faw'!$E$2:$E$26,MATCH($C42,'Shultis Faw'!$A$2:$A$26,1))+($C42-INDEX('Shultis Faw'!$A$2:$A$26,MATCH($C42,'Shultis Faw'!$A$2:$A$26,1)))*(INDEX('Shultis Faw'!$E$2:$E$26,MATCH($C42,'Shultis Faw'!$A$2:$A$26,1)+1)-INDEX('Shultis Faw'!$E$2:$E$26,MATCH($C42,'Shultis Faw'!$A$2:$A$26,1)))/(INDEX('Shultis Faw'!$A$2:$A$26,MATCH($C42,'Shultis Faw'!$A$2:$A$26,1)+1)-INDEX('Shultis Faw'!$A$2:$A$26,MATCH($C42,'Shultis Faw'!$A$2:$A$26,1))),$C42*'Shultis Faw'!$E$2/'Shultis Faw'!$A$2)","v":7.7942807599999997E-2},{"$f":"_xlfn.IFNA(INDEX('Shultis Faw'!$F$2:$F$26,MATCH($C42,'Shultis Faw'!$A$2:$A$26,1))+($C42-INDEX('Shultis Faw'!$A$2:$A$26,MATCH($C42,'Shultis Faw'!$A$2:$A$26,1)))*(INDEX('Shultis Faw'!$F$2:$F$26,MATCH($C42,'Shultis Faw'!$A$2:$A$26,1)+1)-INDEX('Shultis Faw'!$F$2:$F$26,MATCH($C42,'Shultis Faw'!$A$2:$A$26,1)))/(INDEX('Shultis Faw'!$A$2:$A$26,MATCH($C42,'Shultis Faw'!$A$2:$A$26,1)+1)-INDEX('Shultis Faw'!$A$2:$A$26,MATCH($C42,'Shultis Faw'!$A$2:$A$26,1))),$C42*'Shultis Faw'!$F$2/'Shultis Faw'!$A$2)","v":13.61275811},{"$f":"J42*(H42*'Externe blootstelling'!$D$23/2)^K42+L42*(TANH(((H42*'Externe blootstelling'!$D$23)/(2*M42))-2)-TANH(-2))/(1-TANH(-2))","v":1.7594027601397317},{"$f":"IF(N42=1,1+(I42-1)*H42*'Externe blootstelling'!$D$23/2,1+(I42-1)*(N42^(H42*'Externe blootstelling'!$D$23/2)-1)/(N42-1))","v":20.109619640066246},{"$f":"G42*EXP(-H42*'Externe blootstelling'!$D$23/2)*O42","v":1.1713245198641073E-3}]
[null," g ",8.9485950000000009E-2,1.4317752E-14,1.58E-3,{"$f":"_xlfn.IFNA(INDEX('hp (pSv cm2)'!$B$2:$B$52,MATCH($C43,'hp (pSv cm2)'!$A$2:$A$52,1))+($C43-INDEX('hp (pSv cm2)'!$A$2:$A$52,MATCH($C43,'hp (pSv cm2)'!$A$2:$A$52,1)))*(INDEX('hp (pSv cm2)'!$B$2:$B$52,MATCH($C43,'hp (pSv cm2)'!$A$2:$A$52,1)+1)-INDEX('hp (pSv cm2)'!$B$2:$B$52,MATCH($C43,'hp (pSv cm2)'!$A$2:$A$52,1)))/(INDEX('hp (pSv cm2)'!$A$2:$A$52,MATCH($C43,'hp (pSv cm2)'!$A$2:$A$52,1)+1)-INDEX('hp (pSv cm2)'!$A$2:$A$52,MATCH($C43,'hp (pSv cm2)'!$A$2:$A$52,1))),$C43*'hp (pSv cm2)'!$B$2/'hp (pSv cm2)'!$A$2)","v":0.47857231250000004},7.5614425375000011E-4,{"$f":"_xlfn.IFNA(0.997*(INDEX('Mass attenuation coefficients'!$B$2:$B$37,MATCH($C43,'Mass attenuation coefficients'!$A$2:$A$37,1))+($C43-INDEX('Mass attenuation coefficients'!$A$2:$A$37,MATCH($C43,'Mass attenuation coefficients'!$A$2:$A$37,1)))*(INDEX('Mass attenuation coefficients'!$B$2:$B$37,MATCH($C43,'Mass attenuation coefficients'!$A$2:$A$37,1)+1)-INDEX('Mass attenuation coefficients'!$B$2:$B$37,MATCH($C43,'Mass attenuation coefficients'!$A$2:$A$37,1)))/(INDEX('Mass attenuation coefficients'!$A$2:$A$37,MATCH($C43,'Mass attenuation coefficients'!$A$2:$A$37,1)+1)-INDEX('Mass attenuation coefficients'!$A$2:$A$37,MATCH($C43,'Mass attenuation coefficients'!$A$2:$A$37,1)))),0.997*$C43*'Mass attenuation coefficients'!$B$2/'Mass attenuation coefficients'!$A$2)","v":0.1770015301025},{"$f":"_xlfn.IFNA(INDEX('Shultis Faw'!$C$2:$C$26,MATCH($C43,'Shultis Faw'!$A$2:$A$26,1))+($C43-INDEX('Shultis Faw'!$A$2:$A$26,MATCH($C43,'Shultis Faw'!$A$2:$A$26,1)))*(INDEX('Shultis Faw'!$C$2:$C$26,MATCH($C43,'Shultis Faw'!$A$2:$A$26,1)+1)-INDEX('Shultis Faw'!$C$2:$C$26,MATCH($C43,'Shultis Faw'!$A$2:$A$26,1)))/(INDEX('Shultis Faw'!$A$2:$A$26,MATCH($C43,'Shultis Faw'!$A$2:$A$26,1)+1)-INDEX('Shultis Faw'!$A$2:$A$26,MATCH($C43,'Shultis Faw'!$A$2:$A$26,1))),$C43*'Shultis Faw'!$C$2/'Shultis Faw'!$A$2)","v":4.8711781900000002},{"$f":"_xlfn.IFNA(INDEX('Shultis Faw'!$D$2:$D$26,MATCH($C43,'Shultis Faw'!$A$2:$A$26,1))+($C43-INDEX('Shultis Faw'!$A$2:$A$26,MATCH($C43,'Shultis Faw'!$A$2:$A$26,1)))*(INDEX('Shultis Faw'!$D$2:$D$26,MATCH($C43,'Shultis Faw'!$A$2:$A$26,1)+1)-INDEX('Shultis Faw'!$D$2:$D$26,MATCH($C43,'Shultis Faw'!$A$2:$A$26,1)))/(INDEX('Shultis Faw'!$A$2:$A$26,MATCH($C43,'Shultis Faw'!$A$2:$A$26,1)+1)-INDEX('Shultis Faw'!$A$2:$A$26,MATCH($C43,'Shultis Faw'!$A$2:$A$26,1))),$C43*'Shultis Faw'!$D$2/'Shultis Faw'!$A$2)","v":2.135836195},{"$f":"_xlfn.IFNA(INDEX('Shultis Faw'!$B$2:$B$26,MATCH($C43,'Shultis Faw'!$A$2:$A$26,1))+($C43-INDEX('Shultis Faw'!$A$2:$A$26,MATCH($C43,'Shultis Faw'!$A$2:$A$26,1)))*(INDEX('Shultis Faw'!$B$2:$B$26,MATCH($C43,'Shultis Faw'!$A$2:$A$26,1)+1)-INDEX('Shultis Faw'!$B$2:$B$26,MATCH($C43,'Shultis Faw'!$A$2:$A$26,1)))/(INDEX('Shultis Faw'!$A$2:$A$26,MATCH($C43,'Shultis Faw'!$A$2:$A$26,1)+1)-INDEX('Shultis Faw'!$A$2:$A$26,MATCH($C43,'Shultis Faw'!$A$2:$A$26,1))),$C43*'Shultis Faw'!$B$2/'Shultis Faw'!$A$2)","v":-0.17653735500000001},{"$f":"_xlfn.IFNA(INDEX('Shultis Faw'!$E$2:$E$26,MATCH($C43,'Shultis Faw'!$A$2:$A$26,1))+($C43-INDEX('Shultis Faw'!$A$2:$A$26,MATCH($C43,'Shultis Faw'!$A$2:$A$26,1)))*(INDEX('Shultis Faw'!$E$2:$E$26,MATCH($C43,'Shultis Faw'!$A$2:$A$26,1)+1)-INDEX('Shultis Faw'!$E$2:$E$26,MATCH($C43,'Shultis Faw'!$A$2:$A$26,1)))/(INDEX('Shultis Faw'!$A$2:$A$26,MATCH($C43,'Shultis Faw'!$A$2:$A$26,1)+1)-INDEX('Shultis Faw'!$A$2:$A$26,MATCH($C43,'Shultis Faw'!$A$2:$A$26,1))),$C43*'Shultis Faw'!$E$2/'Shultis Faw'!$A$2)","v":7.9656065999999998E-2},{"$f":"_xlfn.IFNA(INDEX('Shultis Faw'!$F$2:$F$26,MATCH($C43,'Shultis Faw'!$A$2:$A$26,1))+($C43-INDEX('Shultis Faw'!$A$2:$A$26,MATCH($C43,'Shultis Faw'!$A$2:$A$26,1)))*(INDEX('Shultis Faw'!$F$2:$F$26,MATCH($C43,'Shultis Faw'!$A$2:$A$26,1)+1)-INDEX('Shultis Faw'!$F$2:$F$26,MATCH($C43,'Shultis Faw'!$A$2:$A$26,1)))/(INDEX('Shultis Faw'!$A$2:$A$26,MATCH($C43,'Shultis Faw'!$A$2:$A$26,1)+1)-INDEX('Shultis Faw'!$A$2:$A$26,MATCH($C43,'Shultis Faw'!$A$2:$A$26,1))),$C43*'Shultis Faw'!$F$2/'Shultis Faw'!$A$2)","v":13.50873885},{"$f":"J43*(H43*'Externe blootstelling'!$D$23/2)^K43+L43*(TANH(((H43*'Externe blootstelling'!$D$23)/(2*M43))-2)-TANH(-2))/(1-TANH(-2))","v":1.7983294741672056},{"$f":"IF(N43=1,1+(I43-1)*H43*'Externe blootstelling'!$D$23/2,1+(I43-1)*(N43^(H43*'Externe blootstelling'!$D$23/2)-1)/(N43-1))","v":19.183595685364722},{"$f":"G43*EXP(-H43*'Externe blootstelling'!$D$23/2)*O43","v":1.0197010149633292E-3}]
[null," g ",9.6882400000000007E-2,1.5501184000000002E-14,7.0000000000000007E-5,{"$f":"_xlfn.IFNA(INDEX('hp (pSv cm2)'!$B$2:$B$52,MATCH($C44,'hp (pSv cm2)'!$A$2:$A$52,1))+($C44-INDEX('hp (pSv cm2)'!$A$2:$A$52,MATCH($C44,'hp (pSv cm2)'!$A$2:$A$52,1)))*(INDEX('hp (pSv cm2)'!$B$2:$B$52,MATCH($C44,'hp (pSv cm2)'!$A$2:$A$52,1)+1)-INDEX('hp (pSv cm2)'!$B$2:$B$52,MATCH($C44,'hp (pSv cm2)'!$A$2:$A$52,1)))/(INDEX('hp (pSv cm2)'!$A$2:$A$52,MATCH($C44,'hp (pSv cm2)'!$A$2:$A$52,1)+1)-INDEX('hp (pSv cm2)'!$A$2:$A$52,MATCH($C44,'hp (pSv cm2)'!$A$2:$A$52,1))),$C44*'hp (pSv cm2)'!$B$2/'hp (pSv cm2)'!$A$2)","v":0.50630900000000001},3.5441630000000005E-5,{"$f":"_xlfn.IFNA(0.997*(INDEX('Mass attenuation coefficients'!$B$2:$B$37,MATCH($C44,'Mass attenuation coefficients'!$A$2:$A$37,1))+($C44-INDEX('Mass attenuation coefficients'!$A$2:$A$37,MATCH($C44,'Mass attenuation coefficients'!$A$2:$A$37,1)))*(INDEX('Mass attenuation coefficients'!$B$2:$B$37,MATCH($C44,'Mass attenuation coefficients'!$A$2:$A$37,1)+1)-INDEX('Mass attenuation coefficients'!$B$2:$B$37,MATCH($C44,'Mass attenuation coefficients'!$A$2:$A$37,1)))/(INDEX('Mass attenuation coefficients'!$A$2:$A$37,MATCH($C44,'Mass attenuation coefficients'!$A$2:$A$37,1)+1)-INDEX('Mass attenuation coefficients'!$A$2:$A$37,MATCH($C44,'Mass attenuation coefficients'!$A$2:$A$37,1)))),0.997*$C44*'Mass attenuation coefficients'!$B$2/'Mass attenuation coefficients'!$A$2)","v":0.17220826067999997},{"$f":"_xlfn.IFNA(INDEX('Shultis Faw'!$C$2:$C$26,MATCH($C44,'Shultis Faw'!$A$2:$A$26,1))+($C44-INDEX('Shultis Faw'!$A$2:$A$26,MATCH($C44,'Shultis Faw'!$A$2:$A$26,1)))*(INDEX('Shultis Faw'!$C$2:$C$26,MATCH($C44,'Shultis Faw'!$A$2:$A$26,1)+1)-INDEX('Shultis Faw'!$C$2:$C$26,MATCH($C44,'Shultis Faw'!$A$2:$A$26,1)))/(INDEX('Shultis Faw'!$A$2:$A$26,MATCH($C44,'Shultis Faw'!$A$2:$A$26,1)+1)-INDEX('Shultis Faw'!$A$2:$A$26,MATCH($C44,'Shultis Faw'!$A$2:$A$26,1))),$C44*'Shultis Faw'!$C$2/'Shultis Faw'!$A$2)","v":4.7247284800000005},{"$f":"_xlfn.IFNA(INDEX('Shultis Faw'!$D$2:$D$26,MATCH($C44,'Shultis Faw'!$A$2:$A$26,1))+($C44-INDEX('Shultis Faw'!$A$2:$A$26,MATCH($C44,'Shultis Faw'!$A$2:$A$26,1)))*(INDEX('Shultis Faw'!$D$2:$D$26,MATCH($C44,'Shultis Faw'!$A$2:$A$26,1)+1)-INDEX('Shultis Faw'!$D$2:$D$26,MATCH($C44,'Shultis Faw'!$A$2:$A$26,1)))/(INDEX('Shultis Faw'!$A$2:$A$26,MATCH($C44,'Shultis Faw'!$A$2:$A$26,1)+1)-INDEX('Shultis Faw'!$A$2:$A$26,MATCH($C44,'Shultis Faw'!$A$2:$A$26,1))),$C44*'Shultis Faw'!$D$2/'Shultis Faw'!$A$2)","v":2.1957474399999999},{"$f":"_xlfn.IFNA(INDEX('Shultis Faw'!$B$2:$B$26,MATCH($C44,'Shultis Faw'!$A$2:$A$26,1))+($C44-INDEX('Shultis Faw'!$A$2:$A$26,MATCH($C44,'Shultis Faw'!$A$2:$A$26,1)))*(INDEX('Shultis Faw'!$B$2:$B$26,MATCH($C44,'Shultis Faw'!$A$2:$A$26,1)+1)-INDEX('Shultis Faw'!$B$2:$B$26,MATCH($C44,'Shultis Faw'!$A$2:$A$26,1)))/(INDEX('Shultis Faw'!$A$2:$A$26,MATCH($C44,'Shultis Faw'!$A$2:$A$26,1)+1)-INDEX('Shultis Faw'!$A$2:$A$26,MATCH($C44,'Shultis Faw'!$A$2:$A$26,1))),$C44*'Shultis Faw'!$B$2/'Shultis Faw'!$A$2)","v":-0.18319415999999999},{"$f":"_xlfn.IFNA(INDEX('Shultis Faw'!$E$2:$E$26,MATCH($C44,'Shultis Faw'!$A$2:$A$26,1))+($C44-INDEX('Shultis Faw'!$A$2:$A$26,MATCH($C44,'Shultis Faw'!$A$2:$A$26,1)))*(INDEX('Shultis Faw'!$E$2:$E$26,MATCH($C44,'Shultis Faw'!$A$2:$A$26,1)+1)-INDEX('Shultis Faw'!$E$2:$E$26,MATCH($C44,'Shultis Faw'!$A$2:$A$26,1)))/(INDEX('Shultis Faw'!$A$2:$A$26,MATCH($C44,'Shultis Faw'!$A$2:$A$26,1)+1)-INDEX('Shultis Faw'!$A$2:$A$26,MATCH($C44,'Shultis Faw'!$A$2:$A$26,1))),$C44*'Shultis Faw'!$E$2/'Shultis Faw'!$A$2)","v":8.1727072000000012E-2},{"$f":"_xlfn.IFNA(INDEX('Shultis Faw'!$F$2:$F$26,MATCH($C44,'Shultis Faw'!$A$2:$A$26,1))+($C44-INDEX('Shultis Faw'!$A$2:$A$26,MATCH($C44,'Shultis Faw'!$A$2:$A$26,1)))*(INDEX('Shultis Faw'!$F$2:$F$26,MATCH($C44,'Shultis Faw'!$A$2:$A$26,1)+1)-INDEX('Shultis Faw'!$F$2:$F$26,MATCH($C44,'Shultis Faw'!$A$2:$A$26,1)))/(INDEX('Shultis Faw'!$A$2:$A$26,MATCH($C44,'Shultis Faw'!$A$2:$A$26,1)+1)-INDEX('Shultis Faw'!$A$2:$A$26,MATCH($C44,'Shultis Faw'!$A$2:$A$26,1))),$C44*'Shultis Faw'!$F$2/'Shultis Faw'!$A$2)","v":13.3829992},{"$f":"J44*(H44*'Externe blootstelling'!$D$23/2)^K44+L44*(TANH(((H44*'Externe blootstelling'!$D$23)/(2*M44))-2)-TANH(-2))/(1-TANH(-2))","v":1.8460411205841158},{"$f":"IF(N44=1,1+(I44-1)*H44*'Externe blootstelling'!$D$23/2,1+(I44-1)*(N44^(H44*'Externe blootstelling'!$D$23/2)-1)/(N44-1))","v":18.047970470588908},{"$f":"G44*EXP(-H44*'Externe blootstelling'!$D$23/2)*O44","v":4.8317627219386108E-5}]
[null," g ",9.7431000000000004E-2,1.5588959999999998E-14,7.6699999999999997E-3,{"$f":"_xlfn.IFNA(INDEX('hp (pSv cm2)'!$B$2:$B$52,MATCH($C45,'hp (pSv cm2)'!$A$2:$A$52,1))+($C45-INDEX('hp (pSv cm2)'!$A$2:$A$52,MATCH($C45,'hp (pSv cm2)'!$A$2:$A$52,1)))*(INDEX('hp (pSv cm2)'!$B$2:$B$52,MATCH($C45,'hp (pSv cm2)'!$A$2:$A$52,1)+1)-INDEX('hp (pSv cm2)'!$B$2:$B$52,MATCH($C45,'hp (pSv cm2)'!$A$2:$A$52,1)))/(INDEX('hp (pSv cm2)'!$A$2:$A$52,MATCH($C45,'hp (pSv cm2)'!$A$2:$A$52,1)+1)-INDEX('hp (pSv cm2)'!$A$2:$A$52,MATCH($C45,'hp (pSv cm2)'!$A$2:$A$52,1))),$C45*'hp (pSv cm2)'!$B$2/'hp (pSv cm2)'!$A$2)","v":0.50836625000000002},3.8991691375000002E-3,{"$f":"_xlfn.IFNA(0.997*(INDEX('Mass attenuation coefficients'!$B$2:$B$37,MATCH($C45,'Mass attenuation coefficients'!$A$2:$A$37,1))+($C45-INDEX('Mass attenuation coefficients'!$A$2:$A$37,MATCH($C45,'Mass attenuation coefficients'!$A$2:$A$37,1)))*(INDEX('Mass attenuation coefficients'!$B$2:$B$37,MATCH($C45,'Mass attenuation coefficients'!$A$2:$A$37,1)+1)-INDEX('Mass attenuation coefficients'!$B$2:$B$37,MATCH($C45,'Mass attenuation coefficients'!$A$2:$A$37,1)))/(INDEX('Mass attenuation coefficients'!$A$2:$A$37,MATCH($C45,'Mass attenuation coefficients'!$A$2:$A$37,1)+1)-INDEX('Mass attenuation coefficients'!$A$2:$A$37,MATCH($C45,'Mass attenuation coefficients'!$A$2:$A$37,1)))),0.997*$C45*'Mass attenuation coefficients'!$B$2/'Mass attenuation coefficients'!$A$2)","v":0.17185274044999999},{"$f":"_xlfn.IFNA(INDEX('Shultis Faw'!$C$2:$C$26,MATCH($C45,'Shultis Faw'!$A$2:$A$26,1))+($C45-INDEX('Shultis Faw'!$A$2:$A$26,MATCH($C45,'Shultis Faw'!$A$2:$A$26,1)))*(INDEX('Shultis Faw'!$C$2:$C$26,MATCH($C45,'Shultis Faw'!$A$2:$A$26,1)+1)-INDEX('Shultis Faw'!$C$2:$C$26,MATCH($C45,'Shultis Faw'!$A$2:$A$26,1)))/(INDEX('Shultis Faw'!$A$2:$A$26,MATCH($C45,'Shultis Faw'!$A$2:$A$26,1)+1)-INDEX('Shultis Faw'!$A$2:$A$26,MATCH($C45,'Shultis Faw'!$A$2:$A$26,1))),$C45*'Shultis Faw'!$C$2/'Shultis Faw'!$A$2)","v":4.7138662},{"$f":"_xlfn.IFNA(INDEX('Shultis Faw'!$D$2:$D$26,MATCH($C45,'Shultis Faw'!$A$2:$A$26,1))+($C45-INDEX('Shultis Faw'!$A$2:$A$26,MATCH($C45,'Shultis Faw'!$A$2:$A$26,1)))*(INDEX('Shultis Faw'!$D$2:$D$26,MATCH($C45,'Shultis Faw'!$A$2:$A$26,1)+1)-INDEX('Shultis Faw'!$D$2:$D$26,MATCH($C45,'Shultis Faw'!$A$2:$A$26,1)))/(INDEX('Shultis Faw'!$A$2:$A$26,MATCH($C45,'Shultis Faw'!$A$2:$A$26,1)+1)-INDEX('Shultis Faw'!$A$2:$A$26,MATCH($C45,'Shultis Faw'!$A$2:$A$26,1))),$C45*'Shultis Faw'!$D$2/'Shultis Faw'!$A$2)","v":2.2001911000000001},{"$f":"_xlfn.IFNA(INDEX('Shultis Faw'!$B$2:$B$26,MATCH($C45,'Shultis Faw'!$A$2:$A$26,1))+($C45-INDEX('Shultis Faw'!$A$2:$A$26,MATCH($C45,'Shultis Faw'!$A$2:$A$26,1)))*(INDEX('Shultis Faw'!$B$2:$B$26,MATCH($C45,'Shultis Faw'!$A$2:$A$26,1)+1)-INDEX('Shultis Faw'!$B$2:$B$26,MATCH($C45,'Shultis Faw'!$A$2:$A$26,1)))/(INDEX('Shultis Faw'!$A$2:$A$26,MATCH($C45,'Shultis Faw'!$A$2:$A$26,1)+1)-INDEX('Shultis Faw'!$A$2:$A$26,MATCH($C45,'Shultis Faw'!$A$2:$A$26,1))),$C45*'Shultis Faw'!$B$2/'Shultis Faw'!$A$2)","v":-0.18368789999999999},{"$f":"_xlfn.IFNA(INDEX('Shultis Faw'!$E$2:$E$26,MATCH($C45,'Shultis Faw'!$A$2:$A$26,1))+($C45-INDEX('Shultis Faw'!$A$2:$A$26,MATCH($C45,'Shultis Faw'!$A$2:$A$26,1)))*(INDEX('Shultis Faw'!$E$2:$E$26,MATCH($C45,'Shultis Faw'!$A$2:$A$26,1)+1)-INDEX('Shultis Faw'!$E$2:$E$26,MATCH($C45,'Shultis Faw'!$A$2:$A$26,1)))/(INDEX('Shultis Faw'!$A$2:$A$26,MATCH($C45,'Shultis Faw'!$A$2:$A$26,1)+1)-INDEX('Shultis Faw'!$A$2:$A$26,MATCH($C45,'Shultis Faw'!$A$2:$A$26,1))),$C45*'Shultis Faw'!$E$2/'Shultis Faw'!$A$2)","v":8.1880680000000011E-2},{"$f":"_xlfn.IFNA(INDEX('Shultis Faw'!$F$2:$F$26,MATCH($C45,'Shultis Faw'!$A$2:$A$26,1))+($C45-INDEX('Shultis Faw'!$A$2:$A$26,MATCH($C45,'Shultis Faw'!$A$2:$A$26,1)))*(INDEX('Shultis Faw'!$F$2:$F$26,MATCH($C45,'Shultis Faw'!$A$2:$A$26,1)+1)-INDEX('Shultis Faw'!$F$2:$F$26,MATCH($C45,'Shultis Faw'!$A$2:$A$26,1)))/(INDEX('Shultis Faw'!$A$2:$A$26,MATCH($C45,'Shultis Faw'!$A$2:$A$26,1)+1)-INDEX('Shultis Faw'!$A$2:$A$26,MATCH($C45,'Shultis Faw'!$A$2:$A$26,1))),$C45*'Shultis Faw'!$F$2/'Shultis Faw'!$A$2)","v":13.373673},{"$f":"J45*(H45*'Externe blootstelling'!$D$23/2)^K45+L45*(TANH(((H45*'Externe blootstelling'!$D$23)/(2*M45))-2)-TANH(-2))/(1-TANH(-2))","v":1.8496113714304125},{"$f":"IF(N45=1,1+(I45-1)*H45*'Externe blootstelling'!$D$23/2,1+(I45-1)*(N45^(H45*'Externe blootstelling'!$D$23/2)-1)/(N45-1))","v":17.96330460855182},{"$f":"G45*EXP(-H45*'Externe blootstelling'!$D$23/2)*O45","v":5.3190963304068717E-3}]
[null," g ",0.10318012,1.6508819199999998E-14,0.29189999999999999,{"$f":"_xlfn.IFNA(INDEX('hp (pSv cm2)'!$B$2:$B$52,MATCH($C46,'hp (pSv cm2)'!$A$2:$A$52,1))+($C46-INDEX('hp (pSv cm2)'!$A$2:$A$52,MATCH($C46,'hp (pSv cm2)'!$A$2:$A$52,1)))*(INDEX('hp (pSv cm2)'!$B$2:$B$52,MATCH($C46,'hp (pSv cm2)'!$A$2:$A$52,1)+1)-INDEX('hp (pSv cm2)'!$B$2:$B$52,MATCH($C46,'hp (pSv cm2)'!$A$2:$A$52,1)))/(INDEX('hp (pSv cm2)'!$A$2:$A$52,MATCH($C46,'hp (pSv cm2)'!$A$2:$A$52,1)+1)-INDEX('hp (pSv cm2)'!$A$2:$A$52,MATCH($C46,'hp (pSv cm2)'!$A$2:$A$52,1))),$C46*'hp (pSv cm2)'!$B$2/'hp (pSv cm2)'!$A$2)","v":0.5325649496},0.15545570878824,{"$f":"_xlfn.IFNA(0.997*(INDEX('Mass attenuation coefficients'!$B$2:$B$37,MATCH($C46,'Mass attenuation coefficients'!$A$2:$A$37,1))+($C46-INDEX('Mass attenuation coefficients'!$A$2:$A$37,MATCH($C46,'Mass attenuation coefficients'!$A$2:$A$37,1)))*(INDEX('Mass attenuation coefficients'!$B$2:$B$37,MATCH($C46,'Mass attenuation coefficients'!$A$2:$A$37,1)+1)-INDEX('Mass attenuation coefficients'!$B$2:$B$37,MATCH($C46,'Mass attenuation coefficients'!$A$2:$A$37,1)))/(INDEX('Mass attenuation coefficients'!$A$2:$A$37,MATCH($C46,'Mass attenuation coefficients'!$A$2:$A$37,1)+1)-INDEX('Mass attenuation coefficients'!$A$2:$A$37,MATCH($C46,'Mass attenuation coefficients'!$A$2:$A$37,1)))),0.997*$C46*'Mass attenuation coefficients'!$B$2/'Mass attenuation coefficients'!$A$2)","v":0.16890698582543998},{"$f":"_xlfn.IFNA(INDEX('Shultis Faw'!$C$2:$C$26,MATCH($C46,'Shultis Faw'!$A$2:$A$26,1))+($C46-INDEX('Shultis Faw'!$A$2:$A$26,MATCH($C46,'Shultis Faw'!$A$2:$A$26,1)))*(INDEX('Shultis Faw'!$C$2:$C$26,MATCH($C46,'Shultis Faw'!$A$2:$A$26,1)+1)-INDEX('Shultis Faw'!$C$2:$C$26,MATCH($C46,'Shultis Faw'!$A$2:$A$26,1)))/(INDEX('Shultis Faw'!$A$2:$A$26,MATCH($C46,'Shultis Faw'!$A$2:$A$26,1)+1)-INDEX('Shultis Faw'!$A$2:$A$26,MATCH($C46,'Shultis Faw'!$A$2:$A$26,1))),$C46*'Shultis Faw'!$C$2/'Shultis Faw'!$A$2)","v":4.6142805616000002},{"$f":"_xlfn.IFNA(INDEX('Shultis Faw'!$D$2:$D$26,MATCH($C46,'Shultis Faw'!$A$2:$A$26,1))+($C46-INDEX('Shultis Faw'!$A$2:$A$26,MATCH($C46,'Shultis Faw'!$A$2:$A$26,1)))*(INDEX('Shultis Faw'!$D$2:$D$26,MATCH($C46,'Shultis Faw'!$A$2:$A$26,1)+1)-INDEX('Shultis Faw'!$D$2:$D$26,MATCH($C46,'Shultis Faw'!$A$2:$A$26,1)))/(INDEX('Shultis Faw'!$A$2:$A$26,MATCH($C46,'Shultis Faw'!$A$2:$A$26,1)+1)-INDEX('Shultis Faw'!$A$2:$A$26,MATCH($C46,'Shultis Faw'!$A$2:$A$26,1))),$C46*'Shultis Faw'!$D$2/'Shultis Faw'!$A$2)","v":2.2223356504000003},{"$f":"_xlfn.IFNA(INDEX('Shultis Faw'!$B$2:$B$26,MATCH($C46,'Shultis Faw'!$A$2:$A$26,1))+($C46-INDEX('Shultis Faw'!$A$2:$A$26,MATCH($C46,'Shultis Faw'!$A$2:$A$26,1)))*(INDEX('Shultis Faw'!$B$2:$B$26,MATCH($C46,'Shultis Faw'!$A$2:$A$26,1)+1)-INDEX('Shultis Faw'!$B$2:$B$26,MATCH($C46,'Shultis Faw'!$A$2:$A$26,1)))/(INDEX('Shultis Faw'!$A$2:$A$26,MATCH($C46,'Shultis Faw'!$A$2:$A$26,1)+1)-INDEX('Shultis Faw'!$A$2:$A$26,MATCH($C46,'Shultis Faw'!$A$2:$A$26,1))),$C46*'Shultis Faw'!$B$2/'Shultis Faw'!$A$2)","v":-0.1859363976},{"$f":"_xlfn.IFNA(INDEX('Shultis Faw'!$E$2:$E$26,MATCH($C46,'Shultis Faw'!$A$2:$A$26,1))+($C46-INDEX('Shultis Faw'!$A$2:$A$26,MATCH($C46,'Shultis Faw'!$A$2:$A$26,1)))*(INDEX('Shultis Faw'!$E$2:$E$26,MATCH($C46,'Shultis Faw'!$A$2:$A$26,1)+1)-INDEX('Shultis Faw'!$E$2:$E$26,MATCH($C46,'Shultis Faw'!$A$2:$A$26,1)))/(INDEX('Shultis Faw'!$A$2:$A$26,MATCH($C46,'Shultis Faw'!$A$2:$A$26,1)+1)-INDEX('Shultis Faw'!$A$2:$A$26,MATCH($C46,'Shultis Faw'!$A$2:$A$26,1))),$C46*'Shultis Faw'!$E$2/'Shultis Faw'!$A$2)","v":8.2288348240000003E-2},{"$f":"_xlfn.IFNA(INDEX('Shultis Faw'!$F$2:$F$26,MATCH($C46,'Shultis Faw'!$A$2:$A$26,1))+($C46-INDEX('Shultis Faw'!$A$2:$A$26,MATCH($C46,'Shultis Faw'!$A$2:$A$26,1)))*(INDEX('Shultis Faw'!$F$2:$F$26,MATCH($C46,'Shultis Faw'!$A$2:$A$26,1)+1)-INDEX('Shultis Faw'!$F$2:$F$26,MATCH($C46,'Shultis Faw'!$A$2:$A$26,1)))/(INDEX('Shultis Faw'!$A$2:$A$26,MATCH($C46,'Shultis Faw'!$A$2:$A$26,1)+1)-INDEX('Shultis Faw'!$A$2:$A$26,MATCH($C46,'Shultis Faw'!$A$2:$A$26,1))),$C46*'Shultis Faw'!$F$2/'Shultis Faw'!$A$2)","v":13.384698064},{"$f":"J46*(H46*'Externe blootstelling'!$D$23/2)^K46+L46*(TANH(((H46*'Externe blootstelling'!$D$23)/(2*M46))-2)-TANH(-2))/(1-TANH(-2))","v":1.8702376771560516},{"$f":"IF(N46=1,1+(I46-1)*H46*'Externe blootstelling'!$D$23/2,1+(I46-1)*(N46^(H46*'Externe blootstelling'!$D$23/2)-1)/(N46-1))","v":17.135900178190433},{"$f":"G46*EXP(-H46*'Externe blootstelling'!$D$23/2)*O46","v":0.21143798939387942}]
[null," g ",0.11811050000000001,1.8897679999999998E-14,2.3E-6,{"$f":"_xlfn.IFNA(INDEX('hp (pSv cm2)'!$B$2:$B$52,MATCH($C47,'hp (pSv cm2)'!$A$2:$A$52,1))+($C47-INDEX('hp (pSv cm2)'!$A$2:$A$52,MATCH($C47,'hp (pSv cm2)'!$A$2:$A$52,1)))*(INDEX('hp (pSv cm2)'!$B$2:$B$52,MATCH($C47,'hp (pSv cm2)'!$A$2:$A$52,1)+1)-INDEX('hp (pSv cm2)'!$B$2:$B$52,MATCH($C47,'hp (pSv cm2)'!$A$2:$A$52,1)))/(INDEX('hp (pSv cm2)'!$A$2:$A$52,MATCH($C47,'hp (pSv cm2)'!$A$2:$A$52,1)+1)-INDEX('hp (pSv cm2)'!$A$2:$A$52,MATCH($C47,'hp (pSv cm2)'!$A$2:$A$52,1))),$C47*'hp (pSv cm2)'!$B$2/'hp (pSv cm2)'!$A$2)","v":0.60094608999999999},1.382176007E-6,{"$f":"_xlfn.IFNA(0.997*(INDEX('Mass attenuation coefficients'!$B$2:$B$37,MATCH($C47,'Mass attenuation coefficients'!$A$2:$A$37,1))+($C47-INDEX('Mass attenuation coefficients'!$A$2:$A$37,MATCH($C47,'Mass attenuation coefficients'!$A$2:$A$37,1)))*(INDEX('Mass attenuation coefficients'!$B$2:$B$37,MATCH($C47,'Mass attenuation coefficients'!$A$2:$A$37,1)+1)-INDEX('Mass attenuation coefficients'!$B$2:$B$37,MATCH($C47,'Mass attenuation coefficients'!$A$2:$A$37,1)))/(INDEX('Mass attenuation coefficients'!$A$2:$A$37,MATCH($C47,'Mass attenuation coefficients'!$A$2:$A$37,1)+1)-INDEX('Mass attenuation coefficients'!$A$2:$A$37,MATCH($C47,'Mass attenuation coefficients'!$A$2:$A$37,1)))),0.997*$C47*'Mass attenuation coefficients'!$B$2/'Mass attenuation coefficients'!$A$2)","v":0.16289320792599998},{"$f":"_xlfn.IFNA(INDEX('Shultis Faw'!$C$2:$C$26,MATCH($C47,'Shultis Faw'!$A$2:$A$26,1))+($C47-INDEX('Shultis Faw'!$A$2:$A$26,MATCH($C47,'Shultis Faw'!$A$2:$A$26,1)))*(INDEX('Shultis Faw'!$C$2:$C$26,MATCH($C47,'Shultis Faw'!$A$2:$A$26,1)+1)-INDEX('Shultis Faw'!$C$2:$C$26,MATCH($C47,'Shultis Faw'!$A$2:$A$26,1)))/(INDEX('Shultis Faw'!$A$2:$A$26,MATCH($C47,'Shultis Faw'!$A$2:$A$26,1)+1)-INDEX('Shultis Faw'!$A$2:$A$26,MATCH($C47,'Shultis Faw'!$A$2:$A$26,1))),$C47*'Shultis Faw'!$C$2/'Shultis Faw'!$A$2)","v":4.3855471399999999},{"$f":"_xlfn.IFNA(INDEX('Shultis Faw'!$D$2:$D$26,MATCH($C47,'Shultis Faw'!$A$2:$A$26,1))+($C47-INDEX('Shultis Faw'!$A$2:$A$26,MATCH($C47,'Shultis Faw'!$A$2:$A$26,1)))*(INDEX('Shultis Faw'!$D$2:$D$26,MATCH($C47,'Shultis Faw'!$A$2:$A$26,1)+1)-INDEX('Shultis Faw'!$D$2:$D$26,MATCH($C47,'Shultis Faw'!$A$2:$A$26,1)))/(INDEX('Shultis Faw'!$A$2:$A$26,MATCH($C47,'Shultis Faw'!$A$2:$A$26,1)+1)-INDEX('Shultis Faw'!$A$2:$A$26,MATCH($C47,'Shultis Faw'!$A$2:$A$26,1))),$C47*'Shultis Faw'!$D$2/'Shultis Faw'!$A$2)","v":2.2286064100000003},{"$f":"_xlfn.IFNA(INDEX('Shultis Faw'!$B$2:$B$26,MATCH($C47,'Shultis Faw'!$A$2:$A$26,1))+($C47-INDEX('Shultis Faw'!$A$2:$A$26,MATCH($C47,'Shultis Faw'!$A$2:$A$26,1)))*(INDEX('Shultis Faw'!$B$2:$B$26,MATCH($C47,'Shultis Faw'!$A$2:$A$26,1)+1)-INDEX('Shultis Faw'!$B$2:$B$26,MATCH($C47,'Shultis Faw'!$A$2:$A$26,1)))/(INDEX('Shultis Faw'!$A$2:$A$26,MATCH($C47,'Shultis Faw'!$A$2:$A$26,1)+1)-INDEX('Shultis Faw'!$A$2:$A$26,MATCH($C47,'Shultis Faw'!$A$2:$A$26,1))),$C47*'Shultis Faw'!$B$2/'Shultis Faw'!$A$2)","v":-0.18563779},{"$f":"_xlfn.IFNA(INDEX('Shultis Faw'!$E$2:$E$26,MATCH($C47,'Shultis Faw'!$A$2:$A$26,1))+($C47-INDEX('Shultis Faw'!$A$2:$A$26,MATCH($C47,'Shultis Faw'!$A$2:$A$26,1)))*(INDEX('Shultis Faw'!$E$2:$E$26,MATCH($C47,'Shultis Faw'!$A$2:$A$26,1)+1)-INDEX('Shultis Faw'!$E$2:$E$26,MATCH($C47,'Shultis Faw'!$A$2:$A$26,1)))/(INDEX('Shultis Faw'!$A$2:$A$26,MATCH($C47,'Shultis Faw'!$A$2:$A$26,1)+1)-INDEX('Shultis Faw'!$A$2:$A$26,MATCH($C47,'Shultis Faw'!$A$2:$A$26,1))),$C47*'Shultis Faw'!$E$2/'Shultis Faw'!$A$2)","v":8.0825171000000001E-2},{"$f":"_xlfn.IFNA(INDEX('Shultis Faw'!$F$2:$F$26,MATCH($C47,'Shultis Faw'!$A$2:$A$26,1))+($C47-INDEX('Shultis Faw'!$A$2:$A$26,MATCH($C47,'Shultis Faw'!$A$2:$A$26,1)))*(INDEX('Shultis Faw'!$F$2:$F$26,MATCH($C47,'Shultis Faw'!$A$2:$A$26,1)+1)-INDEX('Shultis Faw'!$F$2:$F$26,MATCH($C47,'Shultis Faw'!$A$2:$A$26,1)))/(INDEX('Shultis Faw'!$A$2:$A$26,MATCH($C47,'Shultis Faw'!$A$2:$A$26,1)+1)-INDEX('Shultis Faw'!$A$2:$A$26,MATCH($C47,'Shultis Faw'!$A$2:$A$26,1))),$C47*'Shultis Faw'!$F$2/'Shultis Faw'!$A$2)","v":13.641500600000001},{"$f":"J47*(H47*'Externe blootstelling'!$D$23/2)^K47+L47*(TANH(((H47*'Externe blootstelling'!$D$23)/(2*M47))-2)-TANH(-2))/(1-TANH(-2))","v":1.8886431539185526},{"$f":"IF(N47=1,1+(I47-1)*H47*'Externe blootstelling'!$D$23/2,1+(I47-1)*(N47^(H47*'Externe blootstelling'!$D$23/2)-1)/(N47-1))","v":15.205677758875845},{"$f":"G47*EXP(-H47*'Externe blootstelling'!$D$23/2)*O47","v":1.8256386115249806E-6}]
[null," g ",0.15162440000000002,2.4259904000000004E-14,1.033E-4,{"$f":"_xlfn.IFNA(INDEX('hp (pSv cm2)'!$B$2:$B$52,MATCH($C48,'hp (pSv cm2)'!$A$2:$A$52,1))+($C48-INDEX('hp (pSv cm2)'!$A$2:$A$52,MATCH($C48,'hp (pSv cm2)'!$A$2:$A$52,1)))*(INDEX('hp (pSv cm2)'!$B$2:$B$52,MATCH($C48,'hp (pSv cm2)'!$A$2:$A$52,1)+1)-INDEX('hp (pSv cm2)'!$B$2:$B$52,MATCH($C48,'hp (pSv cm2)'!$A$2:$A$52,1)))/(INDEX('hp (pSv cm2)'!$A$2:$A$52,MATCH($C48,'hp (pSv cm2)'!$A$2:$A$52,1)+1)-INDEX('hp (pSv cm2)'!$A$2:$A$52,MATCH($C48,'hp (pSv cm2)'!$A$2:$A$52,1))),$C48*'hp (pSv cm2)'!$B$2/'hp (pSv cm2)'!$A$2)","v":0.75521946400000017},7.8014170631200022E-5,{"$f":"_xlfn.IFNA(0.997*(INDEX('Mass attenuation coefficients'!$B$2:$B$37,MATCH($C48,'Mass attenuation coefficients'!$A$2:$A$37,1))+($C48-INDEX('Mass attenuation coefficients'!$A$2:$A$37,MATCH($C48,'Mass attenuation coefficients'!$A$2:$A$37,1)))*(INDEX('Mass attenuation coefficients'!$B$2:$B$37,MATCH($C48,'Mass attenuation coefficients'!$A$2:$A$37,1)+1)-INDEX('Mass attenuation coefficients'!$B$2:$B$37,MATCH($C48,'Mass attenuation coefficients'!$A$2:$A$37,1)))/(INDEX('Mass attenuation coefficients'!$A$2:$A$37,MATCH($C48,'Mass attenuation coefficients'!$A$2:$A$37,1)+1)-INDEX('Mass attenuation coefficients'!$A$2:$A$37,MATCH($C48,'Mass attenuation coefficients'!$A$2:$A$37,1)))),0.997*$C48*'Mass attenuation coefficients'!$B$2/'Mass attenuation coefficients'!$A$2)","v":0.14961122776399999},{"$f":"_xlfn.IFNA(INDEX('Shultis Faw'!$C$2:$C$26,MATCH($C48,'Shultis Faw'!$A$2:$A$26,1))+($C48-INDEX('Shultis Faw'!$A$2:$A$26,MATCH($C48,'Shultis Faw'!$A$2:$A$26,1)))*(INDEX('Shultis Faw'!$C$2:$C$26,MATCH($C48,'Shultis Faw'!$A$2:$A$26,1)+1)-INDEX('Shultis Faw'!$C$2:$C$26,MATCH($C48,'Shultis Faw'!$A$2:$A$26,1)))/(INDEX('Shultis Faw'!$A$2:$A$26,MATCH($C48,'Shultis Faw'!$A$2:$A$26,1)+1)-INDEX('Shultis Faw'!$A$2:$A$26,MATCH($C48,'Shultis Faw'!$A$2:$A$26,1))),$C48*'Shultis Faw'!$C$2/'Shultis Faw'!$A$2)","v":3.8833875279999996},{"$f":"_xlfn.IFNA(INDEX('Shultis Faw'!$D$2:$D$26,MATCH($C48,'Shultis Faw'!$A$2:$A$26,1))+($C48-INDEX('Shultis Faw'!$A$2:$A$26,MATCH($C48,'Shultis Faw'!$A$2:$A$26,1)))*(INDEX('Shultis Faw'!$D$2:$D$26,MATCH($C48,'Shultis Faw'!$A$2:$A$26,1)+1)-INDEX('Shultis Faw'!$D$2:$D$26,MATCH($C48,'Shultis Faw'!$A$2:$A$26,1)))/(INDEX('Shultis Faw'!$A$2:$A$26,MATCH($C48,'Shultis Faw'!$A$2:$A$26,1)+1)-INDEX('Shultis Faw'!$A$2:$A$26,MATCH($C48,'Shultis Faw'!$A$2:$A$26,1))),$C48*'Shultis Faw'!$D$2/'Shultis Faw'!$A$2)","v":2.2391410559999998},{"$f":"_xlfn.IFNA(INDEX('Shultis Faw'!$B$2:$B$26,MATCH($C48,'Shultis Faw'!$A$2:$A$26,1))+($C48-INDEX('Shultis Faw'!$A$2:$A$26,MATCH($C48,'Shultis Faw'!$A$2:$A$26,1)))*(INDEX('Shultis Faw'!$B$2:$B$26,MATCH($C48,'Shultis Faw'!$A$2:$A$26,1)+1)-INDEX('Shultis Faw'!$B$2:$B$26,MATCH($C48,'Shultis Faw'!$A$2:$A$26,1)))/(INDEX('Shultis Faw'!$A$2:$A$26,MATCH($C48,'Shultis Faw'!$A$2:$A$26,1)+1)-INDEX('Shultis Faw'!$A$2:$A$26,MATCH($C48,'Shultis Faw'!$A$2:$A$26,1))),$C48*'Shultis Faw'!$B$2/'Shultis Faw'!$A$2)","v":-0.184707608},{"$f":"_xlfn.IFNA(INDEX('Shultis Faw'!$E$2:$E$26,MATCH($C48,'Shultis Faw'!$A$2:$A$26,1))+($C48-INDEX('Shultis Faw'!$A$2:$A$26,MATCH($C48,'Shultis Faw'!$A$2:$A$26,1)))*(INDEX('Shultis Faw'!$E$2:$E$26,MATCH($C48,'Shultis Faw'!$A$2:$A$26,1)+1)-INDEX('Shultis Faw'!$E$2:$E$26,MATCH($C48,'Shultis Faw'!$A$2:$A$26,1)))/(INDEX('Shultis Faw'!$A$2:$A$26,MATCH($C48,'Shultis Faw'!$A$2:$A$26,1)+1)-INDEX('Shultis Faw'!$A$2:$A$26,MATCH($C48,'Shultis Faw'!$A$2:$A$26,1))),$C48*'Shultis Faw'!$E$2/'Shultis Faw'!$A$2)","v":7.7690253600000009E-2},{"$f":"_xlfn.IFNA(INDEX('Shultis Faw'!$F$2:$F$26,MATCH($C48,'Shultis Faw'!$A$2:$A$26,1))+($C48-INDEX('Shultis Faw'!$A$2:$A$26,MATCH($C48,'Shultis Faw'!$A$2:$A$26,1)))*(INDEX('Shultis Faw'!$F$2:$F$26,MATCH($C48,'Shultis Faw'!$A$2:$A$26,1)+1)-INDEX('Shultis Faw'!$F$2:$F$26,MATCH($C48,'Shultis Faw'!$A$2:$A$26,1)))/(INDEX('Shultis Faw'!$A$2:$A$26,MATCH($C48,'Shultis Faw'!$A$2:$A$26,1)+1)-INDEX('Shultis Faw'!$A$2:$A$26,MATCH($C48,'Shultis Faw'!$A$2:$A$26,1))),$C48*'Shultis Faw'!$F$2/'Shultis Faw'!$A$2)","v":14.20007128},{"$f":"J48*(H48*'Externe blootstelling'!$D$23/2)^K48+L48*(TANH(((H48*'Externe blootstelling'!$D$23)/(2*M48))-2)-TANH(-2))/(1-TANH(-2))","v":1.9291012511280163},{"$f":"IF(N48=1,1+(I48-1)*H48*'Externe blootstelling'!$D$23/2,1+(I48-1)*(N48^(H48*'Externe blootstelling'!$D$23/2)-1)/(N48-1))","v":11.455491739975384},{"$f":"G48*EXP(-H48*'Externe blootstelling'!$D$23/2)*O48","v":9.4745212165284326E-5}]
[null," g ",0.1665546,2.6648735999999999E-14,6.1E-6,{"$f":"_xlfn.IFNA(INDEX('hp (pSv cm2)'!$B$2:$B$52,MATCH($C49,'hp (pSv cm2)'!$A$2:$A$52,1))+($C49-INDEX('hp (pSv cm2)'!$A$2:$A$52,MATCH($C49,'hp (pSv cm2)'!$A$2:$A$52,1)))*(INDEX('hp (pSv cm2)'!$B$2:$B$52,MATCH($C49,'hp (pSv cm2)'!$A$2:$A$52,1)+1)-INDEX('hp (pSv cm2)'!$B$2:$B$52,MATCH($C49,'hp (pSv cm2)'!$A$2:$A$52,1)))/(INDEX('hp (pSv cm2)'!$A$2:$A$52,MATCH($C49,'hp (pSv cm2)'!$A$2:$A$52,1)+1)-INDEX('hp (pSv cm2)'!$A$2:$A$52,MATCH($C49,'hp (pSv cm2)'!$A$2:$A$52,1))),$C49*'hp (pSv cm2)'!$B$2/'hp (pSv cm2)'!$A$2)","v":0.83076627599999997},5.0676742835999998E-6,{"$f":"_xlfn.IFNA(0.997*(INDEX('Mass attenuation coefficients'!$B$2:$B$37,MATCH($C49,'Mass attenuation coefficients'!$A$2:$A$37,1))+($C49-INDEX('Mass attenuation coefficients'!$A$2:$A$37,MATCH($C49,'Mass attenuation coefficients'!$A$2:$A$37,1)))*(INDEX('Mass attenuation coefficients'!$B$2:$B$37,MATCH($C49,'Mass attenuation coefficients'!$A$2:$A$37,1)+1)-INDEX('Mass attenuation coefficients'!$B$2:$B$37,MATCH($C49,'Mass attenuation coefficients'!$A$2:$A$37,1)))/(INDEX('Mass attenuation coefficients'!$A$2:$A$37,MATCH($C49,'Mass attenuation coefficients'!$A$2:$A$37,1)+1)-INDEX('Mass attenuation coefficients'!$A$2:$A$37,MATCH($C49,'Mass attenuation coefficients'!$A$2:$A$37,1)))),0.997*$C49*'Mass attenuation coefficients'!$B$2/'Mass attenuation coefficients'!$A$2)","v":0.14559216722599999},{"$f":"_xlfn.IFNA(INDEX('Shultis Faw'!$C$2:$C$26,MATCH($C49,'Shultis Faw'!$A$2:$A$26,1))+($C49-INDEX('Shultis Faw'!$A$2:$A$26,MATCH($C49,'Shultis Faw'!$A$2:$A$26,1)))*(INDEX('Shultis Faw'!$C$2:$C$26,MATCH($C49,'Shultis Faw'!$A$2:$A$26,1)+1)-INDEX('Shultis Faw'!$C$2:$C$26,MATCH($C49,'Shultis Faw'!$A$2:$A$26,1)))/(INDEX('Shultis Faw'!$A$2:$A$26,MATCH($C49,'Shultis Faw'!$A$2:$A$26,1)+1)-INDEX('Shultis Faw'!$A$2:$A$26,MATCH($C49,'Shultis Faw'!$A$2:$A$26,1))),$C49*'Shultis Faw'!$C$2/'Shultis Faw'!$A$2)","v":3.7582724519999999},{"$f":"_xlfn.IFNA(INDEX('Shultis Faw'!$D$2:$D$26,MATCH($C49,'Shultis Faw'!$A$2:$A$26,1))+($C49-INDEX('Shultis Faw'!$A$2:$A$26,MATCH($C49,'Shultis Faw'!$A$2:$A$26,1)))*(INDEX('Shultis Faw'!$D$2:$D$26,MATCH($C49,'Shultis Faw'!$A$2:$A$26,1)+1)-INDEX('Shultis Faw'!$D$2:$D$26,MATCH($C49,'Shultis Faw'!$A$2:$A$26,1)))/(INDEX('Shultis Faw'!$A$2:$A$26,MATCH($C49,'Shultis Faw'!$A$2:$A$26,1)+1)-INDEX('Shultis Faw'!$A$2:$A$26,MATCH($C49,'Shultis Faw'!$A$2:$A$26,1))),$C49*'Shultis Faw'!$D$2/'Shultis Faw'!$A$2)","v":2.2128639039999998},{"$f":"_xlfn.IFNA(INDEX('Shultis Faw'!$B$2:$B$26,MATCH($C49,'Shultis Faw'!$A$2:$A$26,1))+($C49-INDEX('Shultis Faw'!$A$2:$A$26,MATCH($C49,'Shultis Faw'!$A$2:$A$26,1)))*(INDEX('Shultis Faw'!$B$2:$B$26,MATCH($C49,'Shultis Faw'!$A$2:$A$26,1)+1)-INDEX('Shultis Faw'!$B$2:$B$26,MATCH($C49,'Shultis Faw'!$A$2:$A$26,1)))/(INDEX('Shultis Faw'!$A$2:$A$26,MATCH($C49,'Shultis Faw'!$A$2:$A$26,1)+1)-INDEX('Shultis Faw'!$A$2:$A$26,MATCH($C49,'Shultis Faw'!$A$2:$A$26,1))),$C49*'Shultis Faw'!$B$2/'Shultis Faw'!$A$2)","v":-0.18202017200000001},{"$f":"_xlfn.IFNA(INDEX('Shultis Faw'!$E$2:$E$26,MATCH($C49,'Shultis Faw'!$A$2:$A$26,1))+($C49-INDEX('Shultis Faw'!$A$2:$A$26,MATCH($C49,'Shultis Faw'!$A$2:$A$26,1)))*(INDEX('Shultis Faw'!$E$2:$E$26,MATCH($C49,'Shultis Faw'!$A$2:$A$26,1)+1)-INDEX('Shultis Faw'!$E$2:$E$26,MATCH($C49,'Shultis Faw'!$A$2:$A$26,1)))/(INDEX('Shultis Faw'!$A$2:$A$26,MATCH($C49,'Shultis Faw'!$A$2:$A$26,1)+1)-INDEX('Shultis Faw'!$A$2:$A$26,MATCH($C49,'Shultis Faw'!$A$2:$A$26,1))),$C49*'Shultis Faw'!$E$2/'Shultis Faw'!$A$2)","v":7.7600672400000001E-2},{"$f":"_xlfn.IFNA(INDEX('Shultis Faw'!$F$2:$F$26,MATCH($C49,'Shultis Faw'!$A$2:$A$26,1))+($C49-INDEX('Shultis Faw'!$A$2:$A$26,MATCH($C49,'Shultis Faw'!$A$2:$A$26,1)))*(INDEX('Shultis Faw'!$F$2:$F$26,MATCH($C49,'Shultis Faw'!$A$2:$A$26,1)+1)-INDEX('Shultis Faw'!$F$2:$F$26,MATCH($C49,'Shultis Faw'!$A$2:$A$26,1)))/(INDEX('Shultis Faw'!$A$2:$A$26,MATCH($C49,'Shultis Faw'!$A$2:$A$26,1)+1)-INDEX('Shultis Faw'!$A$2:$A$26,MATCH($C49,'Shultis Faw'!$A$2:$A$26,1))),$C49*'Shultis Faw'!$F$2/'Shultis Faw'!$A$2)","v":14.292638519999999},{"$f":"J49*(H49*'Externe blootstelling'!$D$23/2)^K49+L49*(TANH(((H49*'Externe blootstelling'!$D$23)/(2*M49))-2)-TANH(-2))/(1-TANH(-2))","v":1.9200841761305916},{"$f":"IF(N49=1,1+(I49-1)*H49*'Externe blootstelling'!$D$23/2,1+(I49-1)*(N49^(H49*'Externe blootstelling'!$D$23/2)-1)/(N49-1))","v":10.463005240567799},{"$f":"G49*EXP(-H49*'Externe blootstelling'!$D$23/2)*O49","v":5.9705867642889737E-6}]
[null," g ",0.17230320000000002,2.7568511999999999E-14,3.9999999999999998E-6,{"$f":"_xlfn.IFNA(INDEX('hp (pSv cm2)'!$B$2:$B$52,MATCH($C50,'hp (pSv cm2)'!$A$2:$A$52,1))+($C50-INDEX('hp (pSv cm2)'!$A$2:$A$52,MATCH($C50,'hp (pSv cm2)'!$A$2:$A$52,1)))*(INDEX('hp (pSv cm2)'!$B$2:$B$52,MATCH($C50,'hp (pSv cm2)'!$A$2:$A$52,1)+1)-INDEX('hp (pSv cm2)'!$B$2:$B$52,MATCH($C50,'hp (pSv cm2)'!$A$2:$A$52,1)))/(INDEX('hp (pSv cm2)'!$A$2:$A$52,MATCH($C50,'hp (pSv cm2)'!$A$2:$A$52,1)+1)-INDEX('hp (pSv cm2)'!$A$2:$A$52,MATCH($C50,'hp (pSv cm2)'!$A$2:$A$52,1))),$C50*'hp (pSv cm2)'!$B$2/'hp (pSv cm2)'!$A$2)","v":0.85985419200000002},3.4394167679999999E-6,{"$f":"_xlfn.IFNA(0.997*(INDEX('Mass attenuation coefficients'!$B$2:$B$37,MATCH($C50,'Mass attenuation coefficients'!$A$2:$A$37,1))+($C50-INDEX('Mass attenuation coefficients'!$A$2:$A$37,MATCH($C50,'Mass attenuation coefficients'!$A$2:$A$37,1)))*(INDEX('Mass attenuation coefficients'!$B$2:$B$37,MATCH($C50,'Mass attenuation coefficients'!$A$2:$A$37,1)+1)-INDEX('Mass attenuation coefficients'!$B$2:$B$37,MATCH($C50,'Mass attenuation coefficients'!$A$2:$A$37,1)))/(INDEX('Mass attenuation coefficients'!$A$2:$A$37,MATCH($C50,'Mass attenuation coefficients'!$A$2:$A$37,1)+1)-INDEX('Mass attenuation coefficients'!$A$2:$A$37,MATCH($C50,'Mass attenuation coefficients'!$A$2:$A$37,1)))),0.997*$C50*'Mass attenuation coefficients'!$B$2/'Mass attenuation coefficients'!$A$2)","v":0.144044701592},{"$f":"_xlfn.IFNA(INDEX('Shultis Faw'!$C$2:$C$26,MATCH($C50,'Shultis Faw'!$A$2:$A$26,1))+($C50-INDEX('Shultis Faw'!$A$2:$A$26,MATCH($C50,'Shultis Faw'!$A$2:$A$26,1)))*(INDEX('Shultis Faw'!$C$2:$C$26,MATCH($C50,'Shultis Faw'!$A$2:$A$26,1)+1)-INDEX('Shultis Faw'!$C$2:$C$26,MATCH($C50,'Shultis Faw'!$A$2:$A$26,1)))/(INDEX('Shultis Faw'!$A$2:$A$26,MATCH($C50,'Shultis Faw'!$A$2:$A$26,1)+1)-INDEX('Shultis Faw'!$A$2:$A$26,MATCH($C50,'Shultis Faw'!$A$2:$A$26,1))),$C50*'Shultis Faw'!$C$2/'Shultis Faw'!$A$2)","v":3.7100991839999997},{"$f":"_xlfn.IFNA(INDEX('Shultis Faw'!$D$2:$D$26,MATCH($C50,'Shultis Faw'!$A$2:$A$26,1))+($C50-INDEX('Shultis Faw'!$A$2:$A$26,MATCH($C50,'Shultis Faw'!$A$2:$A$26,1)))*(INDEX('Shultis Faw'!$D$2:$D$26,MATCH($C50,'Shultis Faw'!$A$2:$A$26,1)+1)-INDEX('Shultis Faw'!$D$2:$D$26,MATCH($C50,'Shultis Faw'!$A$2:$A$26,1)))/(INDEX('Shultis Faw'!$A$2:$A$26,MATCH($C50,'Shultis Faw'!$A$2:$A$26,1)+1)-INDEX('Shultis Faw'!$A$2:$A$26,MATCH($C50,'Shultis Faw'!$A$2:$A$26,1))),$C50*'Shultis Faw'!$D$2/'Shultis Faw'!$A$2)","v":2.2027463680000001},{"$f":"_xlfn.IFNA(INDEX('Shultis Faw'!$B$2:$B$26,MATCH($C50,'Shultis Faw'!$A$2:$A$26,1))+($C50-INDEX('Shultis Faw'!$A$2:$A$26,MATCH($C50,'Shultis Faw'!$A$2:$A$26,1)))*(INDEX('Shultis Faw'!$B$2:$B$26,MATCH($C50,'Shultis Faw'!$A$2:$A$26,1)+1)-INDEX('Shultis Faw'!$B$2:$B$26,MATCH($C50,'Shultis Faw'!$A$2:$A$26,1)))/(INDEX('Shultis Faw'!$A$2:$A$26,MATCH($C50,'Shultis Faw'!$A$2:$A$26,1)+1)-INDEX('Shultis Faw'!$A$2:$A$26,MATCH($C50,'Shultis Faw'!$A$2:$A$26,1))),$C50*'Shultis Faw'!$B$2/'Shultis Faw'!$A$2)","v":-0.18098542399999998},{"$f":"_xlfn.IFNA(INDEX('Shultis Faw'!$E$2:$E$26,MATCH($C50,'Shultis Faw'!$A$2:$A$26,1))+($C50-INDEX('Shultis Faw'!$A$2:$A$26,MATCH($C50,'Shultis Faw'!$A$2:$A$26,1)))*(INDEX('Shultis Faw'!$E$2:$E$26,MATCH($C50,'Shultis Faw'!$A$2:$A$26,1)+1)-INDEX('Shultis Faw'!$E$2:$E$26,MATCH($C50,'Shultis Faw'!$A$2:$A$26,1)))/(INDEX('Shultis Faw'!$A$2:$A$26,MATCH($C50,'Shultis Faw'!$A$2:$A$26,1)+1)-INDEX('Shultis Faw'!$A$2:$A$26,MATCH($C50,'Shultis Faw'!$A$2:$A$26,1))),$C50*'Shultis Faw'!$E$2/'Shultis Faw'!$A$2)","v":7.7566180799999995E-2},{"$f":"_xlfn.IFNA(INDEX('Shultis Faw'!$F$2:$F$26,MATCH($C50,'Shultis Faw'!$A$2:$A$26,1))+($C50-INDEX('Shultis Faw'!$A$2:$A$26,MATCH($C50,'Shultis Faw'!$A$2:$A$26,1)))*(INDEX('Shultis Faw'!$F$2:$F$26,MATCH($C50,'Shultis Faw'!$A$2:$A$26,1)+1)-INDEX('Shultis Faw'!$F$2:$F$26,MATCH($C50,'Shultis Faw'!$A$2:$A$26,1)))/(INDEX('Shultis Faw'!$A$2:$A$26,MATCH($C50,'Shultis Faw'!$A$2:$A$26,1)+1)-INDEX('Shultis Faw'!$A$2:$A$26,MATCH($C50,'Shultis Faw'!$A$2:$A$26,1))),$C50*'Shultis Faw'!$F$2/'Shultis Faw'!$A$2)","v":14.32827984},{"$f":"J50*(H50*'Externe blootstelling'!$D$23/2)^K50+L50*(TANH(((H50*'Externe blootstelling'!$D$23)/(2*M50))-2)-TANH(-2))/(1-TANH(-2))","v":1.9165468616119432},{"$f":"IF(N50=1,1+(I50-1)*H50*'Externe blootstelling'!$D$23/2,1+(I50-1)*(N50^(H50*'Externe blootstelling'!$D$23/2)-1)/(N50-1))","v":10.100771434865143},{"$f":"G50*EXP(-H50*'Externe blootstelling'!$D$23/2)*O50","v":4.0037971149011694E-6}]
[null," g ",0.17285307,2.76564912E-14,7.36E-4,{"$f":"_xlfn.IFNA(INDEX('hp (pSv cm2)'!$B$2:$B$52,MATCH($C51,'hp (pSv cm2)'!$A$2:$A$52,1))+($C51-INDEX('hp (pSv cm2)'!$A$2:$A$52,MATCH($C51,'hp (pSv cm2)'!$A$2:$A$52,1)))*(INDEX('hp (pSv cm2)'!$B$2:$B$52,MATCH($C51,'hp (pSv cm2)'!$A$2:$A$52,1)+1)-INDEX('hp (pSv cm2)'!$B$2:$B$52,MATCH($C51,'hp (pSv cm2)'!$A$2:$A$52,1)))/(INDEX('hp (pSv cm2)'!$A$2:$A$52,MATCH($C51,'hp (pSv cm2)'!$A$2:$A$52,1)+1)-INDEX('hp (pSv cm2)'!$A$2:$A$52,MATCH($C51,'hp (pSv cm2)'!$A$2:$A$52,1))),$C51*'hp (pSv cm2)'!$B$2/'hp (pSv cm2)'!$A$2)","v":0.86263653419999997},6.3490048917119995E-4,{"$f":"_xlfn.IFNA(0.997*(INDEX('Mass attenuation coefficients'!$B$2:$B$37,MATCH($C51,'Mass attenuation coefficients'!$A$2:$A$37,1))+($C51-INDEX('Mass attenuation coefficients'!$A$2:$A$37,MATCH($C51,'Mass attenuation coefficients'!$A$2:$A$37,1)))*(INDEX('Mass attenuation coefficients'!$B$2:$B$37,MATCH($C51,'Mass attenuation coefficients'!$A$2:$A$37,1)+1)-INDEX('Mass attenuation coefficients'!$B$2:$B$37,MATCH($C51,'Mass attenuation coefficients'!$A$2:$A$37,1)))/(INDEX('Mass attenuation coefficients'!$A$2:$A$37,MATCH($C51,'Mass attenuation coefficients'!$A$2:$A$37,1)+1)-INDEX('Mass attenuation coefficients'!$A$2:$A$37,MATCH($C51,'Mass attenuation coefficients'!$A$2:$A$37,1)))),0.997*$C51*'Mass attenuation coefficients'!$B$2/'Mass attenuation coefficients'!$A$2)","v":0.14389668208670001},{"$f":"_xlfn.IFNA(INDEX('Shultis Faw'!$C$2:$C$26,MATCH($C51,'Shultis Faw'!$A$2:$A$26,1))+($C51-INDEX('Shultis Faw'!$A$2:$A$26,MATCH($C51,'Shultis Faw'!$A$2:$A$26,1)))*(INDEX('Shultis Faw'!$C$2:$C$26,MATCH($C51,'Shultis Faw'!$A$2:$A$26,1)+1)-INDEX('Shultis Faw'!$C$2:$C$26,MATCH($C51,'Shultis Faw'!$A$2:$A$26,1)))/(INDEX('Shultis Faw'!$A$2:$A$26,MATCH($C51,'Shultis Faw'!$A$2:$A$26,1)+1)-INDEX('Shultis Faw'!$A$2:$A$26,MATCH($C51,'Shultis Faw'!$A$2:$A$26,1))),$C51*'Shultis Faw'!$C$2/'Shultis Faw'!$A$2)","v":3.7054912733999998},{"$f":"_xlfn.IFNA(INDEX('Shultis Faw'!$D$2:$D$26,MATCH($C51,'Shultis Faw'!$A$2:$A$26,1))+($C51-INDEX('Shultis Faw'!$A$2:$A$26,MATCH($C51,'Shultis Faw'!$A$2:$A$26,1)))*(INDEX('Shultis Faw'!$D$2:$D$26,MATCH($C51,'Shultis Faw'!$A$2:$A$26,1)+1)-INDEX('Shultis Faw'!$D$2:$D$26,MATCH($C51,'Shultis Faw'!$A$2:$A$26,1)))/(INDEX('Shultis Faw'!$A$2:$A$26,MATCH($C51,'Shultis Faw'!$A$2:$A$26,1)+1)-INDEX('Shultis Faw'!$A$2:$A$26,MATCH($C51,'Shultis Faw'!$A$2:$A$26,1))),$C51*'Shultis Faw'!$D$2/'Shultis Faw'!$A$2)","v":2.2017785968000001},{"$f":"_xlfn.IFNA(INDEX('Shultis Faw'!$B$2:$B$26,MATCH($C51,'Shultis Faw'!$A$2:$A$26,1))+($C51-INDEX('Shultis Faw'!$A$2:$A$26,MATCH($C51,'Shultis Faw'!$A$2:$A$26,1)))*(INDEX('Shultis Faw'!$B$2:$B$26,MATCH($C51,'Shultis Faw'!$A$2:$A$26,1)+1)-INDEX('Shultis Faw'!$B$2:$B$26,MATCH($C51,'Shultis Faw'!$A$2:$A$26,1)))/(INDEX('Shultis Faw'!$A$2:$A$26,MATCH($C51,'Shultis Faw'!$A$2:$A$26,1)+1)-INDEX('Shultis Faw'!$A$2:$A$26,MATCH($C51,'Shultis Faw'!$A$2:$A$26,1))),$C51*'Shultis Faw'!$B$2/'Shultis Faw'!$A$2)","v":-0.18088644739999998},{"$f":"_xlfn.IFNA(INDEX('Shultis Faw'!$E$2:$E$26,MATCH($C51,'Shultis Faw'!$A$2:$A$26,1))+($C51-INDEX('Shultis Faw'!$A$2:$A$26,MATCH($C51,'Shultis Faw'!$A$2:$A$26,1)))*(INDEX('Shultis Faw'!$E$2:$E$26,MATCH($C51,'Shultis Faw'!$A$2:$A$26,1)+1)-INDEX('Shultis Faw'!$E$2:$E$26,MATCH($C51,'Shultis Faw'!$A$2:$A$26,1)))/(INDEX('Shultis Faw'!$A$2:$A$26,MATCH($C51,'Shultis Faw'!$A$2:$A$26,1)+1)-INDEX('Shultis Faw'!$A$2:$A$26,MATCH($C51,'Shultis Faw'!$A$2:$A$26,1))),$C51*'Shultis Faw'!$E$2/'Shultis Faw'!$A$2)","v":7.7562881580000007E-2},{"$f":"_xlfn.IFNA(INDEX('Shultis Faw'!$F$2:$F$26,MATCH($C51,'Shultis Faw'!$A$2:$A$26,1))+($C51-INDEX('Shultis Faw'!$A$2:$A$26,MATCH($C51,'Shultis Faw'!$A$2:$A$26,1)))*(INDEX('Shultis Faw'!$F$2:$F$26,MATCH($C51,'Shultis Faw'!$A$2:$A$26,1)+1)-INDEX('Shultis Faw'!$F$2:$F$26,MATCH($C51,'Shultis Faw'!$A$2:$A$26,1)))/(INDEX('Shultis Faw'!$A$2:$A$26,MATCH($C51,'Shultis Faw'!$A$2:$A$26,1)+1)-INDEX('Shultis Faw'!$A$2:$A$26,MATCH($C51,'Shultis Faw'!$A$2:$A$26,1))),$C51*'Shultis Faw'!$F$2/'Shultis Faw'!$A$2)","v":14.331689034},{"$f":"J51*(H51*'Externe blootstelling'!$D$23/2)^K51+L51*(TANH(((H51*'Externe blootstelling'!$D$23)/(2*M51))-2)-TANH(-2))/(1-TANH(-2))","v":1.9162066017313253},{"$f":"IF(N51=1,1+(I51-1)*H51*'Externe blootstelling'!$D$23/2,1+(I51-1)*(N51^(H51*'Externe blootstelling'!$D$23/2)-1)/(N51-1))","v":10.066684629710242},{"$f":"G51*EXP(-H51*'Externe blootstelling'!$D$23/2)*O51","v":7.382255974319493E-4}]
[null," g ",0.41205000000000003,6.5927999999999997E-14,1.91E-5,{"$f":"_xlfn.IFNA(INDEX('hp (pSv cm2)'!$B$2:$B$52,MATCH($C52,'hp (pSv cm2)'!$A$2:$A$52,1))+($C52-INDEX('hp (pSv cm2)'!$A$2:$A$52,MATCH($C52,'hp (pSv cm2)'!$A$2:$A$52,1)))*(INDEX('hp (pSv cm2)'!$B$2:$B$52,MATCH($C52,'hp (pSv cm2)'!$A$2:$A$52,1)+1)-INDEX('hp (pSv cm2)'!$B$2:$B$52,MATCH($C52,'hp (pSv cm2)'!$A$2:$A$52,1)))/(INDEX('hp (pSv cm2)'!$A$2:$A$52,MATCH($C52,'hp (pSv cm2)'!$A$2:$A$52,1)+1)-INDEX('hp (pSv cm2)'!$A$2:$A$52,MATCH($C52,'hp (pSv cm2)'!$A$2:$A$52,1))),$C52*'hp (pSv cm2)'!$B$2/'hp (pSv cm2)'!$A$2)","v":2.056635},3.9281728500000002E-5,{"$f":"_xlfn.IFNA(0.997*(INDEX('Mass attenuation coefficients'!$B$2:$B$37,MATCH($C52,'Mass attenuation coefficients'!$A$2:$A$37,1))+($C52-INDEX('Mass attenuation coefficients'!$A$2:$A$37,MATCH($C52,'Mass attenuation coefficients'!$A$2:$A$37,1)))*(INDEX('Mass attenuation coefficients'!$B$2:$B$37,MATCH($C52,'Mass attenuation coefficients'!$A$2:$A$37,1)+1)-INDEX('Mass attenuation coefficients'!$B$2:$B$37,MATCH($C52,'Mass attenuation coefficients'!$A$2:$A$37,1)))/(INDEX('Mass attenuation coefficients'!$A$2:$A$37,MATCH($C52,'Mass attenuation coefficients'!$A$2:$A$37,1)+1)-INDEX('Mass attenuation coefficients'!$A$2:$A$37,MATCH($C52,'Mass attenuation coefficients'!$A$2:$A$37,1)))),0.997*$C52*'Mass attenuation coefficients'!$B$2/'Mass attenuation coefficients'!$A$2)","v":0.104672821645},{"$f":"_xlfn.IFNA(INDEX('Shultis Faw'!$C$2:$C$26,MATCH($C52,'Shultis Faw'!$A$2:$A$26,1))+($C52-INDEX('Shultis Faw'!$A$2:$A$26,MATCH($C52,'Shultis Faw'!$A$2:$A$26,1)))*(INDEX('Shultis Faw'!$C$2:$C$26,MATCH($C52,'Shultis Faw'!$A$2:$A$26,1)+1)-INDEX('Shultis Faw'!$C$2:$C$26,MATCH($C52,'Shultis Faw'!$A$2:$A$26,1)))/(INDEX('Shultis Faw'!$A$2:$A$26,MATCH($C52,'Shultis Faw'!$A$2:$A$26,1)+1)-INDEX('Shultis Faw'!$A$2:$A$26,MATCH($C52,'Shultis Faw'!$A$2:$A$26,1))),$C52*'Shultis Faw'!$C$2/'Shultis Faw'!$A$2)","v":2.64072},{"$f":"_xlfn.IFNA(INDEX('Shultis Faw'!$D$2:$D$26,MATCH($C52,'Shultis Faw'!$A$2:$A$26,1))+($C52-INDEX('Shultis Faw'!$A$2:$A$26,MATCH($C52,'Shultis Faw'!$A$2:$A$26,1)))*(INDEX('Shultis Faw'!$D$2:$D$26,MATCH($C52,'Shultis Faw'!$A$2:$A$26,1)+1)-INDEX('Shultis Faw'!$D$2:$D$26,MATCH($C52,'Shultis Faw'!$A$2:$A$26,1)))/(INDEX('Shultis Faw'!$A$2:$A$26,MATCH($C52,'Shultis Faw'!$A$2:$A$26,1)+1)-INDEX('Shultis Faw'!$A$2:$A$26,MATCH($C52,'Shultis Faw'!$A$2:$A$26,1))),$C52*'Shultis Faw'!$D$2/'Shultis Faw'!$A$2)","v":1.8680219999999998},{"$f":"_xlfn.IFNA(INDEX('Shultis Faw'!$B$2:$B$26,MATCH($C52,'Shultis Faw'!$A$2:$A$26,1))+($C52-INDEX('Shultis Faw'!$A$2:$A$26,MATCH($C52,'Shultis Faw'!$A$2:$A$26,1)))*(INDEX('Shultis Faw'!$B$2:$B$26,MATCH($C52,'Shultis Faw'!$A$2:$A$26,1)+1)-INDEX('Shultis Faw'!$B$2:$B$26,MATCH($C52,'Shultis Faw'!$A$2:$A$26,1)))/(INDEX('Shultis Faw'!$A$2:$A$26,MATCH($C52,'Shultis Faw'!$A$2:$A$26,1)+1)-INDEX('Shultis Faw'!$A$2:$A$26,MATCH($C52,'Shultis Faw'!$A$2:$A$26,1))),$C52*'Shultis Faw'!$B$2/'Shultis Faw'!$A$2)","v":-0.147313},{"$f":"_xlfn.IFNA(INDEX('Shultis Faw'!$E$2:$E$26,MATCH($C52,'Shultis Faw'!$A$2:$A$26,1))+($C52-INDEX('Shultis Faw'!$A$2:$A$26,MATCH($C52,'Shultis Faw'!$A$2:$A$26,1)))*(INDEX('Shultis Faw'!$E$2:$E$26,MATCH($C52,'Shultis Faw'!$A$2:$A$26,1)+1)-INDEX('Shultis Faw'!$E$2:$E$26,MATCH($C52,'Shultis Faw'!$A$2:$A$26,1)))/(INDEX('Shultis Faw'!$A$2:$A$26,MATCH($C52,'Shultis Faw'!$A$2:$A$26,1)+1)-INDEX('Shultis Faw'!$A$2:$A$26,MATCH($C52,'Shultis Faw'!$A$2:$A$26,1))),$C52*'Shultis Faw'!$E$2/'Shultis Faw'!$A$2)","v":5.8909549999999998E-2},{"$f":"_xlfn.IFNA(INDEX('Shultis Faw'!$F$2:$F$26,MATCH($C52,'Shultis Faw'!$A$2:$A$26,1))+($C52-INDEX('Shultis Faw'!$A$2:$A$26,MATCH($C52,'Shultis Faw'!$A$2:$A$26,1)))*(INDEX('Shultis Faw'!$F$2:$F$26,MATCH($C52,'Shultis Faw'!$A$2:$A$26,1)+1)-INDEX('Shultis Faw'!$F$2:$F$26,MATCH($C52,'Shultis Faw'!$A$2:$A$26,1)))/(INDEX('Shultis Faw'!$A$2:$A$26,MATCH($C52,'Shultis Faw'!$A$2:$A$26,1)+1)-INDEX('Shultis Faw'!$A$2:$A$26,MATCH($C52,'Shultis Faw'!$A$2:$A$26,1))),$C52*'Shultis Faw'!$F$2/'Shultis Faw'!$A$2)","v":14.250845},{"$f":"J52*(H52*'Externe blootstelling'!$D$23/2)^K52+L52*(TANH(((H52*'Externe blootstelling'!$D$23)/(2*M52))-2)-TANH(-2))/(1-TANH(-2))","v":1.7481724260220111},{"$f":"IF(N52=1,1+(I52-1)*H52*'Externe blootstelling'!$D$23/2,1+(I52-1)*(N52^(H52*'Externe blootstelling'!$D$23/2)-1)/(N52-1))","v":4.0782656660084076},{"$f":"G52*EXP(-H52*'Externe blootstelling'!$D$23/2)*O52","v":3.3326036841634268E-5}]
[null," g ",0.4244,6.7903999999999993E-14,1.95E-5,{"$f":"_xlfn.IFNA(INDEX('hp (pSv cm2)'!$B$2:$B$52,MATCH($C53,'hp (pSv cm2)'!$A$2:$A$52,1))+($C53-INDEX('hp (pSv cm2)'!$A$2:$A$52,MATCH($C53,'hp (pSv cm2)'!$A$2:$A$52,1)))*(INDEX('hp (pSv cm2)'!$B$2:$B$52,MATCH($C53,'hp (pSv cm2)'!$A$2:$A$52,1)+1)-INDEX('hp (pSv cm2)'!$B$2:$B$52,MATCH($C53,'hp (pSv cm2)'!$A$2:$A$52,1)))/(INDEX('hp (pSv cm2)'!$A$2:$A$52,MATCH($C53,'hp (pSv cm2)'!$A$2:$A$52,1)+1)-INDEX('hp (pSv cm2)'!$A$2:$A$52,MATCH($C53,'hp (pSv cm2)'!$A$2:$A$52,1))),$C53*'hp (pSv cm2)'!$B$2/'hp (pSv cm2)'!$A$2)","v":2.1146799999999999},4.1236259999999994E-5,{"$f":"_xlfn.IFNA(0.997*(INDEX('Mass attenuation coefficients'!$B$2:$B$37,MATCH($C53,'Mass attenuation coefficients'!$A$2:$A$37,1))+($C53-INDEX('Mass attenuation coefficients'!$A$2:$A$37,MATCH($C53,'Mass attenuation coefficients'!$A$2:$A$37,1)))*(INDEX('Mass attenuation coefficients'!$B$2:$B$37,MATCH($C53,'Mass attenuation coefficients'!$A$2:$A$37,1)+1)-INDEX('Mass attenuation coefficients'!$B$2:$B$37,MATCH($C53,'Mass attenuation coefficients'!$A$2:$A$37,1)))/(INDEX('Mass attenuation coefficients'!$A$2:$A$37,MATCH($C53,'Mass attenuation coefficients'!$A$2:$A$37,1)+1)-INDEX('Mass attenuation coefficients'!$A$2:$A$37,MATCH($C53,'Mass attenuation coefficients'!$A$2:$A$37,1)))),0.997*$C53*'Mass attenuation coefficients'!$B$2/'Mass attenuation coefficients'!$A$2)","v":0.10353633636000001},{"$f":"_xlfn.IFNA(INDEX('Shultis Faw'!$C$2:$C$26,MATCH($C53,'Shultis Faw'!$A$2:$A$26,1))+($C53-INDEX('Shultis Faw'!$A$2:$A$26,MATCH($C53,'Shultis Faw'!$A$2:$A$26,1)))*(INDEX('Shultis Faw'!$C$2:$C$26,MATCH($C53,'Shultis Faw'!$A$2:$A$26,1)+1)-INDEX('Shultis Faw'!$C$2:$C$26,MATCH($C53,'Shultis Faw'!$A$2:$A$26,1)))/(INDEX('Shultis Faw'!$A$2:$A$26,MATCH($C53,'Shultis Faw'!$A$2:$A$26,1)+1)-INDEX('Shultis Faw'!$A$2:$A$26,MATCH($C53,'Shultis Faw'!$A$2:$A$26,1))),$C53*'Shultis Faw'!$C$2/'Shultis Faw'!$A$2)","v":2.6209600000000002},{"$f":"_xlfn.IFNA(INDEX('Shultis Faw'!$D$2:$D$26,MATCH($C53,'Shultis Faw'!$A$2:$A$26,1))+($C53-INDEX('Shultis Faw'!$A$2:$A$26,MATCH($C53,'Shultis Faw'!$A$2:$A$26,1)))*(INDEX('Shultis Faw'!$D$2:$D$26,MATCH($C53,'Shultis Faw'!$A$2:$A$26,1)+1)-INDEX('Shultis Faw'!$D$2:$D$26,MATCH($C53,'Shultis Faw'!$A$2:$A$26,1)))/(INDEX('Shultis Faw'!$A$2:$A$26,MATCH($C53,'Shultis Faw'!$A$2:$A$26,1)+1)-INDEX('Shultis Faw'!$A$2:$A$26,MATCH($C53,'Shultis Faw'!$A$2:$A$26,1))),$C53*'Shultis Faw'!$D$2/'Shultis Faw'!$A$2)","v":1.853696},{"$f":"_xlfn.IFNA(INDEX('Shultis Faw'!$B$2:$B$26,MATCH($C53,'Shultis Faw'!$A$2:$A$26,1))+($C53-INDEX('Shultis Faw'!$A$2:$A$26,MATCH($C53,'Shultis Faw'!$A$2:$A$26,1)))*(INDEX('Shultis Faw'!$B$2:$B$26,MATCH($C53,'Shultis Faw'!$A$2:$A$26,1)+1)-INDEX('Shultis Faw'!$B$2:$B$26,MATCH($C53,'Shultis Faw'!$A$2:$A$26,1)))/(INDEX('Shultis Faw'!$A$2:$A$26,MATCH($C53,'Shultis Faw'!$A$2:$A$26,1)+1)-INDEX('Shultis Faw'!$A$2:$A$26,MATCH($C53,'Shultis Faw'!$A$2:$A$26,1))),$C53*'Shultis Faw'!$B$2/'Shultis Faw'!$A$2)","v":-0.14558399999999999},{"$f":"_xlfn.IFNA(INDEX('Shultis Faw'!$E$2:$E$26,MATCH($C53,'Shultis Faw'!$A$2:$A$26,1))+($C53-INDEX('Shultis Faw'!$A$2:$A$26,MATCH($C53,'Shultis Faw'!$A$2:$A$26,1)))*(INDEX('Shultis Faw'!$E$2:$E$26,MATCH($C53,'Shultis Faw'!$A$2:$A$26,1)+1)-INDEX('Shultis Faw'!$E$2:$E$26,MATCH($C53,'Shultis Faw'!$A$2:$A$26,1)))/(INDEX('Shultis Faw'!$A$2:$A$26,MATCH($C53,'Shultis Faw'!$A$2:$A$26,1)+1)-INDEX('Shultis Faw'!$A$2:$A$26,MATCH($C53,'Shultis Faw'!$A$2:$A$26,1))),$C53*'Shultis Faw'!$E$2/'Shultis Faw'!$A$2)","v":5.8304399999999999E-2},{"$f":"_xlfn.IFNA(INDEX('Shultis Faw'!$F$2:$F$26,MATCH($C53,'Shultis Faw'!$A$2:$A$26,1))+($C53-INDEX('Shultis Faw'!$A$2:$A$26,MATCH($C53,'Shultis Faw'!$A$2:$A$26,1)))*(INDEX('Shultis Faw'!$F$2:$F$26,MATCH($C53,'Shultis Faw'!$A$2:$A$26,1)+1)-INDEX('Shultis Faw'!$F$2:$F$26,MATCH($C53,'Shultis Faw'!$A$2:$A$26,1)))/(INDEX('Shultis Faw'!$A$2:$A$26,MATCH($C53,'Shultis Faw'!$A$2:$A$26,1)+1)-INDEX('Shultis Faw'!$A$2:$A$26,MATCH($C53,'Shultis Faw'!$A$2:$A$26,1))),$C53*'Shultis Faw'!$F$2/'Shultis Faw'!$A$2)","v":14.26196},{"$f":"J53*(H53*'Externe blootstelling'!$D$23/2)^K53+L53*(TANH(((H53*'Externe blootstelling'!$D$23)/(2*M53))-2)-TANH(-2))/(1-TANH(-2))","v":1.738876067776103},{"$f":"IF(N53=1,1+(I53-1)*H53*'Externe blootstelling'!$D$23/2,1+(I53-1)*(N53^(H53*'Externe blootstelling'!$D$23/2)-1)/(N53-1))","v":3.9864074412862793},{"$f":"G53*EXP(-H53*'Externe blootstelling'!$D$23/2)*O53","v":3.478420330254356E-5}]
[null," g ",0.43689999999999996,6.9903999999999984E-14,1.5800000000000001E-5,{"$f":"_xlfn.IFNA(INDEX('hp (pSv cm2)'!$B$2:$B$52,MATCH($C54,'hp (pSv cm2)'!$A$2:$A$52,1))+($C54-INDEX('hp (pSv cm2)'!$A$2:$A$52,MATCH($C54,'hp (pSv cm2)'!$A$2:$A$52,1)))*(INDEX('hp (pSv cm2)'!$B$2:$B$52,MATCH($C54,'hp (pSv cm2)'!$A$2:$A$52,1)+1)-INDEX('hp (pSv cm2)'!$B$2:$B$52,MATCH($C54,'hp (pSv cm2)'!$A$2:$A$52,1)))/(INDEX('hp (pSv cm2)'!$A$2:$A$52,MATCH($C54,'hp (pSv cm2)'!$A$2:$A$52,1)+1)-INDEX('hp (pSv cm2)'!$A$2:$A$52,MATCH($C54,'hp (pSv cm2)'!$A$2:$A$52,1))),$C54*'hp (pSv cm2)'!$B$2/'hp (pSv cm2)'!$A$2)","v":2.1734299999999998},3.4340193999999997E-5,{"$f":"_xlfn.IFNA(0.997*(INDEX('Mass attenuation coefficients'!$B$2:$B$37,MATCH($C54,'Mass attenuation coefficients'!$A$2:$A$37,1))+($C54-INDEX('Mass attenuation coefficients'!$A$2:$A$37,MATCH($C54,'Mass attenuation coefficients'!$A$2:$A$37,1)))*(INDEX('Mass attenuation coefficients'!$B$2:$B$37,MATCH($C54,'Mass attenuation coefficients'!$A$2:$A$37,1)+1)-INDEX('Mass attenuation coefficients'!$B$2:$B$37,MATCH($C54,'Mass attenuation coefficients'!$A$2:$A$37,1)))/(INDEX('Mass attenuation coefficients'!$A$2:$A$37,MATCH($C54,'Mass attenuation coefficients'!$A$2:$A$37,1)+1)-INDEX('Mass attenuation coefficients'!$A$2:$A$37,MATCH($C54,'Mass attenuation coefficients'!$A$2:$A$37,1)))),0.997*$C54*'Mass attenuation coefficients'!$B$2/'Mass attenuation coefficients'!$A$2)","v":0.10238604761},{"$f":"_xlfn.IFNA(INDEX('Shultis Faw'!$C$2:$C$26,MATCH($C54,'Shultis Faw'!$A$2:$A$26,1))+($C54-INDEX('Shultis Faw'!$A$2:$A$26,MATCH($C54,'Shultis Faw'!$A$2:$A$26,1)))*(INDEX('Shultis Faw'!$C$2:$C$26,MATCH($C54,'Shultis Faw'!$A$2:$A$26,1)+1)-INDEX('Shultis Faw'!$C$2:$C$26,MATCH($C54,'Shultis Faw'!$A$2:$A$26,1)))/(INDEX('Shultis Faw'!$A$2:$A$26,MATCH($C54,'Shultis Faw'!$A$2:$A$26,1)+1)-INDEX('Shultis Faw'!$A$2:$A$26,MATCH($C54,'Shultis Faw'!$A$2:$A$26,1))),$C54*'Shultis Faw'!$C$2/'Shultis Faw'!$A$2)","v":2.6009600000000002},{"$f":"_xlfn.IFNA(INDEX('Shultis Faw'!$D$2:$D$26,MATCH($C54,'Shultis Faw'!$A$2:$A$26,1))+($C54-INDEX('Shultis Faw'!$A$2:$A$26,MATCH($C54,'Shultis Faw'!$A$2:$A$26,1)))*(INDEX('Shultis Faw'!$D$2:$D$26,MATCH($C54,'Shultis Faw'!$A$2:$A$26,1)+1)-INDEX('Shultis Faw'!$D$2:$D$26,MATCH($C54,'Shultis Faw'!$A$2:$A$26,1)))/(INDEX('Shultis Faw'!$A$2:$A$26,MATCH($C54,'Shultis Faw'!$A$2:$A$26,1)+1)-INDEX('Shultis Faw'!$A$2:$A$26,MATCH($C54,'Shultis Faw'!$A$2:$A$26,1))),$C54*'Shultis Faw'!$D$2/'Shultis Faw'!$A$2)","v":1.8391960000000001},{"$f":"_xlfn.IFNA(INDEX('Shultis Faw'!$B$2:$B$26,MATCH($C54,'Shultis Faw'!$A$2:$A$26,1))+($C54-INDEX('Shultis Faw'!$A$2:$A$26,MATCH($C54,'Shultis Faw'!$A$2:$A$26,1)))*(INDEX('Shultis Faw'!$B$2:$B$26,MATCH($C54,'Shultis Faw'!$A$2:$A$26,1)+1)-INDEX('Shultis Faw'!$B$2:$B$26,MATCH($C54,'Shultis Faw'!$A$2:$A$26,1)))/(INDEX('Shultis Faw'!$A$2:$A$26,MATCH($C54,'Shultis Faw'!$A$2:$A$26,1)+1)-INDEX('Shultis Faw'!$A$2:$A$26,MATCH($C54,'Shultis Faw'!$A$2:$A$26,1))),$C54*'Shultis Faw'!$B$2/'Shultis Faw'!$A$2)","v":-0.14383400000000002},{"$f":"_xlfn.IFNA(INDEX('Shultis Faw'!$E$2:$E$26,MATCH($C54,'Shultis Faw'!$A$2:$A$26,1))+($C54-INDEX('Shultis Faw'!$A$2:$A$26,MATCH($C54,'Shultis Faw'!$A$2:$A$26,1)))*(INDEX('Shultis Faw'!$E$2:$E$26,MATCH($C54,'Shultis Faw'!$A$2:$A$26,1)+1)-INDEX('Shultis Faw'!$E$2:$E$26,MATCH($C54,'Shultis Faw'!$A$2:$A$26,1)))/(INDEX('Shultis Faw'!$A$2:$A$26,MATCH($C54,'Shultis Faw'!$A$2:$A$26,1)+1)-INDEX('Shultis Faw'!$A$2:$A$26,MATCH($C54,'Shultis Faw'!$A$2:$A$26,1))),$C54*'Shultis Faw'!$E$2/'Shultis Faw'!$A$2)","v":5.7691900000000004E-2},{"$f":"_xlfn.IFNA(INDEX('Shultis Faw'!$F$2:$F$26,MATCH($C54,'Shultis Faw'!$A$2:$A$26,1))+($C54-INDEX('Shultis Faw'!$A$2:$A$26,MATCH($C54,'Shultis Faw'!$A$2:$A$26,1)))*(INDEX('Shultis Faw'!$F$2:$F$26,MATCH($C54,'Shultis Faw'!$A$2:$A$26,1)+1)-INDEX('Shultis Faw'!$F$2:$F$26,MATCH($C54,'Shultis Faw'!$A$2:$A$26,1)))/(INDEX('Shultis Faw'!$A$2:$A$26,MATCH($C54,'Shultis Faw'!$A$2:$A$26,1)+1)-INDEX('Shultis Faw'!$A$2:$A$26,MATCH($C54,'Shultis Faw'!$A$2:$A$26,1))),$C54*'Shultis Faw'!$F$2/'Shultis Faw'!$A$2)","v":14.273210000000001},{"$f":"J54*(H54*'Externe blootstelling'!$D$23/2)^K54+L54*(TANH(((H54*'Externe blootstelling'!$D$23)/(2*M54))-2)-TANH(-2))/(1-TANH(-2))","v":1.7293760318573694},{"$f":"IF(N54=1,1+(I54-1)*H54*'Externe blootstelling'!$D$23/2,1+(I54-1)*(N54^(H54*'Externe blootstelling'!$D$23/2)-1)/(N54-1))","v":3.8957264928224382},{"$f":"G54*EXP(-H54*'Externe blootstelling'!$D$23/2)*O54","v":2.8800880856237972E-5}]
[null," g ",0.44319999999999998,7.0911999999999991E-14,4.0999999999999997E-6,{"$f":"_xlfn.IFNA(INDEX('hp (pSv cm2)'!$B$2:$B$52,MATCH($C55,'hp (pSv cm2)'!$A$2:$A$52,1))+($C55-INDEX('hp (pSv cm2)'!$A$2:$A$52,MATCH($C55,'hp (pSv cm2)'!$A$2:$A$52,1)))*(INDEX('hp (pSv cm2)'!$B$2:$B$52,MATCH($C55,'hp (pSv cm2)'!$A$2:$A$52,1)+1)-INDEX('hp (pSv cm2)'!$B$2:$B$52,MATCH($C55,'hp (pSv cm2)'!$A$2:$A$52,1)))/(INDEX('hp (pSv cm2)'!$A$2:$A$52,MATCH($C55,'hp (pSv cm2)'!$A$2:$A$52,1)+1)-INDEX('hp (pSv cm2)'!$A$2:$A$52,MATCH($C55,'hp (pSv cm2)'!$A$2:$A$52,1))),$C55*'hp (pSv cm2)'!$B$2/'hp (pSv cm2)'!$A$2)","v":2.2030400000000001},9.0324640000000002E-6,{"$f":"_xlfn.IFNA(0.997*(INDEX('Mass attenuation coefficients'!$B$2:$B$37,MATCH($C55,'Mass attenuation coefficients'!$A$2:$A$37,1))+($C55-INDEX('Mass attenuation coefficients'!$A$2:$A$37,MATCH($C55,'Mass attenuation coefficients'!$A$2:$A$37,1)))*(INDEX('Mass attenuation coefficients'!$B$2:$B$37,MATCH($C55,'Mass attenuation coefficients'!$A$2:$A$37,1)+1)-INDEX('Mass attenuation coefficients'!$B$2:$B$37,MATCH($C55,'Mass attenuation coefficients'!$A$2:$A$37,1)))/(INDEX('Mass attenuation coefficients'!$A$2:$A$37,MATCH($C55,'Mass attenuation coefficients'!$A$2:$A$37,1)+1)-INDEX('Mass attenuation coefficients'!$A$2:$A$37,MATCH($C55,'Mass attenuation coefficients'!$A$2:$A$37,1)))),0.997*$C55*'Mass attenuation coefficients'!$B$2/'Mass attenuation coefficients'!$A$2)","v":0.10180630208000001},{"$f":"_xlfn.IFNA(INDEX('Shultis Faw'!$C$2:$C$26,MATCH($C55,'Shultis Faw'!$A$2:$A$26,1))+($C55-INDEX('Shultis Faw'!$A$2:$A$26,MATCH($C55,'Shultis Faw'!$A$2:$A$26,1)))*(INDEX('Shultis Faw'!$C$2:$C$26,MATCH($C55,'Shultis Faw'!$A$2:$A$26,1)+1)-INDEX('Shultis Faw'!$C$2:$C$26,MATCH($C55,'Shultis Faw'!$A$2:$A$26,1)))/(INDEX('Shultis Faw'!$A$2:$A$26,MATCH($C55,'Shultis Faw'!$A$2:$A$26,1)+1)-INDEX('Shultis Faw'!$A$2:$A$26,MATCH($C55,'Shultis Faw'!$A$2:$A$26,1))),$C55*'Shultis Faw'!$C$2/'Shultis Faw'!$A$2)","v":2.5908800000000003},{"$f":"_xlfn.IFNA(INDEX('Shultis Faw'!$D$2:$D$26,MATCH($C55,'Shultis Faw'!$A$2:$A$26,1))+($C55-INDEX('Shultis Faw'!$A$2:$A$26,MATCH($C55,'Shultis Faw'!$A$2:$A$26,1)))*(INDEX('Shultis Faw'!$D$2:$D$26,MATCH($C55,'Shultis Faw'!$A$2:$A$26,1)+1)-INDEX('Shultis Faw'!$D$2:$D$26,MATCH($C55,'Shultis Faw'!$A$2:$A$26,1)))/(INDEX('Shultis Faw'!$A$2:$A$26,MATCH($C55,'Shultis Faw'!$A$2:$A$26,1)+1)-INDEX('Shultis Faw'!$A$2:$A$26,MATCH($C55,'Shultis Faw'!$A$2:$A$26,1))),$C55*'Shultis Faw'!$D$2/'Shultis Faw'!$A$2)","v":1.831888},{"$f":"_xlfn.IFNA(INDEX('Shultis Faw'!$B$2:$B$26,MATCH($C55,'Shultis Faw'!$A$2:$A$26,1))+($C55-INDEX('Shultis Faw'!$A$2:$A$26,MATCH($C55,'Shultis Faw'!$A$2:$A$26,1)))*(INDEX('Shultis Faw'!$B$2:$B$26,MATCH($C55,'Shultis Faw'!$A$2:$A$26,1)+1)-INDEX('Shultis Faw'!$B$2:$B$26,MATCH($C55,'Shultis Faw'!$A$2:$A$26,1)))/(INDEX('Shultis Faw'!$A$2:$A$26,MATCH($C55,'Shultis Faw'!$A$2:$A$26,1)+1)-INDEX('Shultis Faw'!$A$2:$A$26,MATCH($C55,'Shultis Faw'!$A$2:$A$26,1))),$C55*'Shultis Faw'!$B$2/'Shultis Faw'!$A$2)","v":-0.142952},{"$f":"_xlfn.IFNA(INDEX('Shultis Faw'!$E$2:$E$26,MATCH($C55,'Shultis Faw'!$A$2:$A$26,1))+($C55-INDEX('Shultis Faw'!$A$2:$A$26,MATCH($C55,'Shultis Faw'!$A$2:$A$26,1)))*(INDEX('Shultis Faw'!$E$2:$E$26,MATCH($C55,'Shultis Faw'!$A$2:$A$26,1)+1)-INDEX('Shultis Faw'!$E$2:$E$26,MATCH($C55,'Shultis Faw'!$A$2:$A$26,1)))/(INDEX('Shultis Faw'!$A$2:$A$26,MATCH($C55,'Shultis Faw'!$A$2:$A$26,1)+1)-INDEX('Shultis Faw'!$A$2:$A$26,MATCH($C55,'Shultis Faw'!$A$2:$A$26,1))),$C55*'Shultis Faw'!$E$2/'Shultis Faw'!$A$2)","v":5.7383200000000002E-2},{"$f":"_xlfn.IFNA(INDEX('Shultis Faw'!$F$2:$F$26,MATCH($C55,'Shultis Faw'!$A$2:$A$26,1))+($C55-INDEX('Shultis Faw'!$A$2:$A$26,MATCH($C55,'Shultis Faw'!$A$2:$A$26,1)))*(INDEX('Shultis Faw'!$F$2:$F$26,MATCH($C55,'Shultis Faw'!$A$2:$A$26,1)+1)-INDEX('Shultis Faw'!$F$2:$F$26,MATCH($C55,'Shultis Faw'!$A$2:$A$26,1)))/(INDEX('Shultis Faw'!$A$2:$A$26,MATCH($C55,'Shultis Faw'!$A$2:$A$26,1)+1)-INDEX('Shultis Faw'!$A$2:$A$26,MATCH($C55,'Shultis Faw'!$A$2:$A$26,1))),$C55*'Shultis Faw'!$F$2/'Shultis Faw'!$A$2)","v":14.278880000000001},{"$f":"J55*(H55*'Externe blootstelling'!$D$23/2)^K55+L55*(TANH(((H55*'Externe blootstelling'!$D$23)/(2*M55))-2)-TANH(-2))/(1-TANH(-2))","v":1.7245533903703318},{"$f":"IF(N55=1,1+(I55-1)*H55*'Externe blootstelling'!$D$23/2,1+(I55-1)*(N55^(H55*'Externe blootstelling'!$D$23/2)-1)/(N55-1))","v":3.8508808667780077},{"$f":"G55*EXP(-H55*'Externe blootstelling'!$D$23/2)*O55","v":7.5536628092742797E-6}]
[null," g ",0.46200000000000002,7.3920000000000002E-14,1.5800000000000001E-5,{"$f":"_xlfn.IFNA(INDEX('hp (pSv cm2)'!$B$2:$B$52,MATCH($C56,'hp (pSv cm2)'!$A$2:$A$52,1))+($C56-INDEX('hp (pSv cm2)'!$A$2:$A$52,MATCH($C56,'hp (pSv cm2)'!$A$2:$A$52,1)))*(INDEX('hp (pSv cm2)'!$B$2:$B$52,MATCH($C56,'hp (pSv cm2)'!$A$2:$A$52,1)+1)-INDEX('hp (pSv cm2)'!$B$2:$B$52,MATCH($C56,'hp (pSv cm2)'!$A$2:$A$52,1)))/(INDEX('hp (pSv cm2)'!$A$2:$A$52,MATCH($C56,'hp (pSv cm2)'!$A$2:$A$52,1)+1)-INDEX('hp (pSv cm2)'!$A$2:$A$52,MATCH($C56,'hp (pSv cm2)'!$A$2:$A$52,1))),$C56*'hp (pSv cm2)'!$B$2/'hp (pSv cm2)'!$A$2)","v":2.2914000000000003},3.6204120000000009E-5,{"$f":"_xlfn.IFNA(0.997*(INDEX('Mass attenuation coefficients'!$B$2:$B$37,MATCH($C56,'Mass attenuation coefficients'!$A$2:$A$37,1))+($C56-INDEX('Mass attenuation coefficients'!$A$2:$A$37,MATCH($C56,'Mass attenuation coefficients'!$A$2:$A$37,1)))*(INDEX('Mass attenuation coefficients'!$B$2:$B$37,MATCH($C56,'Mass attenuation coefficients'!$A$2:$A$37,1)+1)-INDEX('Mass attenuation coefficients'!$B$2:$B$37,MATCH($C56,'Mass attenuation coefficients'!$A$2:$A$37,1)))/(INDEX('Mass attenuation coefficients'!$A$2:$A$37,MATCH($C56,'Mass attenuation coefficients'!$A$2:$A$37,1)+1)-INDEX('Mass attenuation coefficients'!$A$2:$A$37,MATCH($C56,'Mass attenuation coefficients'!$A$2:$A$37,1)))),0.997*$C56*'Mass attenuation coefficients'!$B$2/'Mass attenuation coefficients'!$A$2)","v":0.10007626779999999},{"$f":"_xlfn.IFNA(INDEX('Shultis Faw'!$C$2:$C$26,MATCH($C56,'Shultis Faw'!$A$2:$A$26,1))+($C56-INDEX('Shultis Faw'!$A$2:$A$26,MATCH($C56,'Shultis Faw'!$A$2:$A$26,1)))*(INDEX('Shultis Faw'!$C$2:$C$26,MATCH($C56,'Shultis Faw'!$A$2:$A$26,1)+1)-INDEX('Shultis Faw'!$C$2:$C$26,MATCH($C56,'Shultis Faw'!$A$2:$A$26,1)))/(INDEX('Shultis Faw'!$A$2:$A$26,MATCH($C56,'Shultis Faw'!$A$2:$A$26,1)+1)-INDEX('Shultis Faw'!$A$2:$A$26,MATCH($C56,'Shultis Faw'!$A$2:$A$26,1))),$C56*'Shultis Faw'!$C$2/'Shultis Faw'!$A$2)","v":2.5608},{"$f":"_xlfn.IFNA(INDEX('Shultis Faw'!$D$2:$D$26,MATCH($C56,'Shultis Faw'!$A$2:$A$26,1))+($C56-INDEX('Shultis Faw'!$A$2:$A$26,MATCH($C56,'Shultis Faw'!$A$2:$A$26,1)))*(INDEX('Shultis Faw'!$D$2:$D$26,MATCH($C56,'Shultis Faw'!$A$2:$A$26,1)+1)-INDEX('Shultis Faw'!$D$2:$D$26,MATCH($C56,'Shultis Faw'!$A$2:$A$26,1)))/(INDEX('Shultis Faw'!$A$2:$A$26,MATCH($C56,'Shultis Faw'!$A$2:$A$26,1)+1)-INDEX('Shultis Faw'!$A$2:$A$26,MATCH($C56,'Shultis Faw'!$A$2:$A$26,1))),$C56*'Shultis Faw'!$D$2/'Shultis Faw'!$A$2)","v":1.8100799999999999},{"$f":"_xlfn.IFNA(INDEX('Shultis Faw'!$B$2:$B$26,MATCH($C56,'Shultis Faw'!$A$2:$A$26,1))+($C56-INDEX('Shultis Faw'!$A$2:$A$26,MATCH($C56,'Shultis Faw'!$A$2:$A$26,1)))*(INDEX('Shultis Faw'!$B$2:$B$26,MATCH($C56,'Shultis Faw'!$A$2:$A$26,1)+1)-INDEX('Shultis Faw'!$B$2:$B$26,MATCH($C56,'Shultis Faw'!$A$2:$A$26,1)))/(INDEX('Shultis Faw'!$A$2:$A$26,MATCH($C56,'Shultis Faw'!$A$2:$A$26,1)+1)-INDEX('Shultis Faw'!$A$2:$A$26,MATCH($C56,'Shultis Faw'!$A$2:$A$26,1))),$C56*'Shultis Faw'!$B$2/'Shultis Faw'!$A$2)","v":-0.14032},{"$f":"_xlfn.IFNA(INDEX('Shultis Faw'!$E$2:$E$26,MATCH($C56,'Shultis Faw'!$A$2:$A$26,1))+($C56-INDEX('Shultis Faw'!$A$2:$A$26,MATCH($C56,'Shultis Faw'!$A$2:$A$26,1)))*(INDEX('Shultis Faw'!$E$2:$E$26,MATCH($C56,'Shultis Faw'!$A$2:$A$26,1)+1)-INDEX('Shultis Faw'!$E$2:$E$26,MATCH($C56,'Shultis Faw'!$A$2:$A$26,1)))/(INDEX('Shultis Faw'!$A$2:$A$26,MATCH($C56,'Shultis Faw'!$A$2:$A$26,1)+1)-INDEX('Shultis Faw'!$A$2:$A$26,MATCH($C56,'Shultis Faw'!$A$2:$A$26,1))),$C56*'Shultis Faw'!$E$2/'Shultis Faw'!$A$2)","v":5.6461999999999998E-2},{"$f":"_xlfn.IFNA(INDEX('Shultis Faw'!$F$2:$F$26,MATCH($C56,'Shultis Faw'!$A$2:$A$26,1))+($C56-INDEX('Shultis Faw'!$A$2:$A$26,MATCH($C56,'Shultis Faw'!$A$2:$A$26,1)))*(INDEX('Shultis Faw'!$F$2:$F$26,MATCH($C56,'Shultis Faw'!$A$2:$A$26,1)+1)-INDEX('Shultis Faw'!$F$2:$F$26,MATCH($C56,'Shultis Faw'!$A$2:$A$26,1)))/(INDEX('Shultis Faw'!$A$2:$A$26,MATCH($C56,'Shultis Faw'!$A$2:$A$26,1)+1)-INDEX('Shultis Faw'!$A$2:$A$26,MATCH($C56,'Shultis Faw'!$A$2:$A$26,1))),$C56*'Shultis Faw'!$F$2/'Shultis Faw'!$A$2)","v":14.2958},{"$f":"J56*(H56*'Externe blootstelling'!$D$23/2)^K56+L56*(TANH(((H56*'Externe blootstelling'!$D$23)/(2*M56))-2)-TANH(-2))/(1-TANH(-2))","v":1.7100240137318854},{"$f":"IF(N56=1,1+(I56-1)*H56*'Externe blootstelling'!$D$23/2,1+(I56-1)*(N56^(H56*'Externe blootstelling'!$D$23/2)-1)/(N56-1))","v":3.7203937774339892},{"$f":"G56*EXP(-H56*'Externe blootstelling'!$D$23/2)*O56","v":3.0019837836505207E-5}]
[null," g ",0.46360000000000001,7.4175999999999994E-14,1.27E-4,{"$f":"_xlfn.IFNA(INDEX('hp (pSv cm2)'!$B$2:$B$52,MATCH($C57,'hp (pSv cm2)'!$A$2:$A$52,1))+($C57-INDEX('hp (pSv cm2)'!$A$2:$A$52,MATCH($C57,'hp (pSv cm2)'!$A$2:$A$52,1)))*(INDEX('hp (pSv cm2)'!$B$2:$B$52,MATCH($C57,'hp (pSv cm2)'!$A$2:$A$52,1)+1)-INDEX('hp (pSv cm2)'!$B$2:$B$52,MATCH($C57,'hp (pSv cm2)'!$A$2:$A$52,1)))/(INDEX('hp (pSv cm2)'!$A$2:$A$52,MATCH($C57,'hp (pSv cm2)'!$A$2:$A$52,1)+1)-INDEX('hp (pSv cm2)'!$A$2:$A$52,MATCH($C57,'hp (pSv cm2)'!$A$2:$A$52,1))),$C57*'hp (pSv cm2)'!$B$2/'hp (pSv cm2)'!$A$2)","v":2.2989200000000003},2.9196284000000005E-4,{"$f":"_xlfn.IFNA(0.997*(INDEX('Mass attenuation coefficients'!$B$2:$B$37,MATCH($C57,'Mass attenuation coefficients'!$A$2:$A$37,1))+($C57-INDEX('Mass attenuation coefficients'!$A$2:$A$37,MATCH($C57,'Mass attenuation coefficients'!$A$2:$A$37,1)))*(INDEX('Mass attenuation coefficients'!$B$2:$B$37,MATCH($C57,'Mass attenuation coefficients'!$A$2:$A$37,1)+1)-INDEX('Mass attenuation coefficients'!$B$2:$B$37,MATCH($C57,'Mass attenuation coefficients'!$A$2:$A$37,1)))/(INDEX('Mass attenuation coefficients'!$A$2:$A$37,MATCH($C57,'Mass attenuation coefficients'!$A$2:$A$37,1)+1)-INDEX('Mass attenuation coefficients'!$A$2:$A$37,MATCH($C57,'Mass attenuation coefficients'!$A$2:$A$37,1)))),0.997*$C57*'Mass attenuation coefficients'!$B$2/'Mass attenuation coefficients'!$A$2)","v":9.9929030839999988E-2},{"$f":"_xlfn.IFNA(INDEX('Shultis Faw'!$C$2:$C$26,MATCH($C57,'Shultis Faw'!$A$2:$A$26,1))+($C57-INDEX('Shultis Faw'!$A$2:$A$26,MATCH($C57,'Shultis Faw'!$A$2:$A$26,1)))*(INDEX('Shultis Faw'!$C$2:$C$26,MATCH($C57,'Shultis Faw'!$A$2:$A$26,1)+1)-INDEX('Shultis Faw'!$C$2:$C$26,MATCH($C57,'Shultis Faw'!$A$2:$A$26,1)))/(INDEX('Shultis Faw'!$A$2:$A$26,MATCH($C57,'Shultis Faw'!$A$2:$A$26,1)+1)-INDEX('Shultis Faw'!$A$2:$A$26,MATCH($C57,'Shultis Faw'!$A$2:$A$26,1))),$C57*'Shultis Faw'!$C$2/'Shultis Faw'!$A$2)","v":2.5582400000000001},{"$f":"_xlfn.IFNA(INDEX('Shultis Faw'!$D$2:$D$26,MATCH($C57,'Shultis Faw'!$A$2:$A$26,1))+($C57-INDEX('Shultis Faw'!$A$2:$A$26,MATCH($C57,'Shultis Faw'!$A$2:$A$26,1)))*(INDEX('Shultis Faw'!$D$2:$D$26,MATCH($C57,'Shultis Faw'!$A$2:$A$26,1)+1)-INDEX('Shultis Faw'!$D$2:$D$26,MATCH($C57,'Shultis Faw'!$A$2:$A$26,1)))/(INDEX('Shultis Faw'!$A$2:$A$26,MATCH($C57,'Shultis Faw'!$A$2:$A$26,1)+1)-INDEX('Shultis Faw'!$A$2:$A$26,MATCH($C57,'Shultis Faw'!$A$2:$A$26,1))),$C57*'Shultis Faw'!$D$2/'Shultis Faw'!$A$2)","v":1.8082240000000001},{"$f":"_xlfn.IFNA(INDEX('Shultis Faw'!$B$2:$B$26,MATCH($C57,'Shultis Faw'!$A$2:$A$26,1))+($C57-INDEX('Shultis Faw'!$A$2:$A$26,MATCH($C57,'Shultis Faw'!$A$2:$A$26,1)))*(INDEX('Shultis Faw'!$B$2:$B$26,MATCH($C57,'Shultis Faw'!$A$2:$A$26,1)+1)-INDEX('Shultis Faw'!$B$2:$B$26,MATCH($C57,'Shultis Faw'!$A$2:$A$26,1)))/(INDEX('Shultis Faw'!$A$2:$A$26,MATCH($C57,'Shultis Faw'!$A$2:$A$26,1)+1)-INDEX('Shultis Faw'!$A$2:$A$26,MATCH($C57,'Shultis Faw'!$A$2:$A$26,1))),$C57*'Shultis Faw'!$B$2/'Shultis Faw'!$A$2)","v":-0.140096},{"$f":"_xlfn.IFNA(INDEX('Shultis Faw'!$E$2:$E$26,MATCH($C57,'Shultis Faw'!$A$2:$A$26,1))+($C57-INDEX('Shultis Faw'!$A$2:$A$26,MATCH($C57,'Shultis Faw'!$A$2:$A$26,1)))*(INDEX('Shultis Faw'!$E$2:$E$26,MATCH($C57,'Shultis Faw'!$A$2:$A$26,1)+1)-INDEX('Shultis Faw'!$E$2:$E$26,MATCH($C57,'Shultis Faw'!$A$2:$A$26,1)))/(INDEX('Shultis Faw'!$A$2:$A$26,MATCH($C57,'Shultis Faw'!$A$2:$A$26,1)+1)-INDEX('Shultis Faw'!$A$2:$A$26,MATCH($C57,'Shultis Faw'!$A$2:$A$26,1))),$C57*'Shultis Faw'!$E$2/'Shultis Faw'!$A$2)","v":5.6383599999999999E-2},{"$f":"_xlfn.IFNA(INDEX('Shultis Faw'!$F$2:$F$26,MATCH($C57,'Shultis Faw'!$A$2:$A$26,1))+($C57-INDEX('Shultis Faw'!$A$2:$A$26,MATCH($C57,'Shultis Faw'!$A$2:$A$26,1)))*(INDEX('Shultis Faw'!$F$2:$F$26,MATCH($C57,'Shultis Faw'!$A$2:$A$26,1)+1)-INDEX('Shultis Faw'!$F$2:$F$26,MATCH($C57,'Shultis Faw'!$A$2:$A$26,1)))/(INDEX('Shultis Faw'!$A$2:$A$26,MATCH($C57,'Shultis Faw'!$A$2:$A$26,1)+1)-INDEX('Shultis Faw'!$A$2:$A$26,MATCH($C57,'Shultis Faw'!$A$2:$A$26,1))),$C57*'Shultis Faw'!$F$2/'Shultis Faw'!$A$2)","v":14.29724},{"$f":"J57*(H57*'Externe blootstelling'!$D$23/2)^K57+L57*(TANH(((H57*'Externe blootstelling'!$D$23)/(2*M57))-2)-TANH(-2))/(1-TANH(-2))","v":1.7087779230268241},{"$f":"IF(N57=1,1+(I57-1)*H57*'Externe blootstelling'!$D$23/2,1+(I57-1)*(N57^(H57*'Externe blootstelling'!$D$23/2)-1)/(N57-1))","v":3.7095155783065779},{"$f":"G57*EXP(-H57*'Externe blootstelling'!$D$23/2)*O57","v":2.4191643763664102E-4}]
[null," g ",0.48499999999999999,7.7599999999999992E-14,3.8E-6,{"$f":"_xlfn.IFNA(INDEX('hp (pSv cm2)'!$B$2:$B$52,MATCH($C58,'hp (pSv cm2)'!$A$2:$A$52,1))+($C58-INDEX('hp (pSv cm2)'!$A$2:$A$52,MATCH($C58,'hp (pSv cm2)'!$A$2:$A$52,1)))*(INDEX('hp (pSv cm2)'!$B$2:$B$52,MATCH($C58,'hp (pSv cm2)'!$A$2:$A$52,1)+1)-INDEX('hp (pSv cm2)'!$B$2:$B$52,MATCH($C58,'hp (pSv cm2)'!$A$2:$A$52,1)))/(INDEX('hp (pSv cm2)'!$A$2:$A$52,MATCH($C58,'hp (pSv cm2)'!$A$2:$A$52,1)+1)-INDEX('hp (pSv cm2)'!$A$2:$A$52,MATCH($C58,'hp (pSv cm2)'!$A$2:$A$52,1))),$C58*'hp (pSv cm2)'!$B$2/'hp (pSv cm2)'!$A$2)","v":2.3995000000000002},9.1181E-6,{"$f":"_xlfn.IFNA(0.997*(INDEX('Mass attenuation coefficients'!$B$2:$B$37,MATCH($C58,'Mass attenuation coefficients'!$A$2:$A$37,1))+($C58-INDEX('Mass attenuation coefficients'!$A$2:$A$37,MATCH($C58,'Mass attenuation coefficients'!$A$2:$A$37,1)))*(INDEX('Mass attenuation coefficients'!$B$2:$B$37,MATCH($C58,'Mass attenuation coefficients'!$A$2:$A$37,1)+1)-INDEX('Mass attenuation coefficients'!$B$2:$B$37,MATCH($C58,'Mass attenuation coefficients'!$A$2:$A$37,1)))/(INDEX('Mass attenuation coefficients'!$A$2:$A$37,MATCH($C58,'Mass attenuation coefficients'!$A$2:$A$37,1)+1)-INDEX('Mass attenuation coefficients'!$A$2:$A$37,MATCH($C58,'Mass attenuation coefficients'!$A$2:$A$37,1)))),0.997*$C58*'Mass attenuation coefficients'!$B$2/'Mass attenuation coefficients'!$A$2)","v":9.7959736499999991E-2},{"$f":"_xlfn.IFNA(INDEX('Shultis Faw'!$C$2:$C$26,MATCH($C58,'Shultis Faw'!$A$2:$A$26,1))+($C58-INDEX('Shultis Faw'!$A$2:$A$26,MATCH($C58,'Shultis Faw'!$A$2:$A$26,1)))*(INDEX('Shultis Faw'!$C$2:$C$26,MATCH($C58,'Shultis Faw'!$A$2:$A$26,1)+1)-INDEX('Shultis Faw'!$C$2:$C$26,MATCH($C58,'Shultis Faw'!$A$2:$A$26,1)))/(INDEX('Shultis Faw'!$A$2:$A$26,MATCH($C58,'Shultis Faw'!$A$2:$A$26,1)+1)-INDEX('Shultis Faw'!$A$2:$A$26,MATCH($C58,'Shultis Faw'!$A$2:$A$26,1))),$C58*'Shultis Faw'!$C$2/'Shultis Faw'!$A$2)","v":2.524},{"$f":"_xlfn.IFNA(INDEX('Shultis Faw'!$D$2:$D$26,MATCH($C58,'Shultis Faw'!$A$2:$A$26,1))+($C58-INDEX('Shultis Faw'!$A$2:$A$26,MATCH($C58,'Shultis Faw'!$A$2:$A$26,1)))*(INDEX('Shultis Faw'!$D$2:$D$26,MATCH($C58,'Shultis Faw'!$A$2:$A$26,1)+1)-INDEX('Shultis Faw'!$D$2:$D$26,MATCH($C58,'Shultis Faw'!$A$2:$A$26,1)))/(INDEX('Shultis Faw'!$A$2:$A$26,MATCH($C58,'Shultis Faw'!$A$2:$A$26,1)+1)-INDEX('Shultis Faw'!$A$2:$A$26,MATCH($C58,'Shultis Faw'!$A$2:$A$26,1))),$C58*'Shultis Faw'!$D$2/'Shultis Faw'!$A$2)","v":1.7834000000000001},{"$f":"_xlfn.IFNA(INDEX('Shultis Faw'!$B$2:$B$26,MATCH($C58,'Shultis Faw'!$A$2:$A$26,1))+($C58-INDEX('Shultis Faw'!$A$2:$A$26,MATCH($C58,'Shultis Faw'!$A$2:$A$26,1)))*(INDEX('Shultis Faw'!$B$2:$B$26,MATCH($C58,'Shultis Faw'!$A$2:$A$26,1)+1)-INDEX('Shultis Faw'!$B$2:$B$26,MATCH($C58,'Shultis Faw'!$A$2:$A$26,1)))/(INDEX('Shultis Faw'!$A$2:$A$26,MATCH($C58,'Shultis Faw'!$A$2:$A$26,1)+1)-INDEX('Shultis Faw'!$A$2:$A$26,MATCH($C58,'Shultis Faw'!$A$2:$A$26,1))),$C58*'Shultis Faw'!$B$2/'Shultis Faw'!$A$2)","v":-0.1371},{"$f":"_xlfn.IFNA(INDEX('Shultis Faw'!$E$2:$E$26,MATCH($C58,'Shultis Faw'!$A$2:$A$26,1))+($C58-INDEX('Shultis Faw'!$A$2:$A$26,MATCH($C58,'Shultis Faw'!$A$2:$A$26,1)))*(INDEX('Shultis Faw'!$E$2:$E$26,MATCH($C58,'Shultis Faw'!$A$2:$A$26,1)+1)-INDEX('Shultis Faw'!$E$2:$E$26,MATCH($C58,'Shultis Faw'!$A$2:$A$26,1)))/(INDEX('Shultis Faw'!$A$2:$A$26,MATCH($C58,'Shultis Faw'!$A$2:$A$26,1)+1)-INDEX('Shultis Faw'!$A$2:$A$26,MATCH($C58,'Shultis Faw'!$A$2:$A$26,1))),$C58*'Shultis Faw'!$E$2/'Shultis Faw'!$A$2)","v":5.5335000000000002E-2},{"$f":"_xlfn.IFNA(INDEX('Shultis Faw'!$F$2:$F$26,MATCH($C58,'Shultis Faw'!$A$2:$A$26,1))+($C58-INDEX('Shultis Faw'!$A$2:$A$26,MATCH($C58,'Shultis Faw'!$A$2:$A$26,1)))*(INDEX('Shultis Faw'!$F$2:$F$26,MATCH($C58,'Shultis Faw'!$A$2:$A$26,1)+1)-INDEX('Shultis Faw'!$F$2:$F$26,MATCH($C58,'Shultis Faw'!$A$2:$A$26,1)))/(INDEX('Shultis Faw'!$A$2:$A$26,MATCH($C58,'Shultis Faw'!$A$2:$A$26,1)+1)-INDEX('Shultis Faw'!$A$2:$A$26,MATCH($C58,'Shultis Faw'!$A$2:$A$26,1))),$C58*'Shultis Faw'!$F$2/'Shultis Faw'!$A$2)","v":14.3165},{"$f":"J58*(H58*'Externe blootstelling'!$D$23/2)^K58+L58*(TANH(((H58*'Externe blootstelling'!$D$23)/(2*M58))-2)-TANH(-2))/(1-TANH(-2))","v":1.6919674361037751},{"$f":"IF(N58=1,1+(I58-1)*H58*'Externe blootstelling'!$D$23/2,1+(I58-1)*(N58^(H58*'Externe blootstelling'!$D$23/2)-1)/(N58-1))","v":3.5673561392693629},{"$f":"G58*EXP(-H58*'Externe blootstelling'!$D$23/2)*O58","v":7.4834217885147013E-6}]
[null," g ",0.48775000000000002,7.8040000000000001E-14,3.6000000000000003E-6,{"$f":"_xlfn.IFNA(INDEX('hp (pSv cm2)'!$B$2:$B$52,MATCH($C59,'hp (pSv cm2)'!$A$2:$A$52,1))+($C59-INDEX('hp (pSv cm2)'!$A$2:$A$52,MATCH($C59,'hp (pSv cm2)'!$A$2:$A$52,1)))*(INDEX('hp (pSv cm2)'!$B$2:$B$52,MATCH($C59,'hp (pSv cm2)'!$A$2:$A$52,1)+1)-INDEX('hp (pSv cm2)'!$B$2:$B$52,MATCH($C59,'hp (pSv cm2)'!$A$2:$A$52,1)))/(INDEX('hp (pSv cm2)'!$A$2:$A$52,MATCH($C59,'hp (pSv cm2)'!$A$2:$A$52,1)+1)-INDEX('hp (pSv cm2)'!$A$2:$A$52,MATCH($C59,'hp (pSv cm2)'!$A$2:$A$52,1))),$C59*'hp (pSv cm2)'!$B$2/'hp (pSv cm2)'!$A$2)","v":2.4124250000000003},8.6847300000000021E-6,{"$f":"_xlfn.IFNA(0.997*(INDEX('Mass attenuation coefficients'!$B$2:$B$37,MATCH($C59,'Mass attenuation coefficients'!$A$2:$A$37,1))+($C59-INDEX('Mass attenuation coefficients'!$A$2:$A$37,MATCH($C59,'Mass attenuation coefficients'!$A$2:$A$37,1)))*(INDEX('Mass attenuation coefficients'!$B$2:$B$37,MATCH($C59,'Mass attenuation coefficients'!$A$2:$A$37,1)+1)-INDEX('Mass attenuation coefficients'!$B$2:$B$37,MATCH($C59,'Mass attenuation coefficients'!$A$2:$A$37,1)))/(INDEX('Mass attenuation coefficients'!$A$2:$A$37,MATCH($C59,'Mass attenuation coefficients'!$A$2:$A$37,1)+1)-INDEX('Mass attenuation coefficients'!$A$2:$A$37,MATCH($C59,'Mass attenuation coefficients'!$A$2:$A$37,1)))),0.997*$C59*'Mass attenuation coefficients'!$B$2/'Mass attenuation coefficients'!$A$2)","v":9.7706672974999992E-2},{"$f":"_xlfn.IFNA(INDEX('Shultis Faw'!$C$2:$C$26,MATCH($C59,'Shultis Faw'!$A$2:$A$26,1))+($C59-INDEX('Shultis Faw'!$A$2:$A$26,MATCH($C59,'Shultis Faw'!$A$2:$A$26,1)))*(INDEX('Shultis Faw'!$C$2:$C$26,MATCH($C59,'Shultis Faw'!$A$2:$A$26,1)+1)-INDEX('Shultis Faw'!$C$2:$C$26,MATCH($C59,'Shultis Faw'!$A$2:$A$26,1)))/(INDEX('Shultis Faw'!$A$2:$A$26,MATCH($C59,'Shultis Faw'!$A$2:$A$26,1)+1)-INDEX('Shultis Faw'!$A$2:$A$26,MATCH($C59,'Shultis Faw'!$A$2:$A$26,1))),$C59*'Shultis Faw'!$C$2/'Shultis Faw'!$A$2)","v":2.5196000000000001},{"$f":"_xlfn.IFNA(INDEX('Shultis Faw'!$D$2:$D$26,MATCH($C59,'Shultis Faw'!$A$2:$A$26,1))+($C59-INDEX('Shultis Faw'!$A$2:$A$26,MATCH($C59,'Shultis Faw'!$A$2:$A$26,1)))*(INDEX('Shultis Faw'!$D$2:$D$26,MATCH($C59,'Shultis Faw'!$A$2:$A$26,1)+1)-INDEX('Shultis Faw'!$D$2:$D$26,MATCH($C59,'Shultis Faw'!$A$2:$A$26,1)))/(INDEX('Shultis Faw'!$A$2:$A$26,MATCH($C59,'Shultis Faw'!$A$2:$A$26,1)+1)-INDEX('Shultis Faw'!$A$2:$A$26,MATCH($C59,'Shultis Faw'!$A$2:$A$26,1))),$C59*'Shultis Faw'!$D$2/'Shultis Faw'!$A$2)","v":1.7802100000000001},{"$f":"_xlfn.IFNA(INDEX('Shultis Faw'!$B$2:$B$26,MATCH($C59,'Shultis Faw'!$A$2:$A$26,1))+($C59-INDEX('Shultis Faw'!$A$2:$A$26,MATCH($C59,'Shultis Faw'!$A$2:$A$26,1)))*(INDEX('Shultis Faw'!$B$2:$B$26,MATCH($C59,'Shultis Faw'!$A$2:$A$26,1)+1)-INDEX('Shultis Faw'!$B$2:$B$26,MATCH($C59,'Shultis Faw'!$A$2:$A$26,1)))/(INDEX('Shultis Faw'!$A$2:$A$26,MATCH($C59,'Shultis Faw'!$A$2:$A$26,1)+1)-INDEX('Shultis Faw'!$A$2:$A$26,MATCH($C59,'Shultis Faw'!$A$2:$A$26,1))),$C59*'Shultis Faw'!$B$2/'Shultis Faw'!$A$2)","v":-0.136715},{"$f":"_xlfn.IFNA(INDEX('Shultis Faw'!$E$2:$E$26,MATCH($C59,'Shultis Faw'!$A$2:$A$26,1))+($C59-INDEX('Shultis Faw'!$A$2:$A$26,MATCH($C59,'Shultis Faw'!$A$2:$A$26,1)))*(INDEX('Shultis Faw'!$E$2:$E$26,MATCH($C59,'Shultis Faw'!$A$2:$A$26,1)+1)-INDEX('Shultis Faw'!$E$2:$E$26,MATCH($C59,'Shultis Faw'!$A$2:$A$26,1)))/(INDEX('Shultis Faw'!$A$2:$A$26,MATCH($C59,'Shultis Faw'!$A$2:$A$26,1)+1)-INDEX('Shultis Faw'!$A$2:$A$26,MATCH($C59,'Shultis Faw'!$A$2:$A$26,1))),$C59*'Shultis Faw'!$E$2/'Shultis Faw'!$A$2)","v":5.5200249999999999E-2},{"$f":"_xlfn.IFNA(INDEX('Shultis Faw'!$F$2:$F$26,MATCH($C59,'Shultis Faw'!$A$2:$A$26,1))+($C59-INDEX('Shultis Faw'!$A$2:$A$26,MATCH($C59,'Shultis Faw'!$A$2:$A$26,1)))*(INDEX('Shultis Faw'!$F$2:$F$26,MATCH($C59,'Shultis Faw'!$A$2:$A$26,1)+1)-INDEX('Shultis Faw'!$F$2:$F$26,MATCH($C59,'Shultis Faw'!$A$2:$A$26,1)))/(INDEX('Shultis Faw'!$A$2:$A$26,MATCH($C59,'Shultis Faw'!$A$2:$A$26,1)+1)-INDEX('Shultis Faw'!$A$2:$A$26,MATCH($C59,'Shultis Faw'!$A$2:$A$26,1))),$C59*'Shultis Faw'!$F$2/'Shultis Faw'!$A$2)","v":14.318975},{"$f":"J59*(H59*'Externe blootstelling'!$D$23/2)^K59+L59*(TANH(((H59*'Externe blootstelling'!$D$23)/(2*M59))-2)-TANH(-2))/(1-TANH(-2))","v":1.6897877743504472},{"$f":"IF(N59=1,1+(I59-1)*H59*'Externe blootstelling'!$D$23/2,1+(I59-1)*(N59^(H59*'Externe blootstelling'!$D$23/2)-1)/(N59-1))","v":3.5495310127899424},{"$f":"G59*EXP(-H59*'Externe blootstelling'!$D$23/2)*O59","v":7.1191027711033678E-6}]
[null," g ",0.50914999999999999,8.1464E-14,1.9000000000000001E-5,{"$f":"_xlfn.IFNA(INDEX('hp (pSv cm2)'!$B$2:$B$52,MATCH($C60,'hp (pSv cm2)'!$A$2:$A$52,1))+($C60-INDEX('hp (pSv cm2)'!$A$2:$A$52,MATCH($C60,'hp (pSv cm2)'!$A$2:$A$52,1)))*(INDEX('hp (pSv cm2)'!$B$2:$B$52,MATCH($C60,'hp (pSv cm2)'!$A$2:$A$52,1)+1)-INDEX('hp (pSv cm2)'!$B$2:$B$52,MATCH($C60,'hp (pSv cm2)'!$A$2:$A$52,1)))/(INDEX('hp (pSv cm2)'!$A$2:$A$52,MATCH($C60,'hp (pSv cm2)'!$A$2:$A$52,1)+1)-INDEX('hp (pSv cm2)'!$A$2:$A$52,MATCH($C60,'hp (pSv cm2)'!$A$2:$A$52,1))),$C60*'hp (pSv cm2)'!$B$2/'hp (pSv cm2)'!$A$2)","v":2.5102600000000002},4.7694940000000006E-5,{"$f":"_xlfn.IFNA(0.997*(INDEX('Mass attenuation coefficients'!$B$2:$B$37,MATCH($C60,'Mass attenuation coefficients'!$A$2:$A$37,1))+($C60-INDEX('Mass attenuation coefficients'!$A$2:$A$37,MATCH($C60,'Mass attenuation coefficients'!$A$2:$A$37,1)))*(INDEX('Mass attenuation coefficients'!$B$2:$B$37,MATCH($C60,'Mass attenuation coefficients'!$A$2:$A$37,1)+1)-INDEX('Mass attenuation coefficients'!$B$2:$B$37,MATCH($C60,'Mass attenuation coefficients'!$A$2:$A$37,1)))/(INDEX('Mass attenuation coefficients'!$A$2:$A$37,MATCH($C60,'Mass attenuation coefficients'!$A$2:$A$37,1)+1)-INDEX('Mass attenuation coefficients'!$A$2:$A$37,MATCH($C60,'Mass attenuation coefficients'!$A$2:$A$37,1)))),0.997*$C60*'Mass attenuation coefficients'!$B$2/'Mass attenuation coefficients'!$A$2)","v":9.5912531594999989E-2},{"$f":"_xlfn.IFNA(INDEX('Shultis Faw'!$C$2:$C$26,MATCH($C60,'Shultis Faw'!$A$2:$A$26,1))+($C60-INDEX('Shultis Faw'!$A$2:$A$26,MATCH($C60,'Shultis Faw'!$A$2:$A$26,1)))*(INDEX('Shultis Faw'!$C$2:$C$26,MATCH($C60,'Shultis Faw'!$A$2:$A$26,1)+1)-INDEX('Shultis Faw'!$C$2:$C$26,MATCH($C60,'Shultis Faw'!$A$2:$A$26,1)))/(INDEX('Shultis Faw'!$A$2:$A$26,MATCH($C60,'Shultis Faw'!$A$2:$A$26,1)+1)-INDEX('Shultis Faw'!$A$2:$A$26,MATCH($C60,'Shultis Faw'!$A$2:$A$26,1))),$C60*'Shultis Faw'!$C$2/'Shultis Faw'!$A$2)","v":2.4887454999999998},{"$f":"_xlfn.IFNA(INDEX('Shultis Faw'!$D$2:$D$26,MATCH($C60,'Shultis Faw'!$A$2:$A$26,1))+($C60-INDEX('Shultis Faw'!$A$2:$A$26,MATCH($C60,'Shultis Faw'!$A$2:$A$26,1)))*(INDEX('Shultis Faw'!$D$2:$D$26,MATCH($C60,'Shultis Faw'!$A$2:$A$26,1)+1)-INDEX('Shultis Faw'!$D$2:$D$26,MATCH($C60,'Shultis Faw'!$A$2:$A$26,1)))/(INDEX('Shultis Faw'!$A$2:$A$26,MATCH($C60,'Shultis Faw'!$A$2:$A$26,1)+1)-INDEX('Shultis Faw'!$A$2:$A$26,MATCH($C60,'Shultis Faw'!$A$2:$A$26,1))),$C60*'Shultis Faw'!$D$2/'Shultis Faw'!$A$2)","v":1.7580395},{"$f":"_xlfn.IFNA(INDEX('Shultis Faw'!$B$2:$B$26,MATCH($C60,'Shultis Faw'!$A$2:$A$26,1))+($C60-INDEX('Shultis Faw'!$A$2:$A$26,MATCH($C60,'Shultis Faw'!$A$2:$A$26,1)))*(INDEX('Shultis Faw'!$B$2:$B$26,MATCH($C60,'Shultis Faw'!$A$2:$A$26,1)+1)-INDEX('Shultis Faw'!$B$2:$B$26,MATCH($C60,'Shultis Faw'!$A$2:$A$26,1)))/(INDEX('Shultis Faw'!$A$2:$A$26,MATCH($C60,'Shultis Faw'!$A$2:$A$26,1)+1)-INDEX('Shultis Faw'!$A$2:$A$26,MATCH($C60,'Shultis Faw'!$A$2:$A$26,1))),$C60*'Shultis Faw'!$B$2/'Shultis Faw'!$A$2)","v":-0.13399350000000002},{"$f":"_xlfn.IFNA(INDEX('Shultis Faw'!$E$2:$E$26,MATCH($C60,'Shultis Faw'!$A$2:$A$26,1))+($C60-INDEX('Shultis Faw'!$A$2:$A$26,MATCH($C60,'Shultis Faw'!$A$2:$A$26,1)))*(INDEX('Shultis Faw'!$E$2:$E$26,MATCH($C60,'Shultis Faw'!$A$2:$A$26,1)+1)-INDEX('Shultis Faw'!$E$2:$E$26,MATCH($C60,'Shultis Faw'!$A$2:$A$26,1)))/(INDEX('Shultis Faw'!$A$2:$A$26,MATCH($C60,'Shultis Faw'!$A$2:$A$26,1)+1)-INDEX('Shultis Faw'!$A$2:$A$26,MATCH($C60,'Shultis Faw'!$A$2:$A$26,1))),$C60*'Shultis Faw'!$E$2/'Shultis Faw'!$A$2)","v":5.4206549999999999E-2},{"$f":"_xlfn.IFNA(INDEX('Shultis Faw'!$F$2:$F$26,MATCH($C60,'Shultis Faw'!$A$2:$A$26,1))+($C60-INDEX('Shultis Faw'!$A$2:$A$26,MATCH($C60,'Shultis Faw'!$A$2:$A$26,1)))*(INDEX('Shultis Faw'!$F$2:$F$26,MATCH($C60,'Shultis Faw'!$A$2:$A$26,1)+1)-INDEX('Shultis Faw'!$F$2:$F$26,MATCH($C60,'Shultis Faw'!$A$2:$A$26,1)))/(INDEX('Shultis Faw'!$A$2:$A$26,MATCH($C60,'Shultis Faw'!$A$2:$A$26,1)+1)-INDEX('Shultis Faw'!$A$2:$A$26,MATCH($C60,'Shultis Faw'!$A$2:$A$26,1))),$C60*'Shultis Faw'!$F$2/'Shultis Faw'!$A$2)","v":14.32085},{"$f":"J60*(H60*'Externe blootstelling'!$D$23/2)^K60+L60*(TANH(((H60*'Externe blootstelling'!$D$23)/(2*M60))-2)-TANH(-2))/(1-TANH(-2))","v":1.6746273294087091},{"$f":"IF(N60=1,1+(I60-1)*H60*'Externe blootstelling'!$D$23/2,1+(I60-1)*(N60^(H60*'Externe blootstelling'!$D$23/2)-1)/(N60-1))","v":3.4266873860001699},{"$f":"G60*EXP(-H60*'Externe blootstelling'!$D$23/2)*O60","v":3.8773280268166798E-5}]
[null," g ",0.52129999999999999,8.3408000000000002E-14,6.7000000000000002E-5,{"$f":"_xlfn.IFNA(INDEX('hp (pSv cm2)'!$B$2:$B$52,MATCH($C61,'hp (pSv cm2)'!$A$2:$A$52,1))+($C61-INDEX('hp (pSv cm2)'!$A$2:$A$52,MATCH($C61,'hp (pSv cm2)'!$A$2:$A$52,1)))*(INDEX('hp (pSv cm2)'!$B$2:$B$52,MATCH($C61,'hp (pSv cm2)'!$A$2:$A$52,1)+1)-INDEX('hp (pSv cm2)'!$B$2:$B$52,MATCH($C61,'hp (pSv cm2)'!$A$2:$A$52,1)))/(INDEX('hp (pSv cm2)'!$A$2:$A$52,MATCH($C61,'hp (pSv cm2)'!$A$2:$A$52,1)+1)-INDEX('hp (pSv cm2)'!$A$2:$A$52,MATCH($C61,'hp (pSv cm2)'!$A$2:$A$52,1))),$C61*'hp (pSv cm2)'!$B$2/'hp (pSv cm2)'!$A$2)","v":2.56372},1.7176924000000002E-4,{"$f":"_xlfn.IFNA(0.997*(INDEX('Mass attenuation coefficients'!$B$2:$B$37,MATCH($C61,'Mass attenuation coefficients'!$A$2:$A$37,1))+($C61-INDEX('Mass attenuation coefficients'!$A$2:$A$37,MATCH($C61,'Mass attenuation coefficients'!$A$2:$A$37,1)))*(INDEX('Mass attenuation coefficients'!$B$2:$B$37,MATCH($C61,'Mass attenuation coefficients'!$A$2:$A$37,1)+1)-INDEX('Mass attenuation coefficients'!$B$2:$B$37,MATCH($C61,'Mass attenuation coefficients'!$A$2:$A$37,1)))/(INDEX('Mass attenuation coefficients'!$A$2:$A$37,MATCH($C61,'Mass attenuation coefficients'!$A$2:$A$37,1)+1)-INDEX('Mass attenuation coefficients'!$A$2:$A$37,MATCH($C61,'Mass attenuation coefficients'!$A$2:$A$37,1)))),0.997*$C61*'Mass attenuation coefficients'!$B$2/'Mass attenuation coefficients'!$A$2)","v":9.5027031089999991E-2},{"$f":"_xlfn.IFNA(INDEX('Shultis Faw'!$C$2:$C$26,MATCH($C61,'Shultis Faw'!$A$2:$A$26,1))+($C61-INDEX('Shultis Faw'!$A$2:$A$26,MATCH($C61,'Shultis Faw'!$A$2:$A$26,1)))*(INDEX('Shultis Faw'!$C$2:$C$26,MATCH($C61,'Shultis Faw'!$A$2:$A$26,1)+1)-INDEX('Shultis Faw'!$C$2:$C$26,MATCH($C61,'Shultis Faw'!$A$2:$A$26,1)))/(INDEX('Shultis Faw'!$A$2:$A$26,MATCH($C61,'Shultis Faw'!$A$2:$A$26,1)+1)-INDEX('Shultis Faw'!$A$2:$A$26,MATCH($C61,'Shultis Faw'!$A$2:$A$26,1))),$C61*'Shultis Faw'!$C$2/'Shultis Faw'!$A$2)","v":2.4738009999999999},{"$f":"_xlfn.IFNA(INDEX('Shultis Faw'!$D$2:$D$26,MATCH($C61,'Shultis Faw'!$A$2:$A$26,1))+($C61-INDEX('Shultis Faw'!$A$2:$A$26,MATCH($C61,'Shultis Faw'!$A$2:$A$26,1)))*(INDEX('Shultis Faw'!$D$2:$D$26,MATCH($C61,'Shultis Faw'!$A$2:$A$26,1)+1)-INDEX('Shultis Faw'!$D$2:$D$26,MATCH($C61,'Shultis Faw'!$A$2:$A$26,1)))/(INDEX('Shultis Faw'!$A$2:$A$26,MATCH($C61,'Shultis Faw'!$A$2:$A$26,1)+1)-INDEX('Shultis Faw'!$A$2:$A$26,MATCH($C61,'Shultis Faw'!$A$2:$A$26,1))),$C61*'Shultis Faw'!$D$2/'Shultis Faw'!$A$2)","v":1.7474689999999999},{"$f":"_xlfn.IFNA(INDEX('Shultis Faw'!$B$2:$B$26,MATCH($C61,'Shultis Faw'!$A$2:$A$26,1))+($C61-INDEX('Shultis Faw'!$A$2:$A$26,MATCH($C61,'Shultis Faw'!$A$2:$A$26,1)))*(INDEX('Shultis Faw'!$B$2:$B$26,MATCH($C61,'Shultis Faw'!$A$2:$A$26,1)+1)-INDEX('Shultis Faw'!$B$2:$B$26,MATCH($C61,'Shultis Faw'!$A$2:$A$26,1)))/(INDEX('Shultis Faw'!$A$2:$A$26,MATCH($C61,'Shultis Faw'!$A$2:$A$26,1)+1)-INDEX('Shultis Faw'!$A$2:$A$26,MATCH($C61,'Shultis Faw'!$A$2:$A$26,1))),$C61*'Shultis Faw'!$B$2/'Shultis Faw'!$A$2)","v":-0.132657},{"$f":"_xlfn.IFNA(INDEX('Shultis Faw'!$E$2:$E$26,MATCH($C61,'Shultis Faw'!$A$2:$A$26,1))+($C61-INDEX('Shultis Faw'!$A$2:$A$26,MATCH($C61,'Shultis Faw'!$A$2:$A$26,1)))*(INDEX('Shultis Faw'!$E$2:$E$26,MATCH($C61,'Shultis Faw'!$A$2:$A$26,1)+1)-INDEX('Shultis Faw'!$E$2:$E$26,MATCH($C61,'Shultis Faw'!$A$2:$A$26,1)))/(INDEX('Shultis Faw'!$A$2:$A$26,MATCH($C61,'Shultis Faw'!$A$2:$A$26,1)+1)-INDEX('Shultis Faw'!$A$2:$A$26,MATCH($C61,'Shultis Faw'!$A$2:$A$26,1))),$C61*'Shultis Faw'!$E$2/'Shultis Faw'!$A$2)","v":5.3684099999999998E-2},{"$f":"_xlfn.IFNA(INDEX('Shultis Faw'!$F$2:$F$26,MATCH($C61,'Shultis Faw'!$A$2:$A$26,1))+($C61-INDEX('Shultis Faw'!$A$2:$A$26,MATCH($C61,'Shultis Faw'!$A$2:$A$26,1)))*(INDEX('Shultis Faw'!$F$2:$F$26,MATCH($C61,'Shultis Faw'!$A$2:$A$26,1)+1)-INDEX('Shultis Faw'!$F$2:$F$26,MATCH($C61,'Shultis Faw'!$A$2:$A$26,1)))/(INDEX('Shultis Faw'!$A$2:$A$26,MATCH($C61,'Shultis Faw'!$A$2:$A$26,1)+1)-INDEX('Shultis Faw'!$A$2:$A$26,MATCH($C61,'Shultis Faw'!$A$2:$A$26,1))),$C61*'Shultis Faw'!$F$2/'Shultis Faw'!$A$2)","v":14.3087},{"$f":"J61*(H61*'Externe blootstelling'!$D$23/2)^K61+L61*(TANH(((H61*'Externe blootstelling'!$D$23)/(2*M61))-2)-TANH(-2))/(1-TANH(-2))","v":1.667414993486976},{"$f":"IF(N61=1,1+(I61-1)*H61*'Externe blootstelling'!$D$23/2,1+(I61-1)*(N61^(H61*'Externe blootstelling'!$D$23/2)-1)/(N61-1))","v":3.3684008019505751},{"$f":"G61*EXP(-H61*'Externe blootstelling'!$D$23/2)*O61","v":1.390988141904662E-4}]
[null," g ",0.53139999999999998,8.5024E-14,5.44E-4,{"$f":"_xlfn.IFNA(INDEX('hp (pSv cm2)'!$B$2:$B$52,MATCH($C62,'hp (pSv cm2)'!$A$2:$A$52,1))+($C62-INDEX('hp (pSv cm2)'!$A$2:$A$52,MATCH($C62,'hp (pSv cm2)'!$A$2:$A$52,1)))*(INDEX('hp (pSv cm2)'!$B$2:$B$52,MATCH($C62,'hp (pSv cm2)'!$A$2:$A$52,1)+1)-INDEX('hp (pSv cm2)'!$B$2:$B$52,MATCH($C62,'hp (pSv cm2)'!$A$2:$A$52,1)))/(INDEX('hp (pSv cm2)'!$A$2:$A$52,MATCH($C62,'hp (pSv cm2)'!$A$2:$A$52,1)+1)-INDEX('hp (pSv cm2)'!$A$2:$A$52,MATCH($C62,'hp (pSv cm2)'!$A$2:$A$52,1))),$C62*'hp (pSv cm2)'!$B$2/'hp (pSv cm2)'!$A$2)","v":2.6081600000000003},1.4188390400000001E-3,{"$f":"_xlfn.IFNA(0.997*(INDEX('Mass attenuation coefficients'!$B$2:$B$37,MATCH($C62,'Mass attenuation coefficients'!$A$2:$A$37,1))+($C62-INDEX('Mass attenuation coefficients'!$A$2:$A$37,MATCH($C62,'Mass attenuation coefficients'!$A$2:$A$37,1)))*(INDEX('Mass attenuation coefficients'!$B$2:$B$37,MATCH($C62,'Mass attenuation coefficients'!$A$2:$A$37,1)+1)-INDEX('Mass attenuation coefficients'!$B$2:$B$37,MATCH($C62,'Mass attenuation coefficients'!$A$2:$A$37,1)))/(INDEX('Mass attenuation coefficients'!$A$2:$A$37,MATCH($C62,'Mass attenuation coefficients'!$A$2:$A$37,1)+1)-INDEX('Mass attenuation coefficients'!$A$2:$A$37,MATCH($C62,'Mass attenuation coefficients'!$A$2:$A$37,1)))),0.997*$C62*'Mass attenuation coefficients'!$B$2/'Mass attenuation coefficients'!$A$2)","v":9.4290936020000007E-2},{"$f":"_xlfn.IFNA(INDEX('Shultis Faw'!$C$2:$C$26,MATCH($C62,'Shultis Faw'!$A$2:$A$26,1))+($C62-INDEX('Shultis Faw'!$A$2:$A$26,MATCH($C62,'Shultis Faw'!$A$2:$A$26,1)))*(INDEX('Shultis Faw'!$C$2:$C$26,MATCH($C62,'Shultis Faw'!$A$2:$A$26,1)+1)-INDEX('Shultis Faw'!$C$2:$C$26,MATCH($C62,'Shultis Faw'!$A$2:$A$26,1)))/(INDEX('Shultis Faw'!$A$2:$A$26,MATCH($C62,'Shultis Faw'!$A$2:$A$26,1)+1)-INDEX('Shultis Faw'!$A$2:$A$26,MATCH($C62,'Shultis Faw'!$A$2:$A$26,1))),$C62*'Shultis Faw'!$C$2/'Shultis Faw'!$A$2)","v":2.4613779999999998},{"$f":"_xlfn.IFNA(INDEX('Shultis Faw'!$D$2:$D$26,MATCH($C62,'Shultis Faw'!$A$2:$A$26,1))+($C62-INDEX('Shultis Faw'!$A$2:$A$26,MATCH($C62,'Shultis Faw'!$A$2:$A$26,1)))*(INDEX('Shultis Faw'!$D$2:$D$26,MATCH($C62,'Shultis Faw'!$A$2:$A$26,1)+1)-INDEX('Shultis Faw'!$D$2:$D$26,MATCH($C62,'Shultis Faw'!$A$2:$A$26,1)))/(INDEX('Shultis Faw'!$A$2:$A$26,MATCH($C62,'Shultis Faw'!$A$2:$A$26,1)+1)-INDEX('Shultis Faw'!$A$2:$A$26,MATCH($C62,'Shultis Faw'!$A$2:$A$26,1))),$C62*'Shultis Faw'!$D$2/'Shultis Faw'!$A$2)","v":1.7386820000000001},{"$f":"_xlfn.IFNA(INDEX('Shultis Faw'!$B$2:$B$26,MATCH($C62,'Shultis Faw'!$A$2:$A$26,1))+($C62-INDEX('Shultis Faw'!$A$2:$A$26,MATCH($C62,'Shultis Faw'!$A$2:$A$26,1)))*(INDEX('Shultis Faw'!$B$2:$B$26,MATCH($C62,'Shultis Faw'!$A$2:$A$26,1)+1)-INDEX('Shultis Faw'!$B$2:$B$26,MATCH($C62,'Shultis Faw'!$A$2:$A$26,1)))/(INDEX('Shultis Faw'!$A$2:$A$26,MATCH($C62,'Shultis Faw'!$A$2:$A$26,1)+1)-INDEX('Shultis Faw'!$A$2:$A$26,MATCH($C62,'Shultis Faw'!$A$2:$A$26,1))),$C62*'Shultis Faw'!$B$2/'Shultis Faw'!$A$2)","v":-0.131546},{"$f":"_xlfn.IFNA(INDEX('Shultis Faw'!$E$2:$E$26,MATCH($C62,'Shultis Faw'!$A$2:$A$26,1))+($C62-INDEX('Shultis Faw'!$A$2:$A$26,MATCH($C62,'Shultis Faw'!$A$2:$A$26,1)))*(INDEX('Shultis Faw'!$E$2:$E$26,MATCH($C62,'Shultis Faw'!$A$2:$A$26,1)+1)-INDEX('Shultis Faw'!$E$2:$E$26,MATCH($C62,'Shultis Faw'!$A$2:$A$26,1)))/(INDEX('Shultis Faw'!$A$2:$A$26,MATCH($C62,'Shultis Faw'!$A$2:$A$26,1)+1)-INDEX('Shultis Faw'!$A$2:$A$26,MATCH($C62,'Shultis Faw'!$A$2:$A$26,1))),$C62*'Shultis Faw'!$E$2/'Shultis Faw'!$A$2)","v":5.32498E-2},{"$f":"_xlfn.IFNA(INDEX('Shultis Faw'!$F$2:$F$26,MATCH($C62,'Shultis Faw'!$A$2:$A$26,1))+($C62-INDEX('Shultis Faw'!$A$2:$A$26,MATCH($C62,'Shultis Faw'!$A$2:$A$26,1)))*(INDEX('Shultis Faw'!$F$2:$F$26,MATCH($C62,'Shultis Faw'!$A$2:$A$26,1)+1)-INDEX('Shultis Faw'!$F$2:$F$26,MATCH($C62,'Shultis Faw'!$A$2:$A$26,1)))/(INDEX('Shultis Faw'!$A$2:$A$26,MATCH($C62,'Shultis Faw'!$A$2:$A$26,1)+1)-INDEX('Shultis Faw'!$A$2:$A$26,MATCH($C62,'Shultis Faw'!$A$2:$A$26,1))),$C62*'Shultis Faw'!$F$2/'Shultis Faw'!$A$2)","v":14.2986},{"$f":"J62*(H62*'Externe blootstelling'!$D$23/2)^K62+L62*(TANH(((H62*'Externe blootstelling'!$D$23)/(2*M62))-2)-TANH(-2))/(1-TANH(-2))","v":1.6613800523709161},{"$f":"IF(N62=1,1+(I62-1)*H62*'Externe blootstelling'!$D$23/2,1+(I62-1)*(N62^(H62*'Externe blootstelling'!$D$23/2)-1)/(N62-1))","v":3.320793798299865},{"$f":"G62*EXP(-H62*'Externe blootstelling'!$D$23/2)*O62","v":1.1453139249296383E-3}]
[null," g ",0.53320000000000001,8.5311999999999998E-14,2.9399999999999999E-4,{"$f":"_xlfn.IFNA(INDEX('hp (pSv cm2)'!$B$2:$B$52,MATCH($C63,'hp (pSv cm2)'!$A$2:$A$52,1))+($C63-INDEX('hp (pSv cm2)'!$A$2:$A$52,MATCH($C63,'hp (pSv cm2)'!$A$2:$A$52,1)))*(INDEX('hp (pSv cm2)'!$B$2:$B$52,MATCH($C63,'hp (pSv cm2)'!$A$2:$A$52,1)+1)-INDEX('hp (pSv cm2)'!$B$2:$B$52,MATCH($C63,'hp (pSv cm2)'!$A$2:$A$52,1)))/(INDEX('hp (pSv cm2)'!$A$2:$A$52,MATCH($C63,'hp (pSv cm2)'!$A$2:$A$52,1)+1)-INDEX('hp (pSv cm2)'!$A$2:$A$52,MATCH($C63,'hp (pSv cm2)'!$A$2:$A$52,1))),$C63*'hp (pSv cm2)'!$B$2/'hp (pSv cm2)'!$A$2)","v":2.6160800000000002},7.6912752000000007E-4,{"$f":"_xlfn.IFNA(0.997*(INDEX('Mass attenuation coefficients'!$B$2:$B$37,MATCH($C63,'Mass attenuation coefficients'!$A$2:$A$37,1))+($C63-INDEX('Mass attenuation coefficients'!$A$2:$A$37,MATCH($C63,'Mass attenuation coefficients'!$A$2:$A$37,1)))*(INDEX('Mass attenuation coefficients'!$B$2:$B$37,MATCH($C63,'Mass attenuation coefficients'!$A$2:$A$37,1)+1)-INDEX('Mass attenuation coefficients'!$B$2:$B$37,MATCH($C63,'Mass attenuation coefficients'!$A$2:$A$37,1)))/(INDEX('Mass attenuation coefficients'!$A$2:$A$37,MATCH($C63,'Mass attenuation coefficients'!$A$2:$A$37,1)+1)-INDEX('Mass attenuation coefficients'!$A$2:$A$37,MATCH($C63,'Mass attenuation coefficients'!$A$2:$A$37,1)))),0.997*$C63*'Mass attenuation coefficients'!$B$2/'Mass attenuation coefficients'!$A$2)","v":9.4159750759999994E-2},{"$f":"_xlfn.IFNA(INDEX('Shultis Faw'!$C$2:$C$26,MATCH($C63,'Shultis Faw'!$A$2:$A$26,1))+($C63-INDEX('Shultis Faw'!$A$2:$A$26,MATCH($C63,'Shultis Faw'!$A$2:$A$26,1)))*(INDEX('Shultis Faw'!$C$2:$C$26,MATCH($C63,'Shultis Faw'!$A$2:$A$26,1)+1)-INDEX('Shultis Faw'!$C$2:$C$26,MATCH($C63,'Shultis Faw'!$A$2:$A$26,1)))/(INDEX('Shultis Faw'!$A$2:$A$26,MATCH($C63,'Shultis Faw'!$A$2:$A$26,1)+1)-INDEX('Shultis Faw'!$A$2:$A$26,MATCH($C63,'Shultis Faw'!$A$2:$A$26,1))),$C63*'Shultis Faw'!$C$2/'Shultis Faw'!$A$2)","v":2.4591639999999999},{"$f":"_xlfn.IFNA(INDEX('Shultis Faw'!$D$2:$D$26,MATCH($C63,'Shultis Faw'!$A$2:$A$26,1))+($C63-INDEX('Shultis Faw'!$A$2:$A$26,MATCH($C63,'Shultis Faw'!$A$2:$A$26,1)))*(INDEX('Shultis Faw'!$D$2:$D$26,MATCH($C63,'Shultis Faw'!$A$2:$A$26,1)+1)-INDEX('Shultis Faw'!$D$2:$D$26,MATCH($C63,'Shultis Faw'!$A$2:$A$26,1)))/(INDEX('Shultis Faw'!$A$2:$A$26,MATCH($C63,'Shultis Faw'!$A$2:$A$26,1)+1)-INDEX('Shultis Faw'!$A$2:$A$26,MATCH($C63,'Shultis Faw'!$A$2:$A$26,1))),$C63*'Shultis Faw'!$D$2/'Shultis Faw'!$A$2)","v":1.7371160000000001},{"$f":"_xlfn.IFNA(INDEX('Shultis Faw'!$B$2:$B$26,MATCH($C63,'Shultis Faw'!$A$2:$A$26,1))+($C63-INDEX('Shultis Faw'!$A$2:$A$26,MATCH($C63,'Shultis Faw'!$A$2:$A$26,1)))*(INDEX('Shultis Faw'!$B$2:$B$26,MATCH($C63,'Shultis Faw'!$A$2:$A$26,1)+1)-INDEX('Shultis Faw'!$B$2:$B$26,MATCH($C63,'Shultis Faw'!$A$2:$A$26,1)))/(INDEX('Shultis Faw'!$A$2:$A$26,MATCH($C63,'Shultis Faw'!$A$2:$A$26,1)+1)-INDEX('Shultis Faw'!$A$2:$A$26,MATCH($C63,'Shultis Faw'!$A$2:$A$26,1))),$C63*'Shultis Faw'!$B$2/'Shultis Faw'!$A$2)","v":-0.13134799999999999},{"$f":"_xlfn.IFNA(INDEX('Shultis Faw'!$E$2:$E$26,MATCH($C63,'Shultis Faw'!$A$2:$A$26,1))+($C63-INDEX('Shultis Faw'!$A$2:$A$26,MATCH($C63,'Shultis Faw'!$A$2:$A$26,1)))*(INDEX('Shultis Faw'!$E$2:$E$26,MATCH($C63,'Shultis Faw'!$A$2:$A$26,1)+1)-INDEX('Shultis Faw'!$E$2:$E$26,MATCH($C63,'Shultis Faw'!$A$2:$A$26,1)))/(INDEX('Shultis Faw'!$A$2:$A$26,MATCH($C63,'Shultis Faw'!$A$2:$A$26,1)+1)-INDEX('Shultis Faw'!$A$2:$A$26,MATCH($C63,'Shultis Faw'!$A$2:$A$26,1))),$C63*'Shultis Faw'!$E$2/'Shultis Faw'!$A$2)","v":5.3172400000000002E-2},{"$f":"_xlfn.IFNA(INDEX('Shultis Faw'!$F$2:$F$26,MATCH($C63,'Shultis Faw'!$A$2:$A$26,1))+($C63-INDEX('Shultis Faw'!$A$2:$A$26,MATCH($C63,'Shultis Faw'!$A$2:$A$26,1)))*(INDEX('Shultis Faw'!$F$2:$F$26,MATCH($C63,'Shultis Faw'!$A$2:$A$26,1)+1)-INDEX('Shultis Faw'!$F$2:$F$26,MATCH($C63,'Shultis Faw'!$A$2:$A$26,1)))/(INDEX('Shultis Faw'!$A$2:$A$26,MATCH($C63,'Shultis Faw'!$A$2:$A$26,1)+1)-INDEX('Shultis Faw'!$A$2:$A$26,MATCH($C63,'Shultis Faw'!$A$2:$A$26,1))),$C63*'Shultis Faw'!$F$2/'Shultis Faw'!$A$2)","v":14.296800000000001},{"$f":"J63*(H63*'Externe blootstelling'!$D$23/2)^K63+L63*(TANH(((H63*'Externe blootstelling'!$D$23)/(2*M63))-2)-TANH(-2))/(1-TANH(-2))","v":1.6603007526244682},{"$f":"IF(N63=1,1+(I63-1)*H63*'Externe blootstelling'!$D$23/2,1+(I63-1)*(N63^(H63*'Externe blootstelling'!$D$23/2)-1)/(N63-1))","v":3.3123890180851912},{"$f":"G63*EXP(-H63*'Externe blootstelling'!$D$23/2)*O63","v":6.2050285569520381E-4}]
[null," g ",0.53910000000000002,{"$f":"C64*1000000*1.6E-19","v":8.6255999999999991E-14},2.0699999999999999E-4,{"$f":"_xlfn.IFNA(INDEX('hp (pSv cm2)'!$B$2:$B$52,MATCH($C64,'hp (pSv cm2)'!$A$2:$A$52,1))+($C64-INDEX('hp (pSv cm2)'!$A$2:$A$52,MATCH($C64,'hp (pSv cm2)'!$A$2:$A$52,1)))*(INDEX('hp (pSv cm2)'!$B$2:$B$52,MATCH($C64,'hp (pSv cm2)'!$A$2:$A$52,1)+1)-INDEX('hp (pSv cm2)'!$B$2:$B$52,MATCH($C64,'hp (pSv cm2)'!$A$2:$A$52,1)))/(INDEX('hp (pSv cm2)'!$A$2:$A$52,MATCH($C64,'hp (pSv cm2)'!$A$2:$A$52,1)+1)-INDEX('hp (pSv cm2)'!$A$2:$A$52,MATCH($C64,'hp (pSv cm2)'!$A$2:$A$52,1))),$C64*'hp (pSv cm2)'!$B$2/'hp (pSv cm2)'!$A$2)","v":2.6420400000000002},{"$f":"F64*E64","v":5.4690228000000001E-4},{"$f":"_xlfn.IFNA(0.997*(INDEX('Mass attenuation coefficients'!$B$2:$B$37,MATCH($C64,'Mass attenuation coefficients'!$A$2:$A$37,1))+($C64-INDEX('Mass attenuation coefficients'!$A$2:$A$37,MATCH($C64,'Mass attenuation coefficients'!$A$2:$A$37,1)))*(INDEX('Mass attenuation coefficients'!$B$2:$B$37,MATCH($C64,'Mass attenuation coefficients'!$A$2:$A$37,1)+1)-INDEX('Mass attenuation coefficients'!$B$2:$B$37,MATCH($C64,'Mass attenuation coefficients'!$A$2:$A$37,1)))/(INDEX('Mass attenuation coefficients'!$A$2:$A$37,MATCH($C64,'Mass attenuation coefficients'!$A$2:$A$37,1)+1)-INDEX('Mass attenuation coefficients'!$A$2:$A$37,MATCH($C64,'Mass attenuation coefficients'!$A$2:$A$37,1)))),0.997*$C64*'Mass attenuation coefficients'!$B$2/'Mass attenuation coefficients'!$A$2)","v":9.3729754629999995E-2},{"$f":"_xlfn.IFNA(INDEX('Shultis Faw'!$C$2:$C$26,MATCH($C64,'Shultis Faw'!$A$2:$A$26,1))+($C64-INDEX('Shultis Faw'!$A$2:$A$26,MATCH($C64,'Shultis Faw'!$A$2:$A$26,1)))*(INDEX('Shultis Faw'!$C$2:$C$26,MATCH($C64,'Shultis Faw'!$A$2:$A$26,1)+1)-INDEX('Shultis Faw'!$C$2:$C$26,MATCH($C64,'Shultis Faw'!$A$2:$A$26,1)))/(INDEX('Shultis Faw'!$A$2:$A$26,MATCH($C64,'Shultis Faw'!$A$2:$A$26,1)+1)-INDEX('Shultis Faw'!$A$2:$A$26,MATCH($C64,'Shultis Faw'!$A$2:$A$26,1))),$C64*'Shultis Faw'!$C$2/'Shultis Faw'!$A$2)","v":2.4519069999999998},{"$f":"_xlfn.IFNA(INDEX('Shultis Faw'!$D$2:$D$26,MATCH($C64,'Shultis Faw'!$A$2:$A$26,1))+($C64-INDEX('Shultis Faw'!$A$2:$A$26,MATCH($C64,'Shultis Faw'!$A$2:$A$26,1)))*(INDEX('Shultis Faw'!$D$2:$D$26,MATCH($C64,'Shultis Faw'!$A$2:$A$26,1)+1)-INDEX('Shultis Faw'!$D$2:$D$26,MATCH($C64,'Shultis Faw'!$A$2:$A$26,1)))/(INDEX('Shultis Faw'!$A$2:$A$26,MATCH($C64,'Shultis Faw'!$A$2:$A$26,1)+1)-INDEX('Shultis Faw'!$A$2:$A$26,MATCH($C64,'Shultis Faw'!$A$2:$A$26,1))),$C64*'Shultis Faw'!$D$2/'Shultis Faw'!$A$2)","v":1.7319830000000001},{"$f":"_xlfn.IFNA(INDEX('Shultis Faw'!$B$2:$B$26,MATCH($C64,'Shultis Faw'!$A$2:$A$26,1))+($C64-INDEX('Shultis Faw'!$A$2:$A$26,MATCH($C64,'Shultis Faw'!$A$2:$A$26,1)))*(INDEX('Shultis Faw'!$B$2:$B$26,MATCH($C64,'Shultis Faw'!$A$2:$A$26,1)+1)-INDEX('Shultis Faw'!$B$2:$B$26,MATCH($C64,'Shultis Faw'!$A$2:$A$26,1)))/(INDEX('Shultis Faw'!$A$2:$A$26,MATCH($C64,'Shultis Faw'!$A$2:$A$26,1)+1)-INDEX('Shultis Faw'!$A$2:$A$26,MATCH($C64,'Shultis Faw'!$A$2:$A$26,1))),$C64*'Shultis Faw'!$B$2/'Shultis Faw'!$A$2)","v":-0.13069900000000001},{"$f":"_xlfn.IFNA(INDEX('Shultis Faw'!$E$2:$E$26,MATCH($C64,'Shultis Faw'!$A$2:$A$26,1))+($C64-INDEX('Shultis Faw'!$A$2:$A$26,MATCH($C64,'Shultis Faw'!$A$2:$A$26,1)))*(INDEX('Shultis Faw'!$E$2:$E$26,MATCH($C64,'Shultis Faw'!$A$2:$A$26,1)+1)-INDEX('Shultis Faw'!$E$2:$E$26,MATCH($C64,'Shultis Faw'!$A$2:$A$26,1)))/(INDEX('Shultis Faw'!$A$2:$A$26,MATCH($C64,'Shultis Faw'!$A$2:$A$26,1)+1)-INDEX('Shultis Faw'!$A$2:$A$26,MATCH($C64,'Shultis Faw'!$A$2:$A$26,1))),$C64*'Shultis Faw'!$E$2/'Shultis Faw'!$A$2)","v":5.2918699999999999E-2},{"$f":"_xlfn.IFNA(INDEX('Shultis Faw'!$F$2:$F$26,MATCH($C64,'Shultis Faw'!$A$2:$A$26,1))+($C64-INDEX('Shultis Faw'!$A$2:$A$26,MATCH($C64,'Shultis Faw'!$A$2:$A$26,1)))*(INDEX('Shultis Faw'!$F$2:$F$26,MATCH($C64,'Shultis Faw'!$A$2:$A$26,1)+1)-INDEX('Shultis Faw'!$F$2:$F$26,MATCH($C64,'Shultis Faw'!$A$2:$A$26,1)))/(INDEX('Shultis Faw'!$A$2:$A$26,MATCH($C64,'Shultis Faw'!$A$2:$A$26,1)+1)-INDEX('Shultis Faw'!$A$2:$A$26,MATCH($C64,'Shultis Faw'!$A$2:$A$26,1))),$C64*'Shultis Faw'!$F$2/'Shultis Faw'!$A$2)","v":14.290900000000001},{"$f":"J64*(H64*'Externe blootstelling'!$D$23/2)^K64+L64*(TANH(((H64*'Externe blootstelling'!$D$23)/(2*M64))-2)-TANH(-2))/(1-TANH(-2))","v":1.6567550604492147},{"$f":"IF(N64=1,1+(I64-1)*H64*'Externe blootstelling'!$D$23/2,1+(I64-1)*(N64^(H64*'Externe blootstelling'!$D$23/2)-1)/(N64-1))","v":3.2850074777413338},{"$f":"G64*EXP(-H64*'Externe blootstelling'!$D$23/2)*O64","v":4.4040411479134286E-4}]
[null," g ",0.54270000000000007,8.6832000000000013E-14,2.34E-5,{"$f":"_xlfn.IFNA(INDEX('hp (pSv cm2)'!$B$2:$B$52,MATCH($C65,'hp (pSv cm2)'!$A$2:$A$52,1))+($C65-INDEX('hp (pSv cm2)'!$A$2:$A$52,MATCH($C65,'hp (pSv cm2)'!$A$2:$A$52,1)))*(INDEX('hp (pSv cm2)'!$B$2:$B$52,MATCH($C65,'hp (pSv cm2)'!$A$2:$A$52,1)+1)-INDEX('hp (pSv cm2)'!$B$2:$B$52,MATCH($C65,'hp (pSv cm2)'!$A$2:$A$52,1)))/(INDEX('hp (pSv cm2)'!$A$2:$A$52,MATCH($C65,'hp (pSv cm2)'!$A$2:$A$52,1)+1)-INDEX('hp (pSv cm2)'!$A$2:$A$52,MATCH($C65,'hp (pSv cm2)'!$A$2:$A$52,1))),$C65*'hp (pSv cm2)'!$B$2/'hp (pSv cm2)'!$A$2)","v":2.6578800000000005},6.2194392000000014E-5,{"$f":"_xlfn.IFNA(0.997*(INDEX('Mass attenuation coefficients'!$B$2:$B$37,MATCH($C65,'Mass attenuation coefficients'!$A$2:$A$37,1))+($C65-INDEX('Mass attenuation coefficients'!$A$2:$A$37,MATCH($C65,'Mass attenuation coefficients'!$A$2:$A$37,1)))*(INDEX('Mass attenuation coefficients'!$B$2:$B$37,MATCH($C65,'Mass attenuation coefficients'!$A$2:$A$37,1)+1)-INDEX('Mass attenuation coefficients'!$B$2:$B$37,MATCH($C65,'Mass attenuation coefficients'!$A$2:$A$37,1)))/(INDEX('Mass attenuation coefficients'!$A$2:$A$37,MATCH($C65,'Mass attenuation coefficients'!$A$2:$A$37,1)+1)-INDEX('Mass attenuation coefficients'!$A$2:$A$37,MATCH($C65,'Mass attenuation coefficients'!$A$2:$A$37,1)))),0.997*$C65*'Mass attenuation coefficients'!$B$2/'Mass attenuation coefficients'!$A$2)","v":9.3467384109999996E-2},{"$f":"_xlfn.IFNA(INDEX('Shultis Faw'!$C$2:$C$26,MATCH($C65,'Shultis Faw'!$A$2:$A$26,1))+($C65-INDEX('Shultis Faw'!$A$2:$A$26,MATCH($C65,'Shultis Faw'!$A$2:$A$26,1)))*(INDEX('Shultis Faw'!$C$2:$C$26,MATCH($C65,'Shultis Faw'!$A$2:$A$26,1)+1)-INDEX('Shultis Faw'!$C$2:$C$26,MATCH($C65,'Shultis Faw'!$A$2:$A$26,1)))/(INDEX('Shultis Faw'!$A$2:$A$26,MATCH($C65,'Shultis Faw'!$A$2:$A$26,1)+1)-INDEX('Shultis Faw'!$A$2:$A$26,MATCH($C65,'Shultis Faw'!$A$2:$A$26,1))),$C65*'Shultis Faw'!$C$2/'Shultis Faw'!$A$2)","v":2.447479},{"$f":"_xlfn.IFNA(INDEX('Shultis Faw'!$D$2:$D$26,MATCH($C65,'Shultis Faw'!$A$2:$A$26,1))+($C65-INDEX('Shultis Faw'!$A$2:$A$26,MATCH($C65,'Shultis Faw'!$A$2:$A$26,1)))*(INDEX('Shultis Faw'!$D$2:$D$26,MATCH($C65,'Shultis Faw'!$A$2:$A$26,1)+1)-INDEX('Shultis Faw'!$D$2:$D$26,MATCH($C65,'Shultis Faw'!$A$2:$A$26,1)))/(INDEX('Shultis Faw'!$A$2:$A$26,MATCH($C65,'Shultis Faw'!$A$2:$A$26,1)+1)-INDEX('Shultis Faw'!$A$2:$A$26,MATCH($C65,'Shultis Faw'!$A$2:$A$26,1))),$C65*'Shultis Faw'!$D$2/'Shultis Faw'!$A$2)","v":1.7288509999999999},{"$f":"_xlfn.IFNA(INDEX('Shultis Faw'!$B$2:$B$26,MATCH($C65,'Shultis Faw'!$A$2:$A$26,1))+($C65-INDEX('Shultis Faw'!$A$2:$A$26,MATCH($C65,'Shultis Faw'!$A$2:$A$26,1)))*(INDEX('Shultis Faw'!$B$2:$B$26,MATCH($C65,'Shultis Faw'!$A$2:$A$26,1)+1)-INDEX('Shultis Faw'!$B$2:$B$26,MATCH($C65,'Shultis Faw'!$A$2:$A$26,1)))/(INDEX('Shultis Faw'!$A$2:$A$26,MATCH($C65,'Shultis Faw'!$A$2:$A$26,1)+1)-INDEX('Shultis Faw'!$A$2:$A$26,MATCH($C65,'Shultis Faw'!$A$2:$A$26,1))),$C65*'Shultis Faw'!$B$2/'Shultis Faw'!$A$2)","v":-0.130303},{"$f":"_xlfn.IFNA(INDEX('Shultis Faw'!$E$2:$E$26,MATCH($C65,'Shultis Faw'!$A$2:$A$26,1))+($C65-INDEX('Shultis Faw'!$A$2:$A$26,MATCH($C65,'Shultis Faw'!$A$2:$A$26,1)))*(INDEX('Shultis Faw'!$E$2:$E$26,MATCH($C65,'Shultis Faw'!$A$2:$A$26,1)+1)-INDEX('Shultis Faw'!$E$2:$E$26,MATCH($C65,'Shultis Faw'!$A$2:$A$26,1)))/(INDEX('Shultis Faw'!$A$2:$A$26,MATCH($C65,'Shultis Faw'!$A$2:$A$26,1)+1)-INDEX('Shultis Faw'!$A$2:$A$26,MATCH($C65,'Shultis Faw'!$A$2:$A$26,1))),$C65*'Shultis Faw'!$E$2/'Shultis Faw'!$A$2)","v":5.2763899999999996E-2},{"$f":"_xlfn.IFNA(INDEX('Shultis Faw'!$F$2:$F$26,MATCH($C65,'Shultis Faw'!$A$2:$A$26,1))+($C65-INDEX('Shultis Faw'!$A$2:$A$26,MATCH($C65,'Shultis Faw'!$A$2:$A$26,1)))*(INDEX('Shultis Faw'!$F$2:$F$26,MATCH($C65,'Shultis Faw'!$A$2:$A$26,1)+1)-INDEX('Shultis Faw'!$F$2:$F$26,MATCH($C65,'Shultis Faw'!$A$2:$A$26,1)))/(INDEX('Shultis Faw'!$A$2:$A$26,MATCH($C65,'Shultis Faw'!$A$2:$A$26,1)+1)-INDEX('Shultis Faw'!$A$2:$A$26,MATCH($C65,'Shultis Faw'!$A$2:$A$26,1))),$C65*'Shultis Faw'!$F$2/'Shultis Faw'!$A$2)","v":14.2873},{"$f":"J65*(H65*'Externe blootstelling'!$D$23/2)^K65+L65*(TANH(((H65*'Externe blootstelling'!$D$23)/(2*M65))-2)-TANH(-2))/(1-TANH(-2))","v":1.6545855739343611},{"$f":"IF(N65=1,1+(I65-1)*H65*'Externe blootstelling'!$D$23/2,1+(I65-1)*(N65^(H65*'Externe blootstelling'!$D$23/2)-1)/(N65-1))","v":3.2684254799780663},{"$f":"G65*EXP(-H65*'Externe blootstelling'!$D$23/2)*O65","v":5.0026978885249983E-5}]
[null," g ",0.54574999999999996,8.7320000000000001E-14,9.0000000000000002E-6,{"$f":"_xlfn.IFNA(INDEX('hp (pSv cm2)'!$B$2:$B$52,MATCH($C66,'hp (pSv cm2)'!$A$2:$A$52,1))+($C66-INDEX('hp (pSv cm2)'!$A$2:$A$52,MATCH($C66,'hp (pSv cm2)'!$A$2:$A$52,1)))*(INDEX('hp (pSv cm2)'!$B$2:$B$52,MATCH($C66,'hp (pSv cm2)'!$A$2:$A$52,1)+1)-INDEX('hp (pSv cm2)'!$B$2:$B$52,MATCH($C66,'hp (pSv cm2)'!$A$2:$A$52,1)))/(INDEX('hp (pSv cm2)'!$A$2:$A$52,MATCH($C66,'hp (pSv cm2)'!$A$2:$A$52,1)+1)-INDEX('hp (pSv cm2)'!$A$2:$A$52,MATCH($C66,'hp (pSv cm2)'!$A$2:$A$52,1))),$C66*'hp (pSv cm2)'!$B$2/'hp (pSv cm2)'!$A$2)","v":2.6713},2.4041700000000001E-5,{"$f":"_xlfn.IFNA(0.997*(INDEX('Mass attenuation coefficients'!$B$2:$B$37,MATCH($C66,'Mass attenuation coefficients'!$A$2:$A$37,1))+($C66-INDEX('Mass attenuation coefficients'!$A$2:$A$37,MATCH($C66,'Mass attenuation coefficients'!$A$2:$A$37,1)))*(INDEX('Mass attenuation coefficients'!$B$2:$B$37,MATCH($C66,'Mass attenuation coefficients'!$A$2:$A$37,1)+1)-INDEX('Mass attenuation coefficients'!$B$2:$B$37,MATCH($C66,'Mass attenuation coefficients'!$A$2:$A$37,1)))/(INDEX('Mass attenuation coefficients'!$A$2:$A$37,MATCH($C66,'Mass attenuation coefficients'!$A$2:$A$37,1)+1)-INDEX('Mass attenuation coefficients'!$A$2:$A$37,MATCH($C66,'Mass attenuation coefficients'!$A$2:$A$37,1)))),0.997*$C66*'Mass attenuation coefficients'!$B$2/'Mass attenuation coefficients'!$A$2)","v":9.3245097974999996E-2},{"$f":"_xlfn.IFNA(INDEX('Shultis Faw'!$C$2:$C$26,MATCH($C66,'Shultis Faw'!$A$2:$A$26,1))+($C66-INDEX('Shultis Faw'!$A$2:$A$26,MATCH($C66,'Shultis Faw'!$A$2:$A$26,1)))*(INDEX('Shultis Faw'!$C$2:$C$26,MATCH($C66,'Shultis Faw'!$A$2:$A$26,1)+1)-INDEX('Shultis Faw'!$C$2:$C$26,MATCH($C66,'Shultis Faw'!$A$2:$A$26,1)))/(INDEX('Shultis Faw'!$A$2:$A$26,MATCH($C66,'Shultis Faw'!$A$2:$A$26,1)+1)-INDEX('Shultis Faw'!$A$2:$A$26,MATCH($C66,'Shultis Faw'!$A$2:$A$26,1))),$C66*'Shultis Faw'!$C$2/'Shultis Faw'!$A$2)","v":2.4437275000000001},{"$f":"_xlfn.IFNA(INDEX('Shultis Faw'!$D$2:$D$26,MATCH($C66,'Shultis Faw'!$A$2:$A$26,1))+($C66-INDEX('Shultis Faw'!$A$2:$A$26,MATCH($C66,'Shultis Faw'!$A$2:$A$26,1)))*(INDEX('Shultis Faw'!$D$2:$D$26,MATCH($C66,'Shultis Faw'!$A$2:$A$26,1)+1)-INDEX('Shultis Faw'!$D$2:$D$26,MATCH($C66,'Shultis Faw'!$A$2:$A$26,1)))/(INDEX('Shultis Faw'!$A$2:$A$26,MATCH($C66,'Shultis Faw'!$A$2:$A$26,1)+1)-INDEX('Shultis Faw'!$A$2:$A$26,MATCH($C66,'Shultis Faw'!$A$2:$A$26,1))),$C66*'Shultis Faw'!$D$2/'Shultis Faw'!$A$2)","v":1.7261975000000001},{"$f":"_xlfn.IFNA(INDEX('Shultis Faw'!$B$2:$B$26,MATCH($C66,'Shultis Faw'!$A$2:$A$26,1))+($C66-INDEX('Shultis Faw'!$A$2:$A$26,MATCH($C66,'Shultis Faw'!$A$2:$A$26,1)))*(INDEX('Shultis Faw'!$B$2:$B$26,MATCH($C66,'Shultis Faw'!$A$2:$A$26,1)+1)-INDEX('Shultis Faw'!$B$2:$B$26,MATCH($C66,'Shultis Faw'!$A$2:$A$26,1)))/(INDEX('Shultis Faw'!$A$2:$A$26,MATCH($C66,'Shultis Faw'!$A$2:$A$26,1)+1)-INDEX('Shultis Faw'!$A$2:$A$26,MATCH($C66,'Shultis Faw'!$A$2:$A$26,1))),$C66*'Shultis Faw'!$B$2/'Shultis Faw'!$A$2)","v":-0.12996750000000001},{"$f":"_xlfn.IFNA(INDEX('Shultis Faw'!$E$2:$E$26,MATCH($C66,'Shultis Faw'!$A$2:$A$26,1))+($C66-INDEX('Shultis Faw'!$A$2:$A$26,MATCH($C66,'Shultis Faw'!$A$2:$A$26,1)))*(INDEX('Shultis Faw'!$E$2:$E$26,MATCH($C66,'Shultis Faw'!$A$2:$A$26,1)+1)-INDEX('Shultis Faw'!$E$2:$E$26,MATCH($C66,'Shultis Faw'!$A$2:$A$26,1)))/(INDEX('Shultis Faw'!$A$2:$A$26,MATCH($C66,'Shultis Faw'!$A$2:$A$26,1)+1)-INDEX('Shultis Faw'!$A$2:$A$26,MATCH($C66,'Shultis Faw'!$A$2:$A$26,1))),$C66*'Shultis Faw'!$E$2/'Shultis Faw'!$A$2)","v":5.2632749999999999E-2},{"$f":"_xlfn.IFNA(INDEX('Shultis Faw'!$F$2:$F$26,MATCH($C66,'Shultis Faw'!$A$2:$A$26,1))+($C66-INDEX('Shultis Faw'!$A$2:$A$26,MATCH($C66,'Shultis Faw'!$A$2:$A$26,1)))*(INDEX('Shultis Faw'!$F$2:$F$26,MATCH($C66,'Shultis Faw'!$A$2:$A$26,1)+1)-INDEX('Shultis Faw'!$F$2:$F$26,MATCH($C66,'Shultis Faw'!$A$2:$A$26,1)))/(INDEX('Shultis Faw'!$A$2:$A$26,MATCH($C66,'Shultis Faw'!$A$2:$A$26,1)+1)-INDEX('Shultis Faw'!$A$2:$A$26,MATCH($C66,'Shultis Faw'!$A$2:$A$26,1))),$C66*'Shultis Faw'!$F$2/'Shultis Faw'!$A$2)","v":14.28425},{"$f":"J66*(H66*'Externe blootstelling'!$D$23/2)^K66+L66*(TANH(((H66*'Externe blootstelling'!$D$23)/(2*M66))-2)-TANH(-2))/(1-TANH(-2))","v":1.6527439703218101},{"$f":"IF(N66=1,1+(I66-1)*H66*'Externe blootstelling'!$D$23/2,1+(I66-1)*(N66^(H66*'Externe blootstelling'!$D$23/2)-1)/(N66-1))","v":3.2544507540903362},{"$f":"G66*EXP(-H66*'Externe blootstelling'!$D$23/2)*O66","v":1.9319923618750291E-5}]
[null," g ",0.5549400000000001,8.879040000000001E-14,4.7000000000000004E-5,{"$f":"_xlfn.IFNA(INDEX('hp (pSv cm2)'!$B$2:$B$52,MATCH($C67,'hp (pSv cm2)'!$A$2:$A$52,1))+($C67-INDEX('hp (pSv cm2)'!$A$2:$A$52,MATCH($C67,'hp (pSv cm2)'!$A$2:$A$52,1)))*(INDEX('hp (pSv cm2)'!$B$2:$B$52,MATCH($C67,'hp (pSv cm2)'!$A$2:$A$52,1)+1)-INDEX('hp (pSv cm2)'!$B$2:$B$52,MATCH($C67,'hp (pSv cm2)'!$A$2:$A$52,1)))/(INDEX('hp (pSv cm2)'!$A$2:$A$52,MATCH($C67,'hp (pSv cm2)'!$A$2:$A$52,1)+1)-INDEX('hp (pSv cm2)'!$A$2:$A$52,MATCH($C67,'hp (pSv cm2)'!$A$2:$A$52,1))),$C67*'hp (pSv cm2)'!$B$2/'hp (pSv cm2)'!$A$2)","v":2.7117360000000006},1.2745159200000004E-4,{"$f":"_xlfn.IFNA(0.997*(INDEX('Mass attenuation coefficients'!$B$2:$B$37,MATCH($C67,'Mass attenuation coefficients'!$A$2:$A$37,1))+($C67-INDEX('Mass attenuation coefficients'!$A$2:$A$37,MATCH($C67,'Mass attenuation coefficients'!$A$2:$A$37,1)))*(INDEX('Mass attenuation coefficients'!$B$2:$B$37,MATCH($C67,'Mass attenuation coefficients'!$A$2:$A$37,1)+1)-INDEX('Mass attenuation coefficients'!$B$2:$B$37,MATCH($C67,'Mass attenuation coefficients'!$A$2:$A$37,1)))/(INDEX('Mass attenuation coefficients'!$A$2:$A$37,MATCH($C67,'Mass attenuation coefficients'!$A$2:$A$37,1)+1)-INDEX('Mass attenuation coefficients'!$A$2:$A$37,MATCH($C67,'Mass attenuation coefficients'!$A$2:$A$37,1)))),0.997*$C67*'Mass attenuation coefficients'!$B$2/'Mass attenuation coefficients'!$A$2)","v":9.2575324341999998E-2},{"$f":"_xlfn.IFNA(INDEX('Shultis Faw'!$C$2:$C$26,MATCH($C67,'Shultis Faw'!$A$2:$A$26,1))+($C67-INDEX('Shultis Faw'!$A$2:$A$26,MATCH($C67,'Shultis Faw'!$A$2:$A$26,1)))*(INDEX('Shultis Faw'!$C$2:$C$26,MATCH($C67,'Shultis Faw'!$A$2:$A$26,1)+1)-INDEX('Shultis Faw'!$C$2:$C$26,MATCH($C67,'Shultis Faw'!$A$2:$A$26,1)))/(INDEX('Shultis Faw'!$A$2:$A$26,MATCH($C67,'Shultis Faw'!$A$2:$A$26,1)+1)-INDEX('Shultis Faw'!$A$2:$A$26,MATCH($C67,'Shultis Faw'!$A$2:$A$26,1))),$C67*'Shultis Faw'!$C$2/'Shultis Faw'!$A$2)","v":2.4324237999999996},{"$f":"_xlfn.IFNA(INDEX('Shultis Faw'!$D$2:$D$26,MATCH($C67,'Shultis Faw'!$A$2:$A$26,1))+($C67-INDEX('Shultis Faw'!$A$2:$A$26,MATCH($C67,'Shultis Faw'!$A$2:$A$26,1)))*(INDEX('Shultis Faw'!$D$2:$D$26,MATCH($C67,'Shultis Faw'!$A$2:$A$26,1)+1)-INDEX('Shultis Faw'!$D$2:$D$26,MATCH($C67,'Shultis Faw'!$A$2:$A$26,1)))/(INDEX('Shultis Faw'!$A$2:$A$26,MATCH($C67,'Shultis Faw'!$A$2:$A$26,1)+1)-INDEX('Shultis Faw'!$A$2:$A$26,MATCH($C67,'Shultis Faw'!$A$2:$A$26,1))),$C67*'Shultis Faw'!$D$2/'Shultis Faw'!$A$2)","v":1.7182021999999999},{"$f":"_xlfn.IFNA(INDEX('Shultis Faw'!$B$2:$B$26,MATCH($C67,'Shultis Faw'!$A$2:$A$26,1))+($C67-INDEX('Shultis Faw'!$A$2:$A$26,MATCH($C67,'Shultis Faw'!$A$2:$A$26,1)))*(INDEX('Shultis Faw'!$B$2:$B$26,MATCH($C67,'Shultis Faw'!$A$2:$A$26,1)+1)-INDEX('Shultis Faw'!$B$2:$B$26,MATCH($C67,'Shultis Faw'!$A$2:$A$26,1)))/(INDEX('Shultis Faw'!$A$2:$A$26,MATCH($C67,'Shultis Faw'!$A$2:$A$26,1)+1)-INDEX('Shultis Faw'!$A$2:$A$26,MATCH($C67,'Shultis Faw'!$A$2:$A$26,1))),$C67*'Shultis Faw'!$B$2/'Shultis Faw'!$A$2)","v":-0.1289566},{"$f":"_xlfn.IFNA(INDEX('Shultis Faw'!$E$2:$E$26,MATCH($C67,'Shultis Faw'!$A$2:$A$26,1))+($C67-INDEX('Shultis Faw'!$A$2:$A$26,MATCH($C67,'Shultis Faw'!$A$2:$A$26,1)))*(INDEX('Shultis Faw'!$E$2:$E$26,MATCH($C67,'Shultis Faw'!$A$2:$A$26,1)+1)-INDEX('Shultis Faw'!$E$2:$E$26,MATCH($C67,'Shultis Faw'!$A$2:$A$26,1)))/(INDEX('Shultis Faw'!$A$2:$A$26,MATCH($C67,'Shultis Faw'!$A$2:$A$26,1)+1)-INDEX('Shultis Faw'!$A$2:$A$26,MATCH($C67,'Shultis Faw'!$A$2:$A$26,1))),$C67*'Shultis Faw'!$E$2/'Shultis Faw'!$A$2)","v":5.2237579999999992E-2},{"$f":"_xlfn.IFNA(INDEX('Shultis Faw'!$F$2:$F$26,MATCH($C67,'Shultis Faw'!$A$2:$A$26,1))+($C67-INDEX('Shultis Faw'!$A$2:$A$26,MATCH($C67,'Shultis Faw'!$A$2:$A$26,1)))*(INDEX('Shultis Faw'!$F$2:$F$26,MATCH($C67,'Shultis Faw'!$A$2:$A$26,1)+1)-INDEX('Shultis Faw'!$F$2:$F$26,MATCH($C67,'Shultis Faw'!$A$2:$A$26,1)))/(INDEX('Shultis Faw'!$A$2:$A$26,MATCH($C67,'Shultis Faw'!$A$2:$A$26,1)+1)-INDEX('Shultis Faw'!$A$2:$A$26,MATCH($C67,'Shultis Faw'!$A$2:$A$26,1))),$C67*'Shultis Faw'!$F$2/'Shultis Faw'!$A$2)","v":14.27506},{"$f":"J67*(H67*'Externe blootstelling'!$D$23/2)^K67+L67*(TANH(((H67*'Externe blootstelling'!$D$23)/(2*M67))-2)-TANH(-2))/(1-TANH(-2))","v":1.6471752269558038},{"$f":"IF(N67=1,1+(I67-1)*H67*'Externe blootstelling'!$D$23/2,1+(I67-1)*(N67^(H67*'Externe blootstelling'!$D$23/2)-1)/(N67-1))","v":3.2127500966158626},{"$f":"G67*EXP(-H67*'Externe blootstelling'!$D$23/2)*O67","v":1.0212872782301108E-4}]
[null," g ",0.57410000000000005,9.1856E-14,1.6000000000000001E-6,{"$f":"_xlfn.IFNA(INDEX('hp (pSv cm2)'!$B$2:$B$52,MATCH($C68,'hp (pSv cm2)'!$A$2:$A$52,1))+($C68-INDEX('hp (pSv cm2)'!$A$2:$A$52,MATCH($C68,'hp (pSv cm2)'!$A$2:$A$52,1)))*(INDEX('hp (pSv cm2)'!$B$2:$B$52,MATCH($C68,'hp (pSv cm2)'!$A$2:$A$52,1)+1)-INDEX('hp (pSv cm2)'!$B$2:$B$52,MATCH($C68,'hp (pSv cm2)'!$A$2:$A$52,1)))/(INDEX('hp (pSv cm2)'!$A$2:$A$52,MATCH($C68,'hp (pSv cm2)'!$A$2:$A$52,1)+1)-INDEX('hp (pSv cm2)'!$A$2:$A$52,MATCH($C68,'hp (pSv cm2)'!$A$2:$A$52,1))),$C68*'hp (pSv cm2)'!$B$2/'hp (pSv cm2)'!$A$2)","v":2.7960400000000005},4.4736640000000016E-6,{"$f":"_xlfn.IFNA(0.997*(INDEX('Mass attenuation coefficients'!$B$2:$B$37,MATCH($C68,'Mass attenuation coefficients'!$A$2:$A$37,1))+($C68-INDEX('Mass attenuation coefficients'!$A$2:$A$37,MATCH($C68,'Mass attenuation coefficients'!$A$2:$A$37,1)))*(INDEX('Mass attenuation coefficients'!$B$2:$B$37,MATCH($C68,'Mass attenuation coefficients'!$A$2:$A$37,1)+1)-INDEX('Mass attenuation coefficients'!$B$2:$B$37,MATCH($C68,'Mass attenuation coefficients'!$A$2:$A$37,1)))/(INDEX('Mass attenuation coefficients'!$A$2:$A$37,MATCH($C68,'Mass attenuation coefficients'!$A$2:$A$37,1)+1)-INDEX('Mass attenuation coefficients'!$A$2:$A$37,MATCH($C68,'Mass attenuation coefficients'!$A$2:$A$37,1)))),0.997*$C68*'Mass attenuation coefficients'!$B$2/'Mass attenuation coefficients'!$A$2)","v":9.1178930129999988E-2},{"$f":"_xlfn.IFNA(INDEX('Shultis Faw'!$C$2:$C$26,MATCH($C68,'Shultis Faw'!$A$2:$A$26,1))+($C68-INDEX('Shultis Faw'!$A$2:$A$26,MATCH($C68,'Shultis Faw'!$A$2:$A$26,1)))*(INDEX('Shultis Faw'!$C$2:$C$26,MATCH($C68,'Shultis Faw'!$A$2:$A$26,1)+1)-INDEX('Shultis Faw'!$C$2:$C$26,MATCH($C68,'Shultis Faw'!$A$2:$A$26,1)))/(INDEX('Shultis Faw'!$A$2:$A$26,MATCH($C68,'Shultis Faw'!$A$2:$A$26,1)+1)-INDEX('Shultis Faw'!$A$2:$A$26,MATCH($C68,'Shultis Faw'!$A$2:$A$26,1))),$C68*'Shultis Faw'!$C$2/'Shultis Faw'!$A$2)","v":2.4088569999999998},{"$f":"_xlfn.IFNA(INDEX('Shultis Faw'!$D$2:$D$26,MATCH($C68,'Shultis Faw'!$A$2:$A$26,1))+($C68-INDEX('Shultis Faw'!$A$2:$A$26,MATCH($C68,'Shultis Faw'!$A$2:$A$26,1)))*(INDEX('Shultis Faw'!$D$2:$D$26,MATCH($C68,'Shultis Faw'!$A$2:$A$26,1)+1)-INDEX('Shultis Faw'!$D$2:$D$26,MATCH($C68,'Shultis Faw'!$A$2:$A$26,1)))/(INDEX('Shultis Faw'!$A$2:$A$26,MATCH($C68,'Shultis Faw'!$A$2:$A$26,1)+1)-INDEX('Shultis Faw'!$A$2:$A$26,MATCH($C68,'Shultis Faw'!$A$2:$A$26,1))),$C68*'Shultis Faw'!$D$2/'Shultis Faw'!$A$2)","v":1.701533},{"$f":"_xlfn.IFNA(INDEX('Shultis Faw'!$B$2:$B$26,MATCH($C68,'Shultis Faw'!$A$2:$A$26,1))+($C68-INDEX('Shultis Faw'!$A$2:$A$26,MATCH($C68,'Shultis Faw'!$A$2:$A$26,1)))*(INDEX('Shultis Faw'!$B$2:$B$26,MATCH($C68,'Shultis Faw'!$A$2:$A$26,1)+1)-INDEX('Shultis Faw'!$B$2:$B$26,MATCH($C68,'Shultis Faw'!$A$2:$A$26,1)))/(INDEX('Shultis Faw'!$A$2:$A$26,MATCH($C68,'Shultis Faw'!$A$2:$A$26,1)+1)-INDEX('Shultis Faw'!$A$2:$A$26,MATCH($C68,'Shultis Faw'!$A$2:$A$26,1))),$C68*'Shultis Faw'!$B$2/'Shultis Faw'!$A$2)","v":-0.12684899999999999},{"$f":"_xlfn.IFNA(INDEX('Shultis Faw'!$E$2:$E$26,MATCH($C68,'Shultis Faw'!$A$2:$A$26,1))+($C68-INDEX('Shultis Faw'!$A$2:$A$26,MATCH($C68,'Shultis Faw'!$A$2:$A$26,1)))*(INDEX('Shultis Faw'!$E$2:$E$26,MATCH($C68,'Shultis Faw'!$A$2:$A$26,1)+1)-INDEX('Shultis Faw'!$E$2:$E$26,MATCH($C68,'Shultis Faw'!$A$2:$A$26,1)))/(INDEX('Shultis Faw'!$A$2:$A$26,MATCH($C68,'Shultis Faw'!$A$2:$A$26,1)+1)-INDEX('Shultis Faw'!$A$2:$A$26,MATCH($C68,'Shultis Faw'!$A$2:$A$26,1))),$C68*'Shultis Faw'!$E$2/'Shultis Faw'!$A$2)","v":5.1413699999999993E-2},{"$f":"_xlfn.IFNA(INDEX('Shultis Faw'!$F$2:$F$26,MATCH($C68,'Shultis Faw'!$A$2:$A$26,1))+($C68-INDEX('Shultis Faw'!$A$2:$A$26,MATCH($C68,'Shultis Faw'!$A$2:$A$26,1)))*(INDEX('Shultis Faw'!$F$2:$F$26,MATCH($C68,'Shultis Faw'!$A$2:$A$26,1)+1)-INDEX('Shultis Faw'!$F$2:$F$26,MATCH($C68,'Shultis Faw'!$A$2:$A$26,1)))/(INDEX('Shultis Faw'!$A$2:$A$26,MATCH($C68,'Shultis Faw'!$A$2:$A$26,1)+1)-INDEX('Shultis Faw'!$A$2:$A$26,MATCH($C68,'Shultis Faw'!$A$2:$A$26,1))),$C68*'Shultis Faw'!$F$2/'Shultis Faw'!$A$2)","v":14.2559},{"$f":"J68*(H68*'Externe blootstelling'!$D$23/2)^K68+L68*(TANH(((H68*'Externe blootstelling'!$D$23)/(2*M68))-2)-TANH(-2))/(1-TANH(-2))","v":1.6354695677490505},{"$f":"IF(N68=1,1+(I68-1)*H68*'Externe blootstelling'!$D$23/2,1+(I68-1)*(N68^(H68*'Externe blootstelling'!$D$23/2)-1)/(N68-1))","v":3.1277444048505894},{"$f":"G68*EXP(-H68*'Externe blootstelling'!$D$23/2)*O68","v":3.5638303770540513E-6}]
[null," g ",0.57874999999999999,9.2599999999999992E-14,3.4E-5,{"$f":"_xlfn.IFNA(INDEX('hp (pSv cm2)'!$B$2:$B$52,MATCH($C69,'hp (pSv cm2)'!$A$2:$A$52,1))+($C69-INDEX('hp (pSv cm2)'!$A$2:$A$52,MATCH($C69,'hp (pSv cm2)'!$A$2:$A$52,1)))*(INDEX('hp (pSv cm2)'!$B$2:$B$52,MATCH($C69,'hp (pSv cm2)'!$A$2:$A$52,1)+1)-INDEX('hp (pSv cm2)'!$B$2:$B$52,MATCH($C69,'hp (pSv cm2)'!$A$2:$A$52,1)))/(INDEX('hp (pSv cm2)'!$A$2:$A$52,MATCH($C69,'hp (pSv cm2)'!$A$2:$A$52,1)+1)-INDEX('hp (pSv cm2)'!$A$2:$A$52,MATCH($C69,'hp (pSv cm2)'!$A$2:$A$52,1))),$C69*'hp (pSv cm2)'!$B$2/'hp (pSv cm2)'!$A$2)","v":2.8165000000000004},9.576100000000002E-5,{"$f":"_xlfn.IFNA(0.997*(INDEX('Mass attenuation coefficients'!$B$2:$B$37,MATCH($C69,'Mass attenuation coefficients'!$A$2:$A$37,1))+($C69-INDEX('Mass attenuation coefficients'!$A$2:$A$37,MATCH($C69,'Mass attenuation coefficients'!$A$2:$A$37,1)))*(INDEX('Mass attenuation coefficients'!$B$2:$B$37,MATCH($C69,'Mass attenuation coefficients'!$A$2:$A$37,1)+1)-INDEX('Mass attenuation coefficients'!$B$2:$B$37,MATCH($C69,'Mass attenuation coefficients'!$A$2:$A$37,1)))/(INDEX('Mass attenuation coefficients'!$A$2:$A$37,MATCH($C69,'Mass attenuation coefficients'!$A$2:$A$37,1)+1)-INDEX('Mass attenuation coefficients'!$A$2:$A$37,MATCH($C69,'Mass attenuation coefficients'!$A$2:$A$37,1)))),0.997*$C69*'Mass attenuation coefficients'!$B$2/'Mass attenuation coefficients'!$A$2)","v":9.0840034875000003E-2},{"$f":"_xlfn.IFNA(INDEX('Shultis Faw'!$C$2:$C$26,MATCH($C69,'Shultis Faw'!$A$2:$A$26,1))+($C69-INDEX('Shultis Faw'!$A$2:$A$26,MATCH($C69,'Shultis Faw'!$A$2:$A$26,1)))*(INDEX('Shultis Faw'!$C$2:$C$26,MATCH($C69,'Shultis Faw'!$A$2:$A$26,1)+1)-INDEX('Shultis Faw'!$C$2:$C$26,MATCH($C69,'Shultis Faw'!$A$2:$A$26,1)))/(INDEX('Shultis Faw'!$A$2:$A$26,MATCH($C69,'Shultis Faw'!$A$2:$A$26,1)+1)-INDEX('Shultis Faw'!$A$2:$A$26,MATCH($C69,'Shultis Faw'!$A$2:$A$26,1))),$C69*'Shultis Faw'!$C$2/'Shultis Faw'!$A$2)","v":2.4031374999999997},{"$f":"_xlfn.IFNA(INDEX('Shultis Faw'!$D$2:$D$26,MATCH($C69,'Shultis Faw'!$A$2:$A$26,1))+($C69-INDEX('Shultis Faw'!$A$2:$A$26,MATCH($C69,'Shultis Faw'!$A$2:$A$26,1)))*(INDEX('Shultis Faw'!$D$2:$D$26,MATCH($C69,'Shultis Faw'!$A$2:$A$26,1)+1)-INDEX('Shultis Faw'!$D$2:$D$26,MATCH($C69,'Shultis Faw'!$A$2:$A$26,1)))/(INDEX('Shultis Faw'!$A$2:$A$26,MATCH($C69,'Shultis Faw'!$A$2:$A$26,1)+1)-INDEX('Shultis Faw'!$A$2:$A$26,MATCH($C69,'Shultis Faw'!$A$2:$A$26,1))),$C69*'Shultis Faw'!$D$2/'Shultis Faw'!$A$2)","v":1.6974875},{"$f":"_xlfn.IFNA(INDEX('Shultis Faw'!$B$2:$B$26,MATCH($C69,'Shultis Faw'!$A$2:$A$26,1))+($C69-INDEX('Shultis Faw'!$A$2:$A$26,MATCH($C69,'Shultis Faw'!$A$2:$A$26,1)))*(INDEX('Shultis Faw'!$B$2:$B$26,MATCH($C69,'Shultis Faw'!$A$2:$A$26,1)+1)-INDEX('Shultis Faw'!$B$2:$B$26,MATCH($C69,'Shultis Faw'!$A$2:$A$26,1)))/(INDEX('Shultis Faw'!$A$2:$A$26,MATCH($C69,'Shultis Faw'!$A$2:$A$26,1)+1)-INDEX('Shultis Faw'!$A$2:$A$26,MATCH($C69,'Shultis Faw'!$A$2:$A$26,1))),$C69*'Shultis Faw'!$B$2/'Shultis Faw'!$A$2)","v":-0.12633749999999999},{"$f":"_xlfn.IFNA(INDEX('Shultis Faw'!$E$2:$E$26,MATCH($C69,'Shultis Faw'!$A$2:$A$26,1))+($C69-INDEX('Shultis Faw'!$A$2:$A$26,MATCH($C69,'Shultis Faw'!$A$2:$A$26,1)))*(INDEX('Shultis Faw'!$E$2:$E$26,MATCH($C69,'Shultis Faw'!$A$2:$A$26,1)+1)-INDEX('Shultis Faw'!$E$2:$E$26,MATCH($C69,'Shultis Faw'!$A$2:$A$26,1)))/(INDEX('Shultis Faw'!$A$2:$A$26,MATCH($C69,'Shultis Faw'!$A$2:$A$26,1)+1)-INDEX('Shultis Faw'!$A$2:$A$26,MATCH($C69,'Shultis Faw'!$A$2:$A$26,1))),$C69*'Shultis Faw'!$E$2/'Shultis Faw'!$A$2)","v":5.1213750000000002E-2},{"$f":"_xlfn.IFNA(INDEX('Shultis Faw'!$F$2:$F$26,MATCH($C69,'Shultis Faw'!$A$2:$A$26,1))+($C69-INDEX('Shultis Faw'!$A$2:$A$26,MATCH($C69,'Shultis Faw'!$A$2:$A$26,1)))*(INDEX('Shultis Faw'!$F$2:$F$26,MATCH($C69,'Shultis Faw'!$A$2:$A$26,1)+1)-INDEX('Shultis Faw'!$F$2:$F$26,MATCH($C69,'Shultis Faw'!$A$2:$A$26,1)))/(INDEX('Shultis Faw'!$A$2:$A$26,MATCH($C69,'Shultis Faw'!$A$2:$A$26,1)+1)-INDEX('Shultis Faw'!$A$2:$A$26,MATCH($C69,'Shultis Faw'!$A$2:$A$26,1))),$C69*'Shultis Faw'!$F$2/'Shultis Faw'!$A$2)","v":14.251250000000001},{"$f":"J69*(H69*'Externe blootstelling'!$D$23/2)^K69+L69*(TANH(((H69*'Externe blootstelling'!$D$23)/(2*M69))-2)-TANH(-2))/(1-TANH(-2))","v":1.632609212936752},{"$f":"IF(N69=1,1+(I69-1)*H69*'Externe blootstelling'!$D$23/2,1+(I69-1)*(N69^(H69*'Externe blootstelling'!$D$23/2)-1)/(N69-1))","v":3.1075022823738241},{"$f":"G69*EXP(-H69*'Externe blootstelling'!$D$23/2)*O69","v":7.6178118275804313E-5}]
[null," g ",0.5845499999999999,9.3527999999999975E-14,1.0699999999999999E-5,{"$f":"_xlfn.IFNA(INDEX('hp (pSv cm2)'!$B$2:$B$52,MATCH($C70,'hp (pSv cm2)'!$A$2:$A$52,1))+($C70-INDEX('hp (pSv cm2)'!$A$2:$A$52,MATCH($C70,'hp (pSv cm2)'!$A$2:$A$52,1)))*(INDEX('hp (pSv cm2)'!$B$2:$B$52,MATCH($C70,'hp (pSv cm2)'!$A$2:$A$52,1)+1)-INDEX('hp (pSv cm2)'!$B$2:$B$52,MATCH($C70,'hp (pSv cm2)'!$A$2:$A$52,1)))/(INDEX('hp (pSv cm2)'!$A$2:$A$52,MATCH($C70,'hp (pSv cm2)'!$A$2:$A$52,1)+1)-INDEX('hp (pSv cm2)'!$A$2:$A$52,MATCH($C70,'hp (pSv cm2)'!$A$2:$A$52,1))),$C70*'hp (pSv cm2)'!$B$2/'hp (pSv cm2)'!$A$2)","v":2.8420199999999998},3.0409613999999996E-5,{"$f":"_xlfn.IFNA(0.997*(INDEX('Mass attenuation coefficients'!$B$2:$B$37,MATCH($C70,'Mass attenuation coefficients'!$A$2:$A$37,1))+($C70-INDEX('Mass attenuation coefficients'!$A$2:$A$37,MATCH($C70,'Mass attenuation coefficients'!$A$2:$A$37,1)))*(INDEX('Mass attenuation coefficients'!$B$2:$B$37,MATCH($C70,'Mass attenuation coefficients'!$A$2:$A$37,1)+1)-INDEX('Mass attenuation coefficients'!$B$2:$B$37,MATCH($C70,'Mass attenuation coefficients'!$A$2:$A$37,1)))/(INDEX('Mass attenuation coefficients'!$A$2:$A$37,MATCH($C70,'Mass attenuation coefficients'!$A$2:$A$37,1)+1)-INDEX('Mass attenuation coefficients'!$A$2:$A$37,MATCH($C70,'Mass attenuation coefficients'!$A$2:$A$37,1)))),0.997*$C70*'Mass attenuation coefficients'!$B$2/'Mass attenuation coefficients'!$A$2)","v":9.0417326815000004E-2},{"$f":"_xlfn.IFNA(INDEX('Shultis Faw'!$C$2:$C$26,MATCH($C70,'Shultis Faw'!$A$2:$A$26,1))+($C70-INDEX('Shultis Faw'!$A$2:$A$26,MATCH($C70,'Shultis Faw'!$A$2:$A$26,1)))*(INDEX('Shultis Faw'!$C$2:$C$26,MATCH($C70,'Shultis Faw'!$A$2:$A$26,1)+1)-INDEX('Shultis Faw'!$C$2:$C$26,MATCH($C70,'Shultis Faw'!$A$2:$A$26,1)))/(INDEX('Shultis Faw'!$A$2:$A$26,MATCH($C70,'Shultis Faw'!$A$2:$A$26,1)+1)-INDEX('Shultis Faw'!$A$2:$A$26,MATCH($C70,'Shultis Faw'!$A$2:$A$26,1))),$C70*'Shultis Faw'!$C$2/'Shultis Faw'!$A$2)","v":2.3960035},{"$f":"_xlfn.IFNA(INDEX('Shultis Faw'!$D$2:$D$26,MATCH($C70,'Shultis Faw'!$A$2:$A$26,1))+($C70-INDEX('Shultis Faw'!$A$2:$A$26,MATCH($C70,'Shultis Faw'!$A$2:$A$26,1)))*(INDEX('Shultis Faw'!$D$2:$D$26,MATCH($C70,'Shultis Faw'!$A$2:$A$26,1)+1)-INDEX('Shultis Faw'!$D$2:$D$26,MATCH($C70,'Shultis Faw'!$A$2:$A$26,1)))/(INDEX('Shultis Faw'!$A$2:$A$26,MATCH($C70,'Shultis Faw'!$A$2:$A$26,1)+1)-INDEX('Shultis Faw'!$A$2:$A$26,MATCH($C70,'Shultis Faw'!$A$2:$A$26,1))),$C70*'Shultis Faw'!$D$2/'Shultis Faw'!$A$2)","v":1.6924415000000002},{"$f":"_xlfn.IFNA(INDEX('Shultis Faw'!$B$2:$B$26,MATCH($C70,'Shultis Faw'!$A$2:$A$26,1))+($C70-INDEX('Shultis Faw'!$A$2:$A$26,MATCH($C70,'Shultis Faw'!$A$2:$A$26,1)))*(INDEX('Shultis Faw'!$B$2:$B$26,MATCH($C70,'Shultis Faw'!$A$2:$A$26,1)+1)-INDEX('Shultis Faw'!$B$2:$B$26,MATCH($C70,'Shultis Faw'!$A$2:$A$26,1)))/(INDEX('Shultis Faw'!$A$2:$A$26,MATCH($C70,'Shultis Faw'!$A$2:$A$26,1)+1)-INDEX('Shultis Faw'!$A$2:$A$26,MATCH($C70,'Shultis Faw'!$A$2:$A$26,1))),$C70*'Shultis Faw'!$B$2/'Shultis Faw'!$A$2)","v":-0.12569950000000002},{"$f":"_xlfn.IFNA(INDEX('Shultis Faw'!$E$2:$E$26,MATCH($C70,'Shultis Faw'!$A$2:$A$26,1))+($C70-INDEX('Shultis Faw'!$A$2:$A$26,MATCH($C70,'Shultis Faw'!$A$2:$A$26,1)))*(INDEX('Shultis Faw'!$E$2:$E$26,MATCH($C70,'Shultis Faw'!$A$2:$A$26,1)+1)-INDEX('Shultis Faw'!$E$2:$E$26,MATCH($C70,'Shultis Faw'!$A$2:$A$26,1)))/(INDEX('Shultis Faw'!$A$2:$A$26,MATCH($C70,'Shultis Faw'!$A$2:$A$26,1)+1)-INDEX('Shultis Faw'!$A$2:$A$26,MATCH($C70,'Shultis Faw'!$A$2:$A$26,1))),$C70*'Shultis Faw'!$E$2/'Shultis Faw'!$A$2)","v":5.0964349999999999E-2},{"$f":"_xlfn.IFNA(INDEX('Shultis Faw'!$F$2:$F$26,MATCH($C70,'Shultis Faw'!$A$2:$A$26,1))+($C70-INDEX('Shultis Faw'!$A$2:$A$26,MATCH($C70,'Shultis Faw'!$A$2:$A$26,1)))*(INDEX('Shultis Faw'!$F$2:$F$26,MATCH($C70,'Shultis Faw'!$A$2:$A$26,1)+1)-INDEX('Shultis Faw'!$F$2:$F$26,MATCH($C70,'Shultis Faw'!$A$2:$A$26,1)))/(INDEX('Shultis Faw'!$A$2:$A$26,MATCH($C70,'Shultis Faw'!$A$2:$A$26,1)+1)-INDEX('Shultis Faw'!$A$2:$A$26,MATCH($C70,'Shultis Faw'!$A$2:$A$26,1))),$C70*'Shultis Faw'!$F$2/'Shultis Faw'!$A$2)","v":14.24545},{"$f":"J70*(H70*'Externe blootstelling'!$D$23/2)^K70+L70*(TANH(((H70*'Externe blootstelling'!$D$23)/(2*M70))-2)-TANH(-2))/(1-TANH(-2))","v":1.6290307987510548},{"$f":"IF(N70=1,1+(I70-1)*H70*'Externe blootstelling'!$D$23/2,1+(I70-1)*(N70^(H70*'Externe blootstelling'!$D$23/2)-1)/(N70-1))","v":3.0824635257610487},{"$f":"G70*EXP(-H70*'Externe blootstelling'!$D$23/2)*O70","v":2.4148639171292564E-5}]
[null," g ",0.58760000000000001,9.4016E-14,4.7999999999999998E-6,{"$f":"_xlfn.IFNA(INDEX('hp (pSv cm2)'!$B$2:$B$52,MATCH($C71,'hp (pSv cm2)'!$A$2:$A$52,1))+($C71-INDEX('hp (pSv cm2)'!$A$2:$A$52,MATCH($C71,'hp (pSv cm2)'!$A$2:$A$52,1)))*(INDEX('hp (pSv cm2)'!$B$2:$B$52,MATCH($C71,'hp (pSv cm2)'!$A$2:$A$52,1)+1)-INDEX('hp (pSv cm2)'!$B$2:$B$52,MATCH($C71,'hp (pSv cm2)'!$A$2:$A$52,1)))/(INDEX('hp (pSv cm2)'!$A$2:$A$52,MATCH($C71,'hp (pSv cm2)'!$A$2:$A$52,1)+1)-INDEX('hp (pSv cm2)'!$A$2:$A$52,MATCH($C71,'hp (pSv cm2)'!$A$2:$A$52,1))),$C71*'hp (pSv cm2)'!$B$2/'hp (pSv cm2)'!$A$2)","v":2.8554400000000002},1.3706112E-5,{"$f":"_xlfn.IFNA(0.997*(INDEX('Mass attenuation coefficients'!$B$2:$B$37,MATCH($C71,'Mass attenuation coefficients'!$A$2:$A$37,1))+($C71-INDEX('Mass attenuation coefficients'!$A$2:$A$37,MATCH($C71,'Mass attenuation coefficients'!$A$2:$A$37,1)))*(INDEX('Mass attenuation coefficients'!$B$2:$B$37,MATCH($C71,'Mass attenuation coefficients'!$A$2:$A$37,1)+1)-INDEX('Mass attenuation coefficients'!$B$2:$B$37,MATCH($C71,'Mass attenuation coefficients'!$A$2:$A$37,1)))/(INDEX('Mass attenuation coefficients'!$A$2:$A$37,MATCH($C71,'Mass attenuation coefficients'!$A$2:$A$37,1)+1)-INDEX('Mass attenuation coefficients'!$A$2:$A$37,MATCH($C71,'Mass attenuation coefficients'!$A$2:$A$37,1)))),0.997*$C71*'Mass attenuation coefficients'!$B$2/'Mass attenuation coefficients'!$A$2)","v":9.0195040679999991E-2},{"$f":"_xlfn.IFNA(INDEX('Shultis Faw'!$C$2:$C$26,MATCH($C71,'Shultis Faw'!$A$2:$A$26,1))+($C71-INDEX('Shultis Faw'!$A$2:$A$26,MATCH($C71,'Shultis Faw'!$A$2:$A$26,1)))*(INDEX('Shultis Faw'!$C$2:$C$26,MATCH($C71,'Shultis Faw'!$A$2:$A$26,1)+1)-INDEX('Shultis Faw'!$C$2:$C$26,MATCH($C71,'Shultis Faw'!$A$2:$A$26,1)))/(INDEX('Shultis Faw'!$A$2:$A$26,MATCH($C71,'Shultis Faw'!$A$2:$A$26,1)+1)-INDEX('Shultis Faw'!$A$2:$A$26,MATCH($C71,'Shultis Faw'!$A$2:$A$26,1))),$C71*'Shultis Faw'!$C$2/'Shultis Faw'!$A$2)","v":2.3922519999999996},{"$f":"_xlfn.IFNA(INDEX('Shultis Faw'!$D$2:$D$26,MATCH($C71,'Shultis Faw'!$A$2:$A$26,1))+($C71-INDEX('Shultis Faw'!$A$2:$A$26,MATCH($C71,'Shultis Faw'!$A$2:$A$26,1)))*(INDEX('Shultis Faw'!$D$2:$D$26,MATCH($C71,'Shultis Faw'!$A$2:$A$26,1)+1)-INDEX('Shultis Faw'!$D$2:$D$26,MATCH($C71,'Shultis Faw'!$A$2:$A$26,1)))/(INDEX('Shultis Faw'!$A$2:$A$26,MATCH($C71,'Shultis Faw'!$A$2:$A$26,1)+1)-INDEX('Shultis Faw'!$A$2:$A$26,MATCH($C71,'Shultis Faw'!$A$2:$A$26,1))),$C71*'Shultis Faw'!$D$2/'Shultis Faw'!$A$2)","v":1.6897880000000001},{"$f":"_xlfn.IFNA(INDEX('Shultis Faw'!$B$2:$B$26,MATCH($C71,'Shultis Faw'!$A$2:$A$26,1))+($C71-INDEX('Shultis Faw'!$A$2:$A$26,MATCH($C71,'Shultis Faw'!$A$2:$A$26,1)))*(INDEX('Shultis Faw'!$B$2:$B$26,MATCH($C71,'Shultis Faw'!$A$2:$A$26,1)+1)-INDEX('Shultis Faw'!$B$2:$B$26,MATCH($C71,'Shultis Faw'!$A$2:$A$26,1)))/(INDEX('Shultis Faw'!$A$2:$A$26,MATCH($C71,'Shultis Faw'!$A$2:$A$26,1)+1)-INDEX('Shultis Faw'!$A$2:$A$26,MATCH($C71,'Shultis Faw'!$A$2:$A$26,1))),$C71*'Shultis Faw'!$B$2/'Shultis Faw'!$A$2)","v":-0.125364},{"$f":"_xlfn.IFNA(INDEX('Shultis Faw'!$E$2:$E$26,MATCH($C71,'Shultis Faw'!$A$2:$A$26,1))+($C71-INDEX('Shultis Faw'!$A$2:$A$26,MATCH($C71,'Shultis Faw'!$A$2:$A$26,1)))*(INDEX('Shultis Faw'!$E$2:$E$26,MATCH($C71,'Shultis Faw'!$A$2:$A$26,1)+1)-INDEX('Shultis Faw'!$E$2:$E$26,MATCH($C71,'Shultis Faw'!$A$2:$A$26,1)))/(INDEX('Shultis Faw'!$A$2:$A$26,MATCH($C71,'Shultis Faw'!$A$2:$A$26,1)+1)-INDEX('Shultis Faw'!$A$2:$A$26,MATCH($C71,'Shultis Faw'!$A$2:$A$26,1))),$C71*'Shultis Faw'!$E$2/'Shultis Faw'!$A$2)","v":5.0833199999999995E-2},{"$f":"_xlfn.IFNA(INDEX('Shultis Faw'!$F$2:$F$26,MATCH($C71,'Shultis Faw'!$A$2:$A$26,1))+($C71-INDEX('Shultis Faw'!$A$2:$A$26,MATCH($C71,'Shultis Faw'!$A$2:$A$26,1)))*(INDEX('Shultis Faw'!$F$2:$F$26,MATCH($C71,'Shultis Faw'!$A$2:$A$26,1)+1)-INDEX('Shultis Faw'!$F$2:$F$26,MATCH($C71,'Shultis Faw'!$A$2:$A$26,1)))/(INDEX('Shultis Faw'!$A$2:$A$26,MATCH($C71,'Shultis Faw'!$A$2:$A$26,1)+1)-INDEX('Shultis Faw'!$A$2:$A$26,MATCH($C71,'Shultis Faw'!$A$2:$A$26,1))),$C71*'Shultis Faw'!$F$2/'Shultis Faw'!$A$2)","v":14.2424},{"$f":"J71*(H71*'Externe blootstelling'!$D$23/2)^K71+L71*(TANH(((H71*'Externe blootstelling'!$D$23)/(2*M71))-2)-TANH(-2))/(1-TANH(-2))","v":1.6271442991768481},{"$f":"IF(N71=1,1+(I71-1)*H71*'Externe blootstelling'!$D$23/2,1+(I71-1)*(N71^(H71*'Externe blootstelling'!$D$23/2)-1)/(N71-1))","v":3.0693892800492253},{"$f":"G71*EXP(-H71*'Externe blootstelling'!$D$23/2)*O71","v":1.0874220157664685E-5}]
[null," g ",0.59096000000000004,9.4553599999999994E-14,1.22E-5,{"$f":"_xlfn.IFNA(INDEX('hp (pSv cm2)'!$B$2:$B$52,MATCH($C72,'hp (pSv cm2)'!$A$2:$A$52,1))+($C72-INDEX('hp (pSv cm2)'!$A$2:$A$52,MATCH($C72,'hp (pSv cm2)'!$A$2:$A$52,1)))*(INDEX('hp (pSv cm2)'!$B$2:$B$52,MATCH($C72,'hp (pSv cm2)'!$A$2:$A$52,1)+1)-INDEX('hp (pSv cm2)'!$B$2:$B$52,MATCH($C72,'hp (pSv cm2)'!$A$2:$A$52,1)))/(INDEX('hp (pSv cm2)'!$A$2:$A$52,MATCH($C72,'hp (pSv cm2)'!$A$2:$A$52,1)+1)-INDEX('hp (pSv cm2)'!$A$2:$A$52,MATCH($C72,'hp (pSv cm2)'!$A$2:$A$52,1))),$C72*'hp (pSv cm2)'!$B$2/'hp (pSv cm2)'!$A$2)","v":2.8702240000000003},3.5016732800000007E-5,{"$f":"_xlfn.IFNA(0.997*(INDEX('Mass attenuation coefficients'!$B$2:$B$37,MATCH($C72,'Mass attenuation coefficients'!$A$2:$A$37,1))+($C72-INDEX('Mass attenuation coefficients'!$A$2:$A$37,MATCH($C72,'Mass attenuation coefficients'!$A$2:$A$37,1)))*(INDEX('Mass attenuation coefficients'!$B$2:$B$37,MATCH($C72,'Mass attenuation coefficients'!$A$2:$A$37,1)+1)-INDEX('Mass attenuation coefficients'!$B$2:$B$37,MATCH($C72,'Mass attenuation coefficients'!$A$2:$A$37,1)))/(INDEX('Mass attenuation coefficients'!$A$2:$A$37,MATCH($C72,'Mass attenuation coefficients'!$A$2:$A$37,1)+1)-INDEX('Mass attenuation coefficients'!$A$2:$A$37,MATCH($C72,'Mass attenuation coefficients'!$A$2:$A$37,1)))),0.997*$C72*'Mass attenuation coefficients'!$B$2/'Mass attenuation coefficients'!$A$2)","v":8.9950161527999992E-2},{"$f":"_xlfn.IFNA(INDEX('Shultis Faw'!$C$2:$C$26,MATCH($C72,'Shultis Faw'!$A$2:$A$26,1))+($C72-INDEX('Shultis Faw'!$A$2:$A$26,MATCH($C72,'Shultis Faw'!$A$2:$A$26,1)))*(INDEX('Shultis Faw'!$C$2:$C$26,MATCH($C72,'Shultis Faw'!$A$2:$A$26,1)+1)-INDEX('Shultis Faw'!$C$2:$C$26,MATCH($C72,'Shultis Faw'!$A$2:$A$26,1)))/(INDEX('Shultis Faw'!$A$2:$A$26,MATCH($C72,'Shultis Faw'!$A$2:$A$26,1)+1)-INDEX('Shultis Faw'!$A$2:$A$26,MATCH($C72,'Shultis Faw'!$A$2:$A$26,1))),$C72*'Shultis Faw'!$C$2/'Shultis Faw'!$A$2)","v":2.3881191999999998},{"$f":"_xlfn.IFNA(INDEX('Shultis Faw'!$D$2:$D$26,MATCH($C72,'Shultis Faw'!$A$2:$A$26,1))+($C72-INDEX('Shultis Faw'!$A$2:$A$26,MATCH($C72,'Shultis Faw'!$A$2:$A$26,1)))*(INDEX('Shultis Faw'!$D$2:$D$26,MATCH($C72,'Shultis Faw'!$A$2:$A$26,1)+1)-INDEX('Shultis Faw'!$D$2:$D$26,MATCH($C72,'Shultis Faw'!$A$2:$A$26,1)))/(INDEX('Shultis Faw'!$A$2:$A$26,MATCH($C72,'Shultis Faw'!$A$2:$A$26,1)+1)-INDEX('Shultis Faw'!$A$2:$A$26,MATCH($C72,'Shultis Faw'!$A$2:$A$26,1))),$C72*'Shultis Faw'!$D$2/'Shultis Faw'!$A$2)","v":1.6868647999999999},{"$f":"_xlfn.IFNA(INDEX('Shultis Faw'!$B$2:$B$26,MATCH($C72,'Shultis Faw'!$A$2:$A$26,1))+($C72-INDEX('Shultis Faw'!$A$2:$A$26,MATCH($C72,'Shultis Faw'!$A$2:$A$26,1)))*(INDEX('Shultis Faw'!$B$2:$B$26,MATCH($C72,'Shultis Faw'!$A$2:$A$26,1)+1)-INDEX('Shultis Faw'!$B$2:$B$26,MATCH($C72,'Shultis Faw'!$A$2:$A$26,1)))/(INDEX('Shultis Faw'!$A$2:$A$26,MATCH($C72,'Shultis Faw'!$A$2:$A$26,1)+1)-INDEX('Shultis Faw'!$A$2:$A$26,MATCH($C72,'Shultis Faw'!$A$2:$A$26,1))),$C72*'Shultis Faw'!$B$2/'Shultis Faw'!$A$2)","v":-0.12499439999999999},{"$f":"_xlfn.IFNA(INDEX('Shultis Faw'!$E$2:$E$26,MATCH($C72,'Shultis Faw'!$A$2:$A$26,1))+($C72-INDEX('Shultis Faw'!$A$2:$A$26,MATCH($C72,'Shultis Faw'!$A$2:$A$26,1)))*(INDEX('Shultis Faw'!$E$2:$E$26,MATCH($C72,'Shultis Faw'!$A$2:$A$26,1)+1)-INDEX('Shultis Faw'!$E$2:$E$26,MATCH($C72,'Shultis Faw'!$A$2:$A$26,1)))/(INDEX('Shultis Faw'!$A$2:$A$26,MATCH($C72,'Shultis Faw'!$A$2:$A$26,1)+1)-INDEX('Shultis Faw'!$A$2:$A$26,MATCH($C72,'Shultis Faw'!$A$2:$A$26,1))),$C72*'Shultis Faw'!$E$2/'Shultis Faw'!$A$2)","v":5.0688719999999993E-2},{"$f":"_xlfn.IFNA(INDEX('Shultis Faw'!$F$2:$F$26,MATCH($C72,'Shultis Faw'!$A$2:$A$26,1))+($C72-INDEX('Shultis Faw'!$A$2:$A$26,MATCH($C72,'Shultis Faw'!$A$2:$A$26,1)))*(INDEX('Shultis Faw'!$F$2:$F$26,MATCH($C72,'Shultis Faw'!$A$2:$A$26,1)+1)-INDEX('Shultis Faw'!$F$2:$F$26,MATCH($C72,'Shultis Faw'!$A$2:$A$26,1)))/(INDEX('Shultis Faw'!$A$2:$A$26,MATCH($C72,'Shultis Faw'!$A$2:$A$26,1)+1)-INDEX('Shultis Faw'!$A$2:$A$26,MATCH($C72,'Shultis Faw'!$A$2:$A$26,1))),$C72*'Shultis Faw'!$F$2/'Shultis Faw'!$A$2)","v":14.239040000000001},{"$f":"J72*(H72*'Externe blootstelling'!$D$23/2)^K72+L72*(TANH(((H72*'Externe blootstelling'!$D$23)/(2*M72))-2)-TANH(-2))/(1-TANH(-2))","v":1.6250622691530012},{"$f":"IF(N72=1,1+(I72-1)*H72*'Externe blootstelling'!$D$23/2,1+(I72-1)*(N72^(H72*'Externe blootstelling'!$D$23/2)-1)/(N72-1))","v":3.0550596976993227},{"$f":"G72*EXP(-H72*'Externe blootstelling'!$D$23/2)*O72","v":2.7753799166986866E-5}]
[null," g ",0.59670000000000001,9.5471999999999989E-14,9.9000000000000008E-5,{"$f":"_xlfn.IFNA(INDEX('hp (pSv cm2)'!$B$2:$B$52,MATCH($C73,'hp (pSv cm2)'!$A$2:$A$52,1))+($C73-INDEX('hp (pSv cm2)'!$A$2:$A$52,MATCH($C73,'hp (pSv cm2)'!$A$2:$A$52,1)))*(INDEX('hp (pSv cm2)'!$B$2:$B$52,MATCH($C73,'hp (pSv cm2)'!$A$2:$A$52,1)+1)-INDEX('hp (pSv cm2)'!$B$2:$B$52,MATCH($C73,'hp (pSv cm2)'!$A$2:$A$52,1)))/(INDEX('hp (pSv cm2)'!$A$2:$A$52,MATCH($C73,'hp (pSv cm2)'!$A$2:$A$52,1)+1)-INDEX('hp (pSv cm2)'!$A$2:$A$52,MATCH($C73,'hp (pSv cm2)'!$A$2:$A$52,1))),$C73*'hp (pSv cm2)'!$B$2/'hp (pSv cm2)'!$A$2)","v":2.8954800000000001},2.8665252000000002E-4,{"$f":"_xlfn.IFNA(0.997*(INDEX('Mass attenuation coefficients'!$B$2:$B$37,MATCH($C73,'Mass attenuation coefficients'!$A$2:$A$37,1))+($C73-INDEX('Mass attenuation coefficients'!$A$2:$A$37,MATCH($C73,'Mass attenuation coefficients'!$A$2:$A$37,1)))*(INDEX('Mass attenuation coefficients'!$B$2:$B$37,MATCH($C73,'Mass attenuation coefficients'!$A$2:$A$37,1)+1)-INDEX('Mass attenuation coefficients'!$B$2:$B$37,MATCH($C73,'Mass attenuation coefficients'!$A$2:$A$37,1)))/(INDEX('Mass attenuation coefficients'!$A$2:$A$37,MATCH($C73,'Mass attenuation coefficients'!$A$2:$A$37,1)+1)-INDEX('Mass attenuation coefficients'!$A$2:$A$37,MATCH($C73,'Mass attenuation coefficients'!$A$2:$A$37,1)))),0.997*$C73*'Mass attenuation coefficients'!$B$2/'Mass attenuation coefficients'!$A$2)","v":8.9531826309999993E-2},{"$f":"_xlfn.IFNA(INDEX('Shultis Faw'!$C$2:$C$26,MATCH($C73,'Shultis Faw'!$A$2:$A$26,1))+($C73-INDEX('Shultis Faw'!$A$2:$A$26,MATCH($C73,'Shultis Faw'!$A$2:$A$26,1)))*(INDEX('Shultis Faw'!$C$2:$C$26,MATCH($C73,'Shultis Faw'!$A$2:$A$26,1)+1)-INDEX('Shultis Faw'!$C$2:$C$26,MATCH($C73,'Shultis Faw'!$A$2:$A$26,1)))/(INDEX('Shultis Faw'!$A$2:$A$26,MATCH($C73,'Shultis Faw'!$A$2:$A$26,1)+1)-INDEX('Shultis Faw'!$A$2:$A$26,MATCH($C73,'Shultis Faw'!$A$2:$A$26,1))),$C73*'Shultis Faw'!$C$2/'Shultis Faw'!$A$2)","v":2.3810589999999996},{"$f":"_xlfn.IFNA(INDEX('Shultis Faw'!$D$2:$D$26,MATCH($C73,'Shultis Faw'!$A$2:$A$26,1))+($C73-INDEX('Shultis Faw'!$A$2:$A$26,MATCH($C73,'Shultis Faw'!$A$2:$A$26,1)))*(INDEX('Shultis Faw'!$D$2:$D$26,MATCH($C73,'Shultis Faw'!$A$2:$A$26,1)+1)-INDEX('Shultis Faw'!$D$2:$D$26,MATCH($C73,'Shultis Faw'!$A$2:$A$26,1)))/(INDEX('Shultis Faw'!$A$2:$A$26,MATCH($C73,'Shultis Faw'!$A$2:$A$26,1)+1)-INDEX('Shultis Faw'!$A$2:$A$26,MATCH($C73,'Shultis Faw'!$A$2:$A$26,1))),$C73*'Shultis Faw'!$D$2/'Shultis Faw'!$A$2)","v":1.6818710000000001},{"$f":"_xlfn.IFNA(INDEX('Shultis Faw'!$B$2:$B$26,MATCH($C73,'Shultis Faw'!$A$2:$A$26,1))+($C73-INDEX('Shultis Faw'!$A$2:$A$26,MATCH($C73,'Shultis Faw'!$A$2:$A$26,1)))*(INDEX('Shultis Faw'!$B$2:$B$26,MATCH($C73,'Shultis Faw'!$A$2:$A$26,1)+1)-INDEX('Shultis Faw'!$B$2:$B$26,MATCH($C73,'Shultis Faw'!$A$2:$A$26,1)))/(INDEX('Shultis Faw'!$A$2:$A$26,MATCH($C73,'Shultis Faw'!$A$2:$A$26,1)+1)-INDEX('Shultis Faw'!$A$2:$A$26,MATCH($C73,'Shultis Faw'!$A$2:$A$26,1))),$C73*'Shultis Faw'!$B$2/'Shultis Faw'!$A$2)","v":-0.124363},{"$f":"_xlfn.IFNA(INDEX('Shultis Faw'!$E$2:$E$26,MATCH($C73,'Shultis Faw'!$A$2:$A$26,1))+($C73-INDEX('Shultis Faw'!$A$2:$A$26,MATCH($C73,'Shultis Faw'!$A$2:$A$26,1)))*(INDEX('Shultis Faw'!$E$2:$E$26,MATCH($C73,'Shultis Faw'!$A$2:$A$26,1)+1)-INDEX('Shultis Faw'!$E$2:$E$26,MATCH($C73,'Shultis Faw'!$A$2:$A$26,1)))/(INDEX('Shultis Faw'!$A$2:$A$26,MATCH($C73,'Shultis Faw'!$A$2:$A$26,1)+1)-INDEX('Shultis Faw'!$A$2:$A$26,MATCH($C73,'Shultis Faw'!$A$2:$A$26,1))),$C73*'Shultis Faw'!$E$2/'Shultis Faw'!$A$2)","v":5.0441899999999998E-2},{"$f":"_xlfn.IFNA(INDEX('Shultis Faw'!$F$2:$F$26,MATCH($C73,'Shultis Faw'!$A$2:$A$26,1))+($C73-INDEX('Shultis Faw'!$A$2:$A$26,MATCH($C73,'Shultis Faw'!$A$2:$A$26,1)))*(INDEX('Shultis Faw'!$F$2:$F$26,MATCH($C73,'Shultis Faw'!$A$2:$A$26,1)+1)-INDEX('Shultis Faw'!$F$2:$F$26,MATCH($C73,'Shultis Faw'!$A$2:$A$26,1)))/(INDEX('Shultis Faw'!$A$2:$A$26,MATCH($C73,'Shultis Faw'!$A$2:$A$26,1)+1)-INDEX('Shultis Faw'!$A$2:$A$26,MATCH($C73,'Shultis Faw'!$A$2:$A$26,1))),$C73*'Shultis Faw'!$F$2/'Shultis Faw'!$A$2)","v":14.2333},{"$f":"J73*(H73*'Externe blootstelling'!$D$23/2)^K73+L73*(TANH(((H73*'Externe blootstelling'!$D$23)/(2*M73))-2)-TANH(-2))/(1-TANH(-2))","v":1.6214962814971157},{"$f":"IF(N73=1,1+(I73-1)*H73*'Externe blootstelling'!$D$23/2,1+(I73-1)*(N73^(H73*'Externe blootstelling'!$D$23/2)-1)/(N73-1))","v":3.0307572593155818},{"$f":"G73*EXP(-H73*'Externe blootstelling'!$D$23/2)*O73","v":2.2680845818368679E-4}]
[null," g ",0.59829999999999994,9.5727999999999994E-14,2.0000000000000002E-5,{"$f":"_xlfn.IFNA(INDEX('hp (pSv cm2)'!$B$2:$B$52,MATCH($C74,'hp (pSv cm2)'!$A$2:$A$52,1))+($C74-INDEX('hp (pSv cm2)'!$A$2:$A$52,MATCH($C74,'hp (pSv cm2)'!$A$2:$A$52,1)))*(INDEX('hp (pSv cm2)'!$B$2:$B$52,MATCH($C74,'hp (pSv cm2)'!$A$2:$A$52,1)+1)-INDEX('hp (pSv cm2)'!$B$2:$B$52,MATCH($C74,'hp (pSv cm2)'!$A$2:$A$52,1)))/(INDEX('hp (pSv cm2)'!$A$2:$A$52,MATCH($C74,'hp (pSv cm2)'!$A$2:$A$52,1)+1)-INDEX('hp (pSv cm2)'!$A$2:$A$52,MATCH($C74,'hp (pSv cm2)'!$A$2:$A$52,1))),$C74*'hp (pSv cm2)'!$B$2/'hp (pSv cm2)'!$A$2)","v":2.90252},5.8050400000000002E-5,{"$f":"_xlfn.IFNA(0.997*(INDEX('Mass attenuation coefficients'!$B$2:$B$37,MATCH($C74,'Mass attenuation coefficients'!$A$2:$A$37,1))+($C74-INDEX('Mass attenuation coefficients'!$A$2:$A$37,MATCH($C74,'Mass attenuation coefficients'!$A$2:$A$37,1)))*(INDEX('Mass attenuation coefficients'!$B$2:$B$37,MATCH($C74,'Mass attenuation coefficients'!$A$2:$A$37,1)+1)-INDEX('Mass attenuation coefficients'!$B$2:$B$37,MATCH($C74,'Mass attenuation coefficients'!$A$2:$A$37,1)))/(INDEX('Mass attenuation coefficients'!$A$2:$A$37,MATCH($C74,'Mass attenuation coefficients'!$A$2:$A$37,1)+1)-INDEX('Mass attenuation coefficients'!$A$2:$A$37,MATCH($C74,'Mass attenuation coefficients'!$A$2:$A$37,1)))),0.997*$C74*'Mass attenuation coefficients'!$B$2/'Mass attenuation coefficients'!$A$2)","v":8.9415217190000007E-2},{"$f":"_xlfn.IFNA(INDEX('Shultis Faw'!$C$2:$C$26,MATCH($C74,'Shultis Faw'!$A$2:$A$26,1))+($C74-INDEX('Shultis Faw'!$A$2:$A$26,MATCH($C74,'Shultis Faw'!$A$2:$A$26,1)))*(INDEX('Shultis Faw'!$C$2:$C$26,MATCH($C74,'Shultis Faw'!$A$2:$A$26,1)+1)-INDEX('Shultis Faw'!$C$2:$C$26,MATCH($C74,'Shultis Faw'!$A$2:$A$26,1)))/(INDEX('Shultis Faw'!$A$2:$A$26,MATCH($C74,'Shultis Faw'!$A$2:$A$26,1)+1)-INDEX('Shultis Faw'!$A$2:$A$26,MATCH($C74,'Shultis Faw'!$A$2:$A$26,1))),$C74*'Shultis Faw'!$C$2/'Shultis Faw'!$A$2)","v":2.3790909999999998},{"$f":"_xlfn.IFNA(INDEX('Shultis Faw'!$D$2:$D$26,MATCH($C74,'Shultis Faw'!$A$2:$A$26,1))+($C74-INDEX('Shultis Faw'!$A$2:$A$26,MATCH($C74,'Shultis Faw'!$A$2:$A$26,1)))*(INDEX('Shultis Faw'!$D$2:$D$26,MATCH($C74,'Shultis Faw'!$A$2:$A$26,1)+1)-INDEX('Shultis Faw'!$D$2:$D$26,MATCH($C74,'Shultis Faw'!$A$2:$A$26,1)))/(INDEX('Shultis Faw'!$A$2:$A$26,MATCH($C74,'Shultis Faw'!$A$2:$A$26,1)+1)-INDEX('Shultis Faw'!$A$2:$A$26,MATCH($C74,'Shultis Faw'!$A$2:$A$26,1))),$C74*'Shultis Faw'!$D$2/'Shultis Faw'!$A$2)","v":1.6804790000000001},{"$f":"_xlfn.IFNA(INDEX('Shultis Faw'!$B$2:$B$26,MATCH($C74,'Shultis Faw'!$A$2:$A$26,1))+($C74-INDEX('Shultis Faw'!$A$2:$A$26,MATCH($C74,'Shultis Faw'!$A$2:$A$26,1)))*(INDEX('Shultis Faw'!$B$2:$B$26,MATCH($C74,'Shultis Faw'!$A$2:$A$26,1)+1)-INDEX('Shultis Faw'!$B$2:$B$26,MATCH($C74,'Shultis Faw'!$A$2:$A$26,1)))/(INDEX('Shultis Faw'!$A$2:$A$26,MATCH($C74,'Shultis Faw'!$A$2:$A$26,1)+1)-INDEX('Shultis Faw'!$A$2:$A$26,MATCH($C74,'Shultis Faw'!$A$2:$A$26,1))),$C74*'Shultis Faw'!$B$2/'Shultis Faw'!$A$2)","v":-0.12418700000000001},{"$f":"_xlfn.IFNA(INDEX('Shultis Faw'!$E$2:$E$26,MATCH($C74,'Shultis Faw'!$A$2:$A$26,1))+($C74-INDEX('Shultis Faw'!$A$2:$A$26,MATCH($C74,'Shultis Faw'!$A$2:$A$26,1)))*(INDEX('Shultis Faw'!$E$2:$E$26,MATCH($C74,'Shultis Faw'!$A$2:$A$26,1)+1)-INDEX('Shultis Faw'!$E$2:$E$26,MATCH($C74,'Shultis Faw'!$A$2:$A$26,1)))/(INDEX('Shultis Faw'!$A$2:$A$26,MATCH($C74,'Shultis Faw'!$A$2:$A$26,1)+1)-INDEX('Shultis Faw'!$A$2:$A$26,MATCH($C74,'Shultis Faw'!$A$2:$A$26,1))),$C74*'Shultis Faw'!$E$2/'Shultis Faw'!$A$2)","v":5.0373099999999997E-2},{"$f":"_xlfn.IFNA(INDEX('Shultis Faw'!$F$2:$F$26,MATCH($C74,'Shultis Faw'!$A$2:$A$26,1))+($C74-INDEX('Shultis Faw'!$A$2:$A$26,MATCH($C74,'Shultis Faw'!$A$2:$A$26,1)))*(INDEX('Shultis Faw'!$F$2:$F$26,MATCH($C74,'Shultis Faw'!$A$2:$A$26,1)+1)-INDEX('Shultis Faw'!$F$2:$F$26,MATCH($C74,'Shultis Faw'!$A$2:$A$26,1)))/(INDEX('Shultis Faw'!$A$2:$A$26,MATCH($C74,'Shultis Faw'!$A$2:$A$26,1)+1)-INDEX('Shultis Faw'!$A$2:$A$26,MATCH($C74,'Shultis Faw'!$A$2:$A$26,1))),$C74*'Shultis Faw'!$F$2/'Shultis Faw'!$A$2)","v":14.2317},{"$f":"J74*(H74*'Externe blootstelling'!$D$23/2)^K74+L74*(TANH(((H74*'Externe blootstelling'!$D$23)/(2*M74))-2)-TANH(-2))/(1-TANH(-2))","v":1.6205002125980053},{"$f":"IF(N74=1,1+(I74-1)*H74*'Externe blootstelling'!$D$23/2,1+(I74-1)*(N74^(H74*'Externe blootstelling'!$D$23/2)-1)/(N74-1))","v":3.0240227103446258},{"$f":"G74*EXP(-H74*'Externe blootstelling'!$D$23/2)*O74","v":4.5909465194965798E-5}]
[null," g ",0.59853999999999996,9.5766399999999997E-14,2.0000000000000002E-5,{"$f":"_xlfn.IFNA(INDEX('hp (pSv cm2)'!$B$2:$B$52,MATCH($C75,'hp (pSv cm2)'!$A$2:$A$52,1))+($C75-INDEX('hp (pSv cm2)'!$A$2:$A$52,MATCH($C75,'hp (pSv cm2)'!$A$2:$A$52,1)))*(INDEX('hp (pSv cm2)'!$B$2:$B$52,MATCH($C75,'hp (pSv cm2)'!$A$2:$A$52,1)+1)-INDEX('hp (pSv cm2)'!$B$2:$B$52,MATCH($C75,'hp (pSv cm2)'!$A$2:$A$52,1)))/(INDEX('hp (pSv cm2)'!$A$2:$A$52,MATCH($C75,'hp (pSv cm2)'!$A$2:$A$52,1)+1)-INDEX('hp (pSv cm2)'!$A$2:$A$52,MATCH($C75,'hp (pSv cm2)'!$A$2:$A$52,1))),$C75*'hp (pSv cm2)'!$B$2/'hp (pSv cm2)'!$A$2)","v":2.9035760000000002},5.8071520000000009E-5,{"$f":"_xlfn.IFNA(0.997*(INDEX('Mass attenuation coefficients'!$B$2:$B$37,MATCH($C75,'Mass attenuation coefficients'!$A$2:$A$37,1))+($C75-INDEX('Mass attenuation coefficients'!$A$2:$A$37,MATCH($C75,'Mass attenuation coefficients'!$A$2:$A$37,1)))*(INDEX('Mass attenuation coefficients'!$B$2:$B$37,MATCH($C75,'Mass attenuation coefficients'!$A$2:$A$37,1)+1)-INDEX('Mass attenuation coefficients'!$B$2:$B$37,MATCH($C75,'Mass attenuation coefficients'!$A$2:$A$37,1)))/(INDEX('Mass attenuation coefficients'!$A$2:$A$37,MATCH($C75,'Mass attenuation coefficients'!$A$2:$A$37,1)+1)-INDEX('Mass attenuation coefficients'!$A$2:$A$37,MATCH($C75,'Mass attenuation coefficients'!$A$2:$A$37,1)))),0.997*$C75*'Mass attenuation coefficients'!$B$2/'Mass attenuation coefficients'!$A$2)","v":8.9397725822000007E-2},{"$f":"_xlfn.IFNA(INDEX('Shultis Faw'!$C$2:$C$26,MATCH($C75,'Shultis Faw'!$A$2:$A$26,1))+($C75-INDEX('Shultis Faw'!$A$2:$A$26,MATCH($C75,'Shultis Faw'!$A$2:$A$26,1)))*(INDEX('Shultis Faw'!$C$2:$C$26,MATCH($C75,'Shultis Faw'!$A$2:$A$26,1)+1)-INDEX('Shultis Faw'!$C$2:$C$26,MATCH($C75,'Shultis Faw'!$A$2:$A$26,1)))/(INDEX('Shultis Faw'!$A$2:$A$26,MATCH($C75,'Shultis Faw'!$A$2:$A$26,1)+1)-INDEX('Shultis Faw'!$A$2:$A$26,MATCH($C75,'Shultis Faw'!$A$2:$A$26,1))),$C75*'Shultis Faw'!$C$2/'Shultis Faw'!$A$2)","v":2.3787957999999998},{"$f":"_xlfn.IFNA(INDEX('Shultis Faw'!$D$2:$D$26,MATCH($C75,'Shultis Faw'!$A$2:$A$26,1))+($C75-INDEX('Shultis Faw'!$A$2:$A$26,MATCH($C75,'Shultis Faw'!$A$2:$A$26,1)))*(INDEX('Shultis Faw'!$D$2:$D$26,MATCH($C75,'Shultis Faw'!$A$2:$A$26,1)+1)-INDEX('Shultis Faw'!$D$2:$D$26,MATCH($C75,'Shultis Faw'!$A$2:$A$26,1)))/(INDEX('Shultis Faw'!$A$2:$A$26,MATCH($C75,'Shultis Faw'!$A$2:$A$26,1)+1)-INDEX('Shultis Faw'!$A$2:$A$26,MATCH($C75,'Shultis Faw'!$A$2:$A$26,1))),$C75*'Shultis Faw'!$D$2/'Shultis Faw'!$A$2)","v":1.6802702},{"$f":"_xlfn.IFNA(INDEX('Shultis Faw'!$B$2:$B$26,MATCH($C75,'Shultis Faw'!$A$2:$A$26,1))+($C75-INDEX('Shultis Faw'!$A$2:$A$26,MATCH($C75,'Shultis Faw'!$A$2:$A$26,1)))*(INDEX('Shultis Faw'!$B$2:$B$26,MATCH($C75,'Shultis Faw'!$A$2:$A$26,1)+1)-INDEX('Shultis Faw'!$B$2:$B$26,MATCH($C75,'Shultis Faw'!$A$2:$A$26,1)))/(INDEX('Shultis Faw'!$A$2:$A$26,MATCH($C75,'Shultis Faw'!$A$2:$A$26,1)+1)-INDEX('Shultis Faw'!$A$2:$A$26,MATCH($C75,'Shultis Faw'!$A$2:$A$26,1))),$C75*'Shultis Faw'!$B$2/'Shultis Faw'!$A$2)","v":-0.1241606},{"$f":"_xlfn.IFNA(INDEX('Shultis Faw'!$E$2:$E$26,MATCH($C75,'Shultis Faw'!$A$2:$A$26,1))+($C75-INDEX('Shultis Faw'!$A$2:$A$26,MATCH($C75,'Shultis Faw'!$A$2:$A$26,1)))*(INDEX('Shultis Faw'!$E$2:$E$26,MATCH($C75,'Shultis Faw'!$A$2:$A$26,1)+1)-INDEX('Shultis Faw'!$E$2:$E$26,MATCH($C75,'Shultis Faw'!$A$2:$A$26,1)))/(INDEX('Shultis Faw'!$A$2:$A$26,MATCH($C75,'Shultis Faw'!$A$2:$A$26,1)+1)-INDEX('Shultis Faw'!$A$2:$A$26,MATCH($C75,'Shultis Faw'!$A$2:$A$26,1))),$C75*'Shultis Faw'!$E$2/'Shultis Faw'!$A$2)","v":5.0362779999999996E-2},{"$f":"_xlfn.IFNA(INDEX('Shultis Faw'!$F$2:$F$26,MATCH($C75,'Shultis Faw'!$A$2:$A$26,1))+($C75-INDEX('Shultis Faw'!$A$2:$A$26,MATCH($C75,'Shultis Faw'!$A$2:$A$26,1)))*(INDEX('Shultis Faw'!$F$2:$F$26,MATCH($C75,'Shultis Faw'!$A$2:$A$26,1)+1)-INDEX('Shultis Faw'!$F$2:$F$26,MATCH($C75,'Shultis Faw'!$A$2:$A$26,1)))/(INDEX('Shultis Faw'!$A$2:$A$26,MATCH($C75,'Shultis Faw'!$A$2:$A$26,1)+1)-INDEX('Shultis Faw'!$A$2:$A$26,MATCH($C75,'Shultis Faw'!$A$2:$A$26,1))),$C75*'Shultis Faw'!$F$2/'Shultis Faw'!$A$2)","v":14.23146},{"$f":"J75*(H75*'Externe blootstelling'!$D$23/2)^K75+L75*(TANH(((H75*'Externe blootstelling'!$D$23)/(2*M75))-2)-TANH(-2))/(1-TANH(-2))","v":1.6203507246019155},{"$f":"IF(N75=1,1+(I75-1)*H75*'Externe blootstelling'!$D$23/2,1+(I75-1)*(N75^(H75*'Externe blootstelling'!$D$23/2)-1)/(N75-1))","v":3.0230140134720744},{"$f":"G75*EXP(-H75*'Externe blootstelling'!$D$23/2)*O75","v":4.5922896100867071E-5}]
[null," g ",0.60360000000000003,9.6575999999999992E-14,4.8999999999999998E-5,{"$f":"_xlfn.IFNA(INDEX('hp (pSv cm2)'!$B$2:$B$52,MATCH($C76,'hp (pSv cm2)'!$A$2:$A$52,1))+($C76-INDEX('hp (pSv cm2)'!$A$2:$A$52,MATCH($C76,'hp (pSv cm2)'!$A$2:$A$52,1)))*(INDEX('hp (pSv cm2)'!$B$2:$B$52,MATCH($C76,'hp (pSv cm2)'!$A$2:$A$52,1)+1)-INDEX('hp (pSv cm2)'!$B$2:$B$52,MATCH($C76,'hp (pSv cm2)'!$A$2:$A$52,1)))/(INDEX('hp (pSv cm2)'!$A$2:$A$52,MATCH($C76,'hp (pSv cm2)'!$A$2:$A$52,1)+1)-INDEX('hp (pSv cm2)'!$A$2:$A$52,MATCH($C76,'hp (pSv cm2)'!$A$2:$A$52,1))),$C76*'hp (pSv cm2)'!$B$2/'hp (pSv cm2)'!$A$2)","v":2.9247600000000005},1.4331324000000002E-4,{"$f":"_xlfn.IFNA(0.997*(INDEX('Mass attenuation coefficients'!$B$2:$B$37,MATCH($C76,'Mass attenuation coefficients'!$A$2:$A$37,1))+($C76-INDEX('Mass attenuation coefficients'!$A$2:$A$37,MATCH($C76,'Mass attenuation coefficients'!$A$2:$A$37,1)))*(INDEX('Mass attenuation coefficients'!$B$2:$B$37,MATCH($C76,'Mass attenuation coefficients'!$A$2:$A$37,1)+1)-INDEX('Mass attenuation coefficients'!$B$2:$B$37,MATCH($C76,'Mass attenuation coefficients'!$A$2:$A$37,1)))/(INDEX('Mass attenuation coefficients'!$A$2:$A$37,MATCH($C76,'Mass attenuation coefficients'!$A$2:$A$37,1)+1)-INDEX('Mass attenuation coefficients'!$A$2:$A$37,MATCH($C76,'Mass attenuation coefficients'!$A$2:$A$37,1)))),0.997*$C76*'Mass attenuation coefficients'!$B$2/'Mass attenuation coefficients'!$A$2)","v":8.9095529140000004E-2},{"$f":"_xlfn.IFNA(INDEX('Shultis Faw'!$C$2:$C$26,MATCH($C76,'Shultis Faw'!$A$2:$A$26,1))+($C76-INDEX('Shultis Faw'!$A$2:$A$26,MATCH($C76,'Shultis Faw'!$A$2:$A$26,1)))*(INDEX('Shultis Faw'!$C$2:$C$26,MATCH($C76,'Shultis Faw'!$A$2:$A$26,1)+1)-INDEX('Shultis Faw'!$C$2:$C$26,MATCH($C76,'Shultis Faw'!$A$2:$A$26,1)))/(INDEX('Shultis Faw'!$A$2:$A$26,MATCH($C76,'Shultis Faw'!$A$2:$A$26,1)+1)-INDEX('Shultis Faw'!$A$2:$A$26,MATCH($C76,'Shultis Faw'!$A$2:$A$26,1))),$C76*'Shultis Faw'!$C$2/'Shultis Faw'!$A$2)","v":2.3740299999999999},{"$f":"_xlfn.IFNA(INDEX('Shultis Faw'!$D$2:$D$26,MATCH($C76,'Shultis Faw'!$A$2:$A$26,1))+($C76-INDEX('Shultis Faw'!$A$2:$A$26,MATCH($C76,'Shultis Faw'!$A$2:$A$26,1)))*(INDEX('Shultis Faw'!$D$2:$D$26,MATCH($C76,'Shultis Faw'!$A$2:$A$26,1)+1)-INDEX('Shultis Faw'!$D$2:$D$26,MATCH($C76,'Shultis Faw'!$A$2:$A$26,1)))/(INDEX('Shultis Faw'!$A$2:$A$26,MATCH($C76,'Shultis Faw'!$A$2:$A$26,1)+1)-INDEX('Shultis Faw'!$A$2:$A$26,MATCH($C76,'Shultis Faw'!$A$2:$A$26,1))),$C76*'Shultis Faw'!$D$2/'Shultis Faw'!$A$2)","v":1.6765700000000001},{"$f":"_xlfn.IFNA(INDEX('Shultis Faw'!$B$2:$B$26,MATCH($C76,'Shultis Faw'!$A$2:$A$26,1))+($C76-INDEX('Shultis Faw'!$A$2:$A$26,MATCH($C76,'Shultis Faw'!$A$2:$A$26,1)))*(INDEX('Shultis Faw'!$B$2:$B$26,MATCH($C76,'Shultis Faw'!$A$2:$A$26,1)+1)-INDEX('Shultis Faw'!$B$2:$B$26,MATCH($C76,'Shultis Faw'!$A$2:$A$26,1)))/(INDEX('Shultis Faw'!$A$2:$A$26,MATCH($C76,'Shultis Faw'!$A$2:$A$26,1)+1)-INDEX('Shultis Faw'!$A$2:$A$26,MATCH($C76,'Shultis Faw'!$A$2:$A$26,1))),$C76*'Shultis Faw'!$B$2/'Shultis Faw'!$A$2)","v":-0.12365799999999999},{"$f":"_xlfn.IFNA(INDEX('Shultis Faw'!$E$2:$E$26,MATCH($C76,'Shultis Faw'!$A$2:$A$26,1))+($C76-INDEX('Shultis Faw'!$A$2:$A$26,MATCH($C76,'Shultis Faw'!$A$2:$A$26,1)))*(INDEX('Shultis Faw'!$E$2:$E$26,MATCH($C76,'Shultis Faw'!$A$2:$A$26,1)+1)-INDEX('Shultis Faw'!$E$2:$E$26,MATCH($C76,'Shultis Faw'!$A$2:$A$26,1)))/(INDEX('Shultis Faw'!$A$2:$A$26,MATCH($C76,'Shultis Faw'!$A$2:$A$26,1)+1)-INDEX('Shultis Faw'!$A$2:$A$26,MATCH($C76,'Shultis Faw'!$A$2:$A$26,1))),$C76*'Shultis Faw'!$E$2/'Shultis Faw'!$A$2)","v":5.0181199999999995E-2},{"$f":"_xlfn.IFNA(INDEX('Shultis Faw'!$F$2:$F$26,MATCH($C76,'Shultis Faw'!$A$2:$A$26,1))+($C76-INDEX('Shultis Faw'!$A$2:$A$26,MATCH($C76,'Shultis Faw'!$A$2:$A$26,1)))*(INDEX('Shultis Faw'!$F$2:$F$26,MATCH($C76,'Shultis Faw'!$A$2:$A$26,1)+1)-INDEX('Shultis Faw'!$F$2:$F$26,MATCH($C76,'Shultis Faw'!$A$2:$A$26,1)))/(INDEX('Shultis Faw'!$A$2:$A$26,MATCH($C76,'Shultis Faw'!$A$2:$A$26,1)+1)-INDEX('Shultis Faw'!$A$2:$A$26,MATCH($C76,'Shultis Faw'!$A$2:$A$26,1))),$C76*'Shultis Faw'!$F$2/'Shultis Faw'!$A$2)","v":14.232340000000001},{"$f":"J76*(H76*'Externe blootstelling'!$D$23/2)^K76+L76*(TANH(((H76*'Externe blootstelling'!$D$23)/(2*M76))-2)-TANH(-2))/(1-TANH(-2))","v":1.6176970469479302},{"$f":"IF(N76=1,1+(I76-1)*H76*'Externe blootstelling'!$D$23/2,1+(I76-1)*(N76^(H76*'Externe blootstelling'!$D$23/2)-1)/(N76-1))","v":3.0061192508456394},{"$f":"G76*EXP(-H76*'Externe blootstelling'!$D$23/2)*O76","v":1.1321059406422953E-4}]
[null," g ",0.60402999999999996,9.6644799999999999E-14,4.8999999999999998E-5,{"$f":"_xlfn.IFNA(INDEX('hp (pSv cm2)'!$B$2:$B$52,MATCH($C77,'hp (pSv cm2)'!$A$2:$A$52,1))+($C77-INDEX('hp (pSv cm2)'!$A$2:$A$52,MATCH($C77,'hp (pSv cm2)'!$A$2:$A$52,1)))*(INDEX('hp (pSv cm2)'!$B$2:$B$52,MATCH($C77,'hp (pSv cm2)'!$A$2:$A$52,1)+1)-INDEX('hp (pSv cm2)'!$B$2:$B$52,MATCH($C77,'hp (pSv cm2)'!$A$2:$A$52,1)))/(INDEX('hp (pSv cm2)'!$A$2:$A$52,MATCH($C77,'hp (pSv cm2)'!$A$2:$A$52,1)+1)-INDEX('hp (pSv cm2)'!$A$2:$A$52,MATCH($C77,'hp (pSv cm2)'!$A$2:$A$52,1))),$C77*'hp (pSv cm2)'!$B$2/'hp (pSv cm2)'!$A$2)","v":2.926523},1.4339962699999999E-4,{"$f":"_xlfn.IFNA(0.997*(INDEX('Mass attenuation coefficients'!$B$2:$B$37,MATCH($C77,'Mass attenuation coefficients'!$A$2:$A$37,1))+($C77-INDEX('Mass attenuation coefficients'!$A$2:$A$37,MATCH($C77,'Mass attenuation coefficients'!$A$2:$A$37,1)))*(INDEX('Mass attenuation coefficients'!$B$2:$B$37,MATCH($C77,'Mass attenuation coefficients'!$A$2:$A$37,1)+1)-INDEX('Mass attenuation coefficients'!$B$2:$B$37,MATCH($C77,'Mass attenuation coefficients'!$A$2:$A$37,1)))/(INDEX('Mass attenuation coefficients'!$A$2:$A$37,MATCH($C77,'Mass attenuation coefficients'!$A$2:$A$37,1)+1)-INDEX('Mass attenuation coefficients'!$A$2:$A$37,MATCH($C77,'Mass attenuation coefficients'!$A$2:$A$37,1)))),0.997*$C77*'Mass attenuation coefficients'!$B$2/'Mass attenuation coefficients'!$A$2)","v":8.9072143009500004E-2},{"$f":"_xlfn.IFNA(INDEX('Shultis Faw'!$C$2:$C$26,MATCH($C77,'Shultis Faw'!$A$2:$A$26,1))+($C77-INDEX('Shultis Faw'!$A$2:$A$26,MATCH($C77,'Shultis Faw'!$A$2:$A$26,1)))*(INDEX('Shultis Faw'!$C$2:$C$26,MATCH($C77,'Shultis Faw'!$A$2:$A$26,1)+1)-INDEX('Shultis Faw'!$C$2:$C$26,MATCH($C77,'Shultis Faw'!$A$2:$A$26,1)))/(INDEX('Shultis Faw'!$A$2:$A$26,MATCH($C77,'Shultis Faw'!$A$2:$A$26,1)+1)-INDEX('Shultis Faw'!$A$2:$A$26,MATCH($C77,'Shultis Faw'!$A$2:$A$26,1))),$C77*'Shultis Faw'!$C$2/'Shultis Faw'!$A$2)","v":2.3736752499999998},{"$f":"_xlfn.IFNA(INDEX('Shultis Faw'!$D$2:$D$26,MATCH($C77,'Shultis Faw'!$A$2:$A$26,1))+($C77-INDEX('Shultis Faw'!$A$2:$A$26,MATCH($C77,'Shultis Faw'!$A$2:$A$26,1)))*(INDEX('Shultis Faw'!$D$2:$D$26,MATCH($C77,'Shultis Faw'!$A$2:$A$26,1)+1)-INDEX('Shultis Faw'!$D$2:$D$26,MATCH($C77,'Shultis Faw'!$A$2:$A$26,1)))/(INDEX('Shultis Faw'!$A$2:$A$26,MATCH($C77,'Shultis Faw'!$A$2:$A$26,1)+1)-INDEX('Shultis Faw'!$A$2:$A$26,MATCH($C77,'Shultis Faw'!$A$2:$A$26,1))),$C77*'Shultis Faw'!$D$2/'Shultis Faw'!$A$2)","v":1.67627975},{"$f":"_xlfn.IFNA(INDEX('Shultis Faw'!$B$2:$B$26,MATCH($C77,'Shultis Faw'!$A$2:$A$26,1))+($C77-INDEX('Shultis Faw'!$A$2:$A$26,MATCH($C77,'Shultis Faw'!$A$2:$A$26,1)))*(INDEX('Shultis Faw'!$B$2:$B$26,MATCH($C77,'Shultis Faw'!$A$2:$A$26,1)+1)-INDEX('Shultis Faw'!$B$2:$B$26,MATCH($C77,'Shultis Faw'!$A$2:$A$26,1)))/(INDEX('Shultis Faw'!$A$2:$A$26,MATCH($C77,'Shultis Faw'!$A$2:$A$26,1)+1)-INDEX('Shultis Faw'!$A$2:$A$26,MATCH($C77,'Shultis Faw'!$A$2:$A$26,1))),$C77*'Shultis Faw'!$B$2/'Shultis Faw'!$A$2)","v":-0.12361715},{"$f":"_xlfn.IFNA(INDEX('Shultis Faw'!$E$2:$E$26,MATCH($C77,'Shultis Faw'!$A$2:$A$26,1))+($C77-INDEX('Shultis Faw'!$A$2:$A$26,MATCH($C77,'Shultis Faw'!$A$2:$A$26,1)))*(INDEX('Shultis Faw'!$E$2:$E$26,MATCH($C77,'Shultis Faw'!$A$2:$A$26,1)+1)-INDEX('Shultis Faw'!$E$2:$E$26,MATCH($C77,'Shultis Faw'!$A$2:$A$26,1)))/(INDEX('Shultis Faw'!$A$2:$A$26,MATCH($C77,'Shultis Faw'!$A$2:$A$26,1)+1)-INDEX('Shultis Faw'!$A$2:$A$26,MATCH($C77,'Shultis Faw'!$A$2:$A$26,1))),$C77*'Shultis Faw'!$E$2/'Shultis Faw'!$A$2)","v":5.0167009999999998E-2},{"$f":"_xlfn.IFNA(INDEX('Shultis Faw'!$F$2:$F$26,MATCH($C77,'Shultis Faw'!$A$2:$A$26,1))+($C77-INDEX('Shultis Faw'!$A$2:$A$26,MATCH($C77,'Shultis Faw'!$A$2:$A$26,1)))*(INDEX('Shultis Faw'!$F$2:$F$26,MATCH($C77,'Shultis Faw'!$A$2:$A$26,1)+1)-INDEX('Shultis Faw'!$F$2:$F$26,MATCH($C77,'Shultis Faw'!$A$2:$A$26,1)))/(INDEX('Shultis Faw'!$A$2:$A$26,MATCH($C77,'Shultis Faw'!$A$2:$A$26,1)+1)-INDEX('Shultis Faw'!$A$2:$A$26,MATCH($C77,'Shultis Faw'!$A$2:$A$26,1))),$C77*'Shultis Faw'!$F$2/'Shultis Faw'!$A$2)","v":14.2326195},{"$f":"J77*(H77*'Externe blootstelling'!$D$23/2)^K77+L77*(TANH(((H77*'Externe blootstelling'!$D$23)/(2*M77))-2)-TANH(-2))/(1-TANH(-2))","v":1.6174885538626276},{"$f":"IF(N77=1,1+(I77-1)*H77*'Externe blootstelling'!$D$23/2,1+(I77-1)*(N77^(H77*'Externe blootstelling'!$D$23/2)-1)/(N77-1))","v":3.0048362516376037},{"$f":"G77*EXP(-H77*'Externe blootstelling'!$D$23/2)*O77","v":1.1327021603171368E-4}]
[null," g ",0.60950000000000004,9.7519999999999997E-14,1.2899999999999999E-4,{"$f":"_xlfn.IFNA(INDEX('hp (pSv cm2)'!$B$2:$B$52,MATCH($C78,'hp (pSv cm2)'!$A$2:$A$52,1))+($C78-INDEX('hp (pSv cm2)'!$A$2:$A$52,MATCH($C78,'hp (pSv cm2)'!$A$2:$A$52,1)))*(INDEX('hp (pSv cm2)'!$B$2:$B$52,MATCH($C78,'hp (pSv cm2)'!$A$2:$A$52,1)+1)-INDEX('hp (pSv cm2)'!$B$2:$B$52,MATCH($C78,'hp (pSv cm2)'!$A$2:$A$52,1)))/(INDEX('hp (pSv cm2)'!$A$2:$A$52,MATCH($C78,'hp (pSv cm2)'!$A$2:$A$52,1)+1)-INDEX('hp (pSv cm2)'!$A$2:$A$52,MATCH($C78,'hp (pSv cm2)'!$A$2:$A$52,1))),$C78*'hp (pSv cm2)'!$B$2/'hp (pSv cm2)'!$A$2)","v":2.9489500000000004},3.8041455E-4,{"$f":"_xlfn.IFNA(0.997*(INDEX('Mass attenuation coefficients'!$B$2:$B$37,MATCH($C78,'Mass attenuation coefficients'!$A$2:$A$37,1))+($C78-INDEX('Mass attenuation coefficients'!$A$2:$A$37,MATCH($C78,'Mass attenuation coefficients'!$A$2:$A$37,1)))*(INDEX('Mass attenuation coefficients'!$B$2:$B$37,MATCH($C78,'Mass attenuation coefficients'!$A$2:$A$37,1)+1)-INDEX('Mass attenuation coefficients'!$B$2:$B$37,MATCH($C78,'Mass attenuation coefficients'!$A$2:$A$37,1)))/(INDEX('Mass attenuation coefficients'!$A$2:$A$37,MATCH($C78,'Mass attenuation coefficients'!$A$2:$A$37,1)+1)-INDEX('Mass attenuation coefficients'!$A$2:$A$37,MATCH($C78,'Mass attenuation coefficients'!$A$2:$A$37,1)))),0.997*$C78*'Mass attenuation coefficients'!$B$2/'Mass attenuation coefficients'!$A$2)","v":8.8774649674999997E-2},{"$f":"_xlfn.IFNA(INDEX('Shultis Faw'!$C$2:$C$26,MATCH($C78,'Shultis Faw'!$A$2:$A$26,1))+($C78-INDEX('Shultis Faw'!$A$2:$A$26,MATCH($C78,'Shultis Faw'!$A$2:$A$26,1)))*(INDEX('Shultis Faw'!$C$2:$C$26,MATCH($C78,'Shultis Faw'!$A$2:$A$26,1)+1)-INDEX('Shultis Faw'!$C$2:$C$26,MATCH($C78,'Shultis Faw'!$A$2:$A$26,1)))/(INDEX('Shultis Faw'!$A$2:$A$26,MATCH($C78,'Shultis Faw'!$A$2:$A$26,1)+1)-INDEX('Shultis Faw'!$A$2:$A$26,MATCH($C78,'Shultis Faw'!$A$2:$A$26,1))),$C78*'Shultis Faw'!$C$2/'Shultis Faw'!$A$2)","v":2.3691624999999998},{"$f":"_xlfn.IFNA(INDEX('Shultis Faw'!$D$2:$D$26,MATCH($C78,'Shultis Faw'!$A$2:$A$26,1))+($C78-INDEX('Shultis Faw'!$A$2:$A$26,MATCH($C78,'Shultis Faw'!$A$2:$A$26,1)))*(INDEX('Shultis Faw'!$D$2:$D$26,MATCH($C78,'Shultis Faw'!$A$2:$A$26,1)+1)-INDEX('Shultis Faw'!$D$2:$D$26,MATCH($C78,'Shultis Faw'!$A$2:$A$26,1)))/(INDEX('Shultis Faw'!$A$2:$A$26,MATCH($C78,'Shultis Faw'!$A$2:$A$26,1)+1)-INDEX('Shultis Faw'!$A$2:$A$26,MATCH($C78,'Shultis Faw'!$A$2:$A$26,1))),$C78*'Shultis Faw'!$D$2/'Shultis Faw'!$A$2)","v":1.6725875000000001},{"$f":"_xlfn.IFNA(INDEX('Shultis Faw'!$B$2:$B$26,MATCH($C78,'Shultis Faw'!$A$2:$A$26,1))+($C78-INDEX('Shultis Faw'!$A$2:$A$26,MATCH($C78,'Shultis Faw'!$A$2:$A$26,1)))*(INDEX('Shultis Faw'!$B$2:$B$26,MATCH($C78,'Shultis Faw'!$A$2:$A$26,1)+1)-INDEX('Shultis Faw'!$B$2:$B$26,MATCH($C78,'Shultis Faw'!$A$2:$A$26,1)))/(INDEX('Shultis Faw'!$A$2:$A$26,MATCH($C78,'Shultis Faw'!$A$2:$A$26,1)+1)-INDEX('Shultis Faw'!$A$2:$A$26,MATCH($C78,'Shultis Faw'!$A$2:$A$26,1))),$C78*'Shultis Faw'!$B$2/'Shultis Faw'!$A$2)","v":-0.1230975},{"$f":"_xlfn.IFNA(INDEX('Shultis Faw'!$E$2:$E$26,MATCH($C78,'Shultis Faw'!$A$2:$A$26,1))+($C78-INDEX('Shultis Faw'!$A$2:$A$26,MATCH($C78,'Shultis Faw'!$A$2:$A$26,1)))*(INDEX('Shultis Faw'!$E$2:$E$26,MATCH($C78,'Shultis Faw'!$A$2:$A$26,1)+1)-INDEX('Shultis Faw'!$E$2:$E$26,MATCH($C78,'Shultis Faw'!$A$2:$A$26,1)))/(INDEX('Shultis Faw'!$A$2:$A$26,MATCH($C78,'Shultis Faw'!$A$2:$A$26,1)+1)-INDEX('Shultis Faw'!$A$2:$A$26,MATCH($C78,'Shultis Faw'!$A$2:$A$26,1))),$C78*'Shultis Faw'!$E$2/'Shultis Faw'!$A$2)","v":4.9986499999999996E-2},{"$f":"_xlfn.IFNA(INDEX('Shultis Faw'!$F$2:$F$26,MATCH($C78,'Shultis Faw'!$A$2:$A$26,1))+($C78-INDEX('Shultis Faw'!$A$2:$A$26,MATCH($C78,'Shultis Faw'!$A$2:$A$26,1)))*(INDEX('Shultis Faw'!$F$2:$F$26,MATCH($C78,'Shultis Faw'!$A$2:$A$26,1)+1)-INDEX('Shultis Faw'!$F$2:$F$26,MATCH($C78,'Shultis Faw'!$A$2:$A$26,1)))/(INDEX('Shultis Faw'!$A$2:$A$26,MATCH($C78,'Shultis Faw'!$A$2:$A$26,1)+1)-INDEX('Shultis Faw'!$A$2:$A$26,MATCH($C78,'Shultis Faw'!$A$2:$A$26,1))),$C78*'Shultis Faw'!$F$2/'Shultis Faw'!$A$2)","v":14.236175000000001},{"$f":"J78*(H78*'Externe blootstelling'!$D$23/2)^K78+L78*(TANH(((H78*'Externe blootstelling'!$D$23)/(2*M78))-2)-TANH(-2))/(1-TANH(-2))","v":1.6148326182830379},{"$f":"IF(N78=1,1+(I78-1)*H78*'Externe blootstelling'!$D$23/2,1+(I78-1)*(N78^(H78*'Externe blootstelling'!$D$23/2)-1)/(N78-1))","v":2.9885717747147655},{"$f":"G78*EXP(-H78*'Externe blootstelling'!$D$23/2)*O78","v":3.0019655396108406E-4}]
[null," g ",0.60994999999999999,9.7591999999999997E-14,1.2899999999999999E-4,{"$f":"_xlfn.IFNA(INDEX('hp (pSv cm2)'!$B$2:$B$52,MATCH($C79,'hp (pSv cm2)'!$A$2:$A$52,1))+($C79-INDEX('hp (pSv cm2)'!$A$2:$A$52,MATCH($C79,'hp (pSv cm2)'!$A$2:$A$52,1)))*(INDEX('hp (pSv cm2)'!$B$2:$B$52,MATCH($C79,'hp (pSv cm2)'!$A$2:$A$52,1)+1)-INDEX('hp (pSv cm2)'!$B$2:$B$52,MATCH($C79,'hp (pSv cm2)'!$A$2:$A$52,1)))/(INDEX('hp (pSv cm2)'!$A$2:$A$52,MATCH($C79,'hp (pSv cm2)'!$A$2:$A$52,1)+1)-INDEX('hp (pSv cm2)'!$A$2:$A$52,MATCH($C79,'hp (pSv cm2)'!$A$2:$A$52,1))),$C79*'hp (pSv cm2)'!$B$2/'hp (pSv cm2)'!$A$2)","v":2.9507950000000003},3.8065255499999999E-4,{"$f":"_xlfn.IFNA(0.997*(INDEX('Mass attenuation coefficients'!$B$2:$B$37,MATCH($C79,'Mass attenuation coefficients'!$A$2:$A$37,1))+($C79-INDEX('Mass attenuation coefficients'!$A$2:$A$37,MATCH($C79,'Mass attenuation coefficients'!$A$2:$A$37,1)))*(INDEX('Mass attenuation coefficients'!$B$2:$B$37,MATCH($C79,'Mass attenuation coefficients'!$A$2:$A$37,1)+1)-INDEX('Mass attenuation coefficients'!$B$2:$B$37,MATCH($C79,'Mass attenuation coefficients'!$A$2:$A$37,1)))/(INDEX('Mass attenuation coefficients'!$A$2:$A$37,MATCH($C79,'Mass attenuation coefficients'!$A$2:$A$37,1)+1)-INDEX('Mass attenuation coefficients'!$A$2:$A$37,MATCH($C79,'Mass attenuation coefficients'!$A$2:$A$37,1)))),0.997*$C79*'Mass attenuation coefficients'!$B$2/'Mass attenuation coefficients'!$A$2)","v":8.8750175817499999E-2},{"$f":"_xlfn.IFNA(INDEX('Shultis Faw'!$C$2:$C$26,MATCH($C79,'Shultis Faw'!$A$2:$A$26,1))+($C79-INDEX('Shultis Faw'!$A$2:$A$26,MATCH($C79,'Shultis Faw'!$A$2:$A$26,1)))*(INDEX('Shultis Faw'!$C$2:$C$26,MATCH($C79,'Shultis Faw'!$A$2:$A$26,1)+1)-INDEX('Shultis Faw'!$C$2:$C$26,MATCH($C79,'Shultis Faw'!$A$2:$A$26,1)))/(INDEX('Shultis Faw'!$A$2:$A$26,MATCH($C79,'Shultis Faw'!$A$2:$A$26,1)+1)-INDEX('Shultis Faw'!$A$2:$A$26,MATCH($C79,'Shultis Faw'!$A$2:$A$26,1))),$C79*'Shultis Faw'!$C$2/'Shultis Faw'!$A$2)","v":2.3687912499999997},{"$f":"_xlfn.IFNA(INDEX('Shultis Faw'!$D$2:$D$26,MATCH($C79,'Shultis Faw'!$A$2:$A$26,1))+($C79-INDEX('Shultis Faw'!$A$2:$A$26,MATCH($C79,'Shultis Faw'!$A$2:$A$26,1)))*(INDEX('Shultis Faw'!$D$2:$D$26,MATCH($C79,'Shultis Faw'!$A$2:$A$26,1)+1)-INDEX('Shultis Faw'!$D$2:$D$26,MATCH($C79,'Shultis Faw'!$A$2:$A$26,1)))/(INDEX('Shultis Faw'!$A$2:$A$26,MATCH($C79,'Shultis Faw'!$A$2:$A$26,1)+1)-INDEX('Shultis Faw'!$A$2:$A$26,MATCH($C79,'Shultis Faw'!$A$2:$A$26,1))),$C79*'Shultis Faw'!$D$2/'Shultis Faw'!$A$2)","v":1.6722837500000001},{"$f":"_xlfn.IFNA(INDEX('Shultis Faw'!$B$2:$B$26,MATCH($C79,'Shultis Faw'!$A$2:$A$26,1))+($C79-INDEX('Shultis Faw'!$A$2:$A$26,MATCH($C79,'Shultis Faw'!$A$2:$A$26,1)))*(INDEX('Shultis Faw'!$B$2:$B$26,MATCH($C79,'Shultis Faw'!$A$2:$A$26,1)+1)-INDEX('Shultis Faw'!$B$2:$B$26,MATCH($C79,'Shultis Faw'!$A$2:$A$26,1)))/(INDEX('Shultis Faw'!$A$2:$A$26,MATCH($C79,'Shultis Faw'!$A$2:$A$26,1)+1)-INDEX('Shultis Faw'!$A$2:$A$26,MATCH($C79,'Shultis Faw'!$A$2:$A$26,1))),$C79*'Shultis Faw'!$B$2/'Shultis Faw'!$A$2)","v":-0.12305475},{"$f":"_xlfn.IFNA(INDEX('Shultis Faw'!$E$2:$E$26,MATCH($C79,'Shultis Faw'!$A$2:$A$26,1))+($C79-INDEX('Shultis Faw'!$A$2:$A$26,MATCH($C79,'Shultis Faw'!$A$2:$A$26,1)))*(INDEX('Shultis Faw'!$E$2:$E$26,MATCH($C79,'Shultis Faw'!$A$2:$A$26,1)+1)-INDEX('Shultis Faw'!$E$2:$E$26,MATCH($C79,'Shultis Faw'!$A$2:$A$26,1)))/(INDEX('Shultis Faw'!$A$2:$A$26,MATCH($C79,'Shultis Faw'!$A$2:$A$26,1)+1)-INDEX('Shultis Faw'!$A$2:$A$26,MATCH($C79,'Shultis Faw'!$A$2:$A$26,1))),$C79*'Shultis Faw'!$E$2/'Shultis Faw'!$A$2)","v":4.9971649999999999E-2},{"$f":"_xlfn.IFNA(INDEX('Shultis Faw'!$F$2:$F$26,MATCH($C79,'Shultis Faw'!$A$2:$A$26,1))+($C79-INDEX('Shultis Faw'!$A$2:$A$26,MATCH($C79,'Shultis Faw'!$A$2:$A$26,1)))*(INDEX('Shultis Faw'!$F$2:$F$26,MATCH($C79,'Shultis Faw'!$A$2:$A$26,1)+1)-INDEX('Shultis Faw'!$F$2:$F$26,MATCH($C79,'Shultis Faw'!$A$2:$A$26,1)))/(INDEX('Shultis Faw'!$A$2:$A$26,MATCH($C79,'Shultis Faw'!$A$2:$A$26,1)+1)-INDEX('Shultis Faw'!$A$2:$A$26,MATCH($C79,'Shultis Faw'!$A$2:$A$26,1))),$C79*'Shultis Faw'!$F$2/'Shultis Faw'!$A$2)","v":14.2364675},{"$f":"J79*(H79*'Externe blootstelling'!$D$23/2)^K79+L79*(TANH(((H79*'Externe blootstelling'!$D$23)/(2*M79))-2)-TANH(-2))/(1-TANH(-2))","v":1.6146138164633919},{"$f":"IF(N79=1,1+(I79-1)*H79*'Externe blootstelling'!$D$23/2,1+(I79-1)*(N79^(H79*'Externe blootstelling'!$D$23/2)-1)/(N79-1))","v":2.9872383969372276},{"$f":"G79*EXP(-H79*'Externe blootstelling'!$D$23/2)*O79","v":3.0036059621011085E-4}]
[null," g ",0.61551,9.848159999999999E-14,5.0000000000000004E-6,{"$f":"_xlfn.IFNA(INDEX('hp (pSv cm2)'!$B$2:$B$52,MATCH($C80,'hp (pSv cm2)'!$A$2:$A$52,1))+($C80-INDEX('hp (pSv cm2)'!$A$2:$A$52,MATCH($C80,'hp (pSv cm2)'!$A$2:$A$52,1)))*(INDEX('hp (pSv cm2)'!$B$2:$B$52,MATCH($C80,'hp (pSv cm2)'!$A$2:$A$52,1)+1)-INDEX('hp (pSv cm2)'!$B$2:$B$52,MATCH($C80,'hp (pSv cm2)'!$A$2:$A$52,1)))/(INDEX('hp (pSv cm2)'!$A$2:$A$52,MATCH($C80,'hp (pSv cm2)'!$A$2:$A$52,1)+1)-INDEX('hp (pSv cm2)'!$A$2:$A$52,MATCH($C80,'hp (pSv cm2)'!$A$2:$A$52,1))),$C80*'hp (pSv cm2)'!$B$2/'hp (pSv cm2)'!$A$2)","v":2.9735910000000003},1.4867955000000003E-5,{"$f":"_xlfn.IFNA(0.997*(INDEX('Mass attenuation coefficients'!$B$2:$B$37,MATCH($C80,'Mass attenuation coefficients'!$A$2:$A$37,1))+($C80-INDEX('Mass attenuation coefficients'!$A$2:$A$37,MATCH($C80,'Mass attenuation coefficients'!$A$2:$A$37,1)))*(INDEX('Mass attenuation coefficients'!$B$2:$B$37,MATCH($C80,'Mass attenuation coefficients'!$A$2:$A$37,1)+1)-INDEX('Mass attenuation coefficients'!$B$2:$B$37,MATCH($C80,'Mass attenuation coefficients'!$A$2:$A$37,1)))/(INDEX('Mass attenuation coefficients'!$A$2:$A$37,MATCH($C80,'Mass attenuation coefficients'!$A$2:$A$37,1)+1)-INDEX('Mass attenuation coefficients'!$A$2:$A$37,MATCH($C80,'Mass attenuation coefficients'!$A$2:$A$37,1)))),0.997*$C80*'Mass attenuation coefficients'!$B$2/'Mass attenuation coefficients'!$A$2)","v":8.8447787711499998E-2},{"$f":"_xlfn.IFNA(INDEX('Shultis Faw'!$C$2:$C$26,MATCH($C80,'Shultis Faw'!$A$2:$A$26,1))+($C80-INDEX('Shultis Faw'!$A$2:$A$26,MATCH($C80,'Shultis Faw'!$A$2:$A$26,1)))*(INDEX('Shultis Faw'!$C$2:$C$26,MATCH($C80,'Shultis Faw'!$A$2:$A$26,1)+1)-INDEX('Shultis Faw'!$C$2:$C$26,MATCH($C80,'Shultis Faw'!$A$2:$A$26,1)))/(INDEX('Shultis Faw'!$A$2:$A$26,MATCH($C80,'Shultis Faw'!$A$2:$A$26,1)+1)-INDEX('Shultis Faw'!$A$2:$A$26,MATCH($C80,'Shultis Faw'!$A$2:$A$26,1))),$C80*'Shultis Faw'!$C$2/'Shultis Faw'!$A$2)","v":2.3642042499999998},{"$f":"_xlfn.IFNA(INDEX('Shultis Faw'!$D$2:$D$26,MATCH($C80,'Shultis Faw'!$A$2:$A$26,1))+($C80-INDEX('Shultis Faw'!$A$2:$A$26,MATCH($C80,'Shultis Faw'!$A$2:$A$26,1)))*(INDEX('Shultis Faw'!$D$2:$D$26,MATCH($C80,'Shultis Faw'!$A$2:$A$26,1)+1)-INDEX('Shultis Faw'!$D$2:$D$26,MATCH($C80,'Shultis Faw'!$A$2:$A$26,1)))/(INDEX('Shultis Faw'!$A$2:$A$26,MATCH($C80,'Shultis Faw'!$A$2:$A$26,1)+1)-INDEX('Shultis Faw'!$A$2:$A$26,MATCH($C80,'Shultis Faw'!$A$2:$A$26,1))),$C80*'Shultis Faw'!$D$2/'Shultis Faw'!$A$2)","v":1.66853075},{"$f":"_xlfn.IFNA(INDEX('Shultis Faw'!$B$2:$B$26,MATCH($C80,'Shultis Faw'!$A$2:$A$26,1))+($C80-INDEX('Shultis Faw'!$A$2:$A$26,MATCH($C80,'Shultis Faw'!$A$2:$A$26,1)))*(INDEX('Shultis Faw'!$B$2:$B$26,MATCH($C80,'Shultis Faw'!$A$2:$A$26,1)+1)-INDEX('Shultis Faw'!$B$2:$B$26,MATCH($C80,'Shultis Faw'!$A$2:$A$26,1)))/(INDEX('Shultis Faw'!$A$2:$A$26,MATCH($C80,'Shultis Faw'!$A$2:$A$26,1)+1)-INDEX('Shultis Faw'!$A$2:$A$26,MATCH($C80,'Shultis Faw'!$A$2:$A$26,1))),$C80*'Shultis Faw'!$B$2/'Shultis Faw'!$A$2)","v":-0.12252655},{"$f":"_xlfn.IFNA(INDEX('Shultis Faw'!$E$2:$E$26,MATCH($C80,'Shultis Faw'!$A$2:$A$26,1))+($C80-INDEX('Shultis Faw'!$A$2:$A$26,MATCH($C80,'Shultis Faw'!$A$2:$A$26,1)))*(INDEX('Shultis Faw'!$E$2:$E$26,MATCH($C80,'Shultis Faw'!$A$2:$A$26,1)+1)-INDEX('Shultis Faw'!$E$2:$E$26,MATCH($C80,'Shultis Faw'!$A$2:$A$26,1)))/(INDEX('Shultis Faw'!$A$2:$A$26,MATCH($C80,'Shultis Faw'!$A$2:$A$26,1)+1)-INDEX('Shultis Faw'!$A$2:$A$26,MATCH($C80,'Shultis Faw'!$A$2:$A$26,1))),$C80*'Shultis Faw'!$E$2/'Shultis Faw'!$A$2)","v":4.978817E-2},{"$f":"_xlfn.IFNA(INDEX('Shultis Faw'!$F$2:$F$26,MATCH($C80,'Shultis Faw'!$A$2:$A$26,1))+($C80-INDEX('Shultis Faw'!$A$2:$A$26,MATCH($C80,'Shultis Faw'!$A$2:$A$26,1)))*(INDEX('Shultis Faw'!$F$2:$F$26,MATCH($C80,'Shultis Faw'!$A$2:$A$26,1)+1)-INDEX('Shultis Faw'!$F$2:$F$26,MATCH($C80,'Shultis Faw'!$A$2:$A$26,1)))/(INDEX('Shultis Faw'!$A$2:$A$26,MATCH($C80,'Shultis Faw'!$A$2:$A$26,1)+1)-INDEX('Shultis Faw'!$A$2:$A$26,MATCH($C80,'Shultis Faw'!$A$2:$A$26,1))),$C80*'Shultis Faw'!$F$2/'Shultis Faw'!$A$2)","v":14.240081500000001},{"$f":"J80*(H80*'Externe blootstelling'!$D$23/2)^K80+L80*(TANH(((H80*'Externe blootstelling'!$D$23)/(2*M80))-2)-TANH(-2))/(1-TANH(-2))","v":1.6119065577087284},{"$f":"IF(N80=1,1+(I80-1)*H80*'Externe blootstelling'!$D$23/2,1+(I80-1)*(N80^(H80*'Externe blootstelling'!$D$23/2)-1)/(N80-1))","v":2.9708218673719498},{"$f":"G80*EXP(-H80*'Externe blootstelling'!$D$23/2)*O80","v":1.1720389855048395E-5}]
[null," g ",0.6157999999999999,9.8527999999999979E-14,5.0000000000000004E-6,{"$f":"_xlfn.IFNA(INDEX('hp (pSv cm2)'!$B$2:$B$52,MATCH($C81,'hp (pSv cm2)'!$A$2:$A$52,1))+($C81-INDEX('hp (pSv cm2)'!$A$2:$A$52,MATCH($C81,'hp (pSv cm2)'!$A$2:$A$52,1)))*(INDEX('hp (pSv cm2)'!$B$2:$B$52,MATCH($C81,'hp (pSv cm2)'!$A$2:$A$52,1)+1)-INDEX('hp (pSv cm2)'!$B$2:$B$52,MATCH($C81,'hp (pSv cm2)'!$A$2:$A$52,1)))/(INDEX('hp (pSv cm2)'!$A$2:$A$52,MATCH($C81,'hp (pSv cm2)'!$A$2:$A$52,1)+1)-INDEX('hp (pSv cm2)'!$A$2:$A$52,MATCH($C81,'hp (pSv cm2)'!$A$2:$A$52,1))),$C81*'hp (pSv cm2)'!$B$2/'hp (pSv cm2)'!$A$2)","v":2.97478},1.4873900000000002E-5,{"$f":"_xlfn.IFNA(0.997*(INDEX('Mass attenuation coefficients'!$B$2:$B$37,MATCH($C81,'Mass attenuation coefficients'!$A$2:$A$37,1))+($C81-INDEX('Mass attenuation coefficients'!$A$2:$A$37,MATCH($C81,'Mass attenuation coefficients'!$A$2:$A$37,1)))*(INDEX('Mass attenuation coefficients'!$B$2:$B$37,MATCH($C81,'Mass attenuation coefficients'!$A$2:$A$37,1)+1)-INDEX('Mass attenuation coefficients'!$B$2:$B$37,MATCH($C81,'Mass attenuation coefficients'!$A$2:$A$37,1)))/(INDEX('Mass attenuation coefficients'!$A$2:$A$37,MATCH($C81,'Mass attenuation coefficients'!$A$2:$A$37,1)+1)-INDEX('Mass attenuation coefficients'!$A$2:$A$37,MATCH($C81,'Mass attenuation coefficients'!$A$2:$A$37,1)))),0.997*$C81*'Mass attenuation coefficients'!$B$2/'Mass attenuation coefficients'!$A$2)","v":8.8432015670000017E-2},{"$f":"_xlfn.IFNA(INDEX('Shultis Faw'!$C$2:$C$26,MATCH($C81,'Shultis Faw'!$A$2:$A$26,1))+($C81-INDEX('Shultis Faw'!$A$2:$A$26,MATCH($C81,'Shultis Faw'!$A$2:$A$26,1)))*(INDEX('Shultis Faw'!$C$2:$C$26,MATCH($C81,'Shultis Faw'!$A$2:$A$26,1)+1)-INDEX('Shultis Faw'!$C$2:$C$26,MATCH($C81,'Shultis Faw'!$A$2:$A$26,1)))/(INDEX('Shultis Faw'!$A$2:$A$26,MATCH($C81,'Shultis Faw'!$A$2:$A$26,1)+1)-INDEX('Shultis Faw'!$A$2:$A$26,MATCH($C81,'Shultis Faw'!$A$2:$A$26,1))),$C81*'Shultis Faw'!$C$2/'Shultis Faw'!$A$2)","v":2.3639649999999999},{"$f":"_xlfn.IFNA(INDEX('Shultis Faw'!$D$2:$D$26,MATCH($C81,'Shultis Faw'!$A$2:$A$26,1))+($C81-INDEX('Shultis Faw'!$A$2:$A$26,MATCH($C81,'Shultis Faw'!$A$2:$A$26,1)))*(INDEX('Shultis Faw'!$D$2:$D$26,MATCH($C81,'Shultis Faw'!$A$2:$A$26,1)+1)-INDEX('Shultis Faw'!$D$2:$D$26,MATCH($C81,'Shultis Faw'!$A$2:$A$26,1)))/(INDEX('Shultis Faw'!$A$2:$A$26,MATCH($C81,'Shultis Faw'!$A$2:$A$26,1)+1)-INDEX('Shultis Faw'!$A$2:$A$26,MATCH($C81,'Shultis Faw'!$A$2:$A$26,1))),$C81*'Shultis Faw'!$D$2/'Shultis Faw'!$A$2)","v":1.6683350000000001},{"$f":"_xlfn.IFNA(INDEX('Shultis Faw'!$B$2:$B$26,MATCH($C81,'Shultis Faw'!$A$2:$A$26,1))+($C81-INDEX('Shultis Faw'!$A$2:$A$26,MATCH($C81,'Shultis Faw'!$A$2:$A$26,1)))*(INDEX('Shultis Faw'!$B$2:$B$26,MATCH($C81,'Shultis Faw'!$A$2:$A$26,1)+1)-INDEX('Shultis Faw'!$B$2:$B$26,MATCH($C81,'Shultis Faw'!$A$2:$A$26,1)))/(INDEX('Shultis Faw'!$A$2:$A$26,MATCH($C81,'Shultis Faw'!$A$2:$A$26,1)+1)-INDEX('Shultis Faw'!$A$2:$A$26,MATCH($C81,'Shultis Faw'!$A$2:$A$26,1))),$C81*'Shultis Faw'!$B$2/'Shultis Faw'!$A$2)","v":-0.12249900000000001},{"$f":"_xlfn.IFNA(INDEX('Shultis Faw'!$E$2:$E$26,MATCH($C81,'Shultis Faw'!$A$2:$A$26,1))+($C81-INDEX('Shultis Faw'!$A$2:$A$26,MATCH($C81,'Shultis Faw'!$A$2:$A$26,1)))*(INDEX('Shultis Faw'!$E$2:$E$26,MATCH($C81,'Shultis Faw'!$A$2:$A$26,1)+1)-INDEX('Shultis Faw'!$E$2:$E$26,MATCH($C81,'Shultis Faw'!$A$2:$A$26,1)))/(INDEX('Shultis Faw'!$A$2:$A$26,MATCH($C81,'Shultis Faw'!$A$2:$A$26,1)+1)-INDEX('Shultis Faw'!$A$2:$A$26,MATCH($C81,'Shultis Faw'!$A$2:$A$26,1))),$C81*'Shultis Faw'!$E$2/'Shultis Faw'!$A$2)","v":4.9778599999999999E-2},{"$f":"_xlfn.IFNA(INDEX('Shultis Faw'!$F$2:$F$26,MATCH($C81,'Shultis Faw'!$A$2:$A$26,1))+($C81-INDEX('Shultis Faw'!$A$2:$A$26,MATCH($C81,'Shultis Faw'!$A$2:$A$26,1)))*(INDEX('Shultis Faw'!$F$2:$F$26,MATCH($C81,'Shultis Faw'!$A$2:$A$26,1)+1)-INDEX('Shultis Faw'!$F$2:$F$26,MATCH($C81,'Shultis Faw'!$A$2:$A$26,1)))/(INDEX('Shultis Faw'!$A$2:$A$26,MATCH($C81,'Shultis Faw'!$A$2:$A$26,1)+1)-INDEX('Shultis Faw'!$A$2:$A$26,MATCH($C81,'Shultis Faw'!$A$2:$A$26,1))),$C81*'Shultis Faw'!$F$2/'Shultis Faw'!$A$2)","v":14.240270000000001},{"$f":"J81*(H81*'Externe blootstelling'!$D$23/2)^K81+L81*(TANH(((H81*'Externe blootstelling'!$D$23)/(2*M81))-2)-TANH(-2))/(1-TANH(-2))","v":1.6117651567785525},{"$f":"IF(N81=1,1+(I81-1)*H81*'Externe blootstelling'!$D$23/2,1+(I81-1)*(N81^(H81*'Externe blootstelling'!$D$23/2)-1)/(N81-1))","v":2.969968552284775},{"$f":"G81*EXP(-H81*'Externe blootstelling'!$D$23/2)*O81","v":1.1724481931033805E-5}]
[null," g ",0.6179,9.8863999999999994E-14,6.7000000000000002E-6,{"$f":"_xlfn.IFNA(INDEX('hp (pSv cm2)'!$B$2:$B$52,MATCH($C82,'hp (pSv cm2)'!$A$2:$A$52,1))+($C82-INDEX('hp (pSv cm2)'!$A$2:$A$52,MATCH($C82,'hp (pSv cm2)'!$A$2:$A$52,1)))*(INDEX('hp (pSv cm2)'!$B$2:$B$52,MATCH($C82,'hp (pSv cm2)'!$A$2:$A$52,1)+1)-INDEX('hp (pSv cm2)'!$B$2:$B$52,MATCH($C82,'hp (pSv cm2)'!$A$2:$A$52,1)))/(INDEX('hp (pSv cm2)'!$A$2:$A$52,MATCH($C82,'hp (pSv cm2)'!$A$2:$A$52,1)+1)-INDEX('hp (pSv cm2)'!$A$2:$A$52,MATCH($C82,'hp (pSv cm2)'!$A$2:$A$52,1))),$C82*'hp (pSv cm2)'!$B$2/'hp (pSv cm2)'!$A$2)","v":2.98339},1.9988712999999999E-5,{"$f":"_xlfn.IFNA(0.997*(INDEX('Mass attenuation coefficients'!$B$2:$B$37,MATCH($C82,'Mass attenuation coefficients'!$A$2:$A$37,1))+($C82-INDEX('Mass attenuation coefficients'!$A$2:$A$37,MATCH($C82,'Mass attenuation coefficients'!$A$2:$A$37,1)))*(INDEX('Mass attenuation coefficients'!$B$2:$B$37,MATCH($C82,'Mass attenuation coefficients'!$A$2:$A$37,1)+1)-INDEX('Mass attenuation coefficients'!$B$2:$B$37,MATCH($C82,'Mass attenuation coefficients'!$A$2:$A$37,1)))/(INDEX('Mass attenuation coefficients'!$A$2:$A$37,MATCH($C82,'Mass attenuation coefficients'!$A$2:$A$37,1)+1)-INDEX('Mass attenuation coefficients'!$A$2:$A$37,MATCH($C82,'Mass attenuation coefficients'!$A$2:$A$37,1)))),0.997*$C82*'Mass attenuation coefficients'!$B$2/'Mass attenuation coefficients'!$A$2)","v":8.8317804335E-2},{"$f":"_xlfn.IFNA(INDEX('Shultis Faw'!$C$2:$C$26,MATCH($C82,'Shultis Faw'!$A$2:$A$26,1))+($C82-INDEX('Shultis Faw'!$A$2:$A$26,MATCH($C82,'Shultis Faw'!$A$2:$A$26,1)))*(INDEX('Shultis Faw'!$C$2:$C$26,MATCH($C82,'Shultis Faw'!$A$2:$A$26,1)+1)-INDEX('Shultis Faw'!$C$2:$C$26,MATCH($C82,'Shultis Faw'!$A$2:$A$26,1)))/(INDEX('Shultis Faw'!$A$2:$A$26,MATCH($C82,'Shultis Faw'!$A$2:$A$26,1)+1)-INDEX('Shultis Faw'!$A$2:$A$26,MATCH($C82,'Shultis Faw'!$A$2:$A$26,1))),$C82*'Shultis Faw'!$C$2/'Shultis Faw'!$A$2)","v":2.3622324999999997},{"$f":"_xlfn.IFNA(INDEX('Shultis Faw'!$D$2:$D$26,MATCH($C82,'Shultis Faw'!$A$2:$A$26,1))+($C82-INDEX('Shultis Faw'!$A$2:$A$26,MATCH($C82,'Shultis Faw'!$A$2:$A$26,1)))*(INDEX('Shultis Faw'!$D$2:$D$26,MATCH($C82,'Shultis Faw'!$A$2:$A$26,1)+1)-INDEX('Shultis Faw'!$D$2:$D$26,MATCH($C82,'Shultis Faw'!$A$2:$A$26,1)))/(INDEX('Shultis Faw'!$A$2:$A$26,MATCH($C82,'Shultis Faw'!$A$2:$A$26,1)+1)-INDEX('Shultis Faw'!$A$2:$A$26,MATCH($C82,'Shultis Faw'!$A$2:$A$26,1))),$C82*'Shultis Faw'!$D$2/'Shultis Faw'!$A$2)","v":1.6669175000000001},{"$f":"_xlfn.IFNA(INDEX('Shultis Faw'!$B$2:$B$26,MATCH($C82,'Shultis Faw'!$A$2:$A$26,1))+($C82-INDEX('Shultis Faw'!$A$2:$A$26,MATCH($C82,'Shultis Faw'!$A$2:$A$26,1)))*(INDEX('Shultis Faw'!$B$2:$B$26,MATCH($C82,'Shultis Faw'!$A$2:$A$26,1)+1)-INDEX('Shultis Faw'!$B$2:$B$26,MATCH($C82,'Shultis Faw'!$A$2:$A$26,1)))/(INDEX('Shultis Faw'!$A$2:$A$26,MATCH($C82,'Shultis Faw'!$A$2:$A$26,1)+1)-INDEX('Shultis Faw'!$A$2:$A$26,MATCH($C82,'Shultis Faw'!$A$2:$A$26,1))),$C82*'Shultis Faw'!$B$2/'Shultis Faw'!$A$2)","v":-0.12229949999999999},{"$f":"_xlfn.IFNA(INDEX('Shultis Faw'!$E$2:$E$26,MATCH($C82,'Shultis Faw'!$A$2:$A$26,1))+($C82-INDEX('Shultis Faw'!$A$2:$A$26,MATCH($C82,'Shultis Faw'!$A$2:$A$26,1)))*(INDEX('Shultis Faw'!$E$2:$E$26,MATCH($C82,'Shultis Faw'!$A$2:$A$26,1)+1)-INDEX('Shultis Faw'!$E$2:$E$26,MATCH($C82,'Shultis Faw'!$A$2:$A$26,1)))/(INDEX('Shultis Faw'!$A$2:$A$26,MATCH($C82,'Shultis Faw'!$A$2:$A$26,1)+1)-INDEX('Shultis Faw'!$A$2:$A$26,MATCH($C82,'Shultis Faw'!$A$2:$A$26,1))),$C82*'Shultis Faw'!$E$2/'Shultis Faw'!$A$2)","v":4.9709299999999998E-2},{"$f":"_xlfn.IFNA(INDEX('Shultis Faw'!$F$2:$F$26,MATCH($C82,'Shultis Faw'!$A$2:$A$26,1))+($C82-INDEX('Shultis Faw'!$A$2:$A$26,MATCH($C82,'Shultis Faw'!$A$2:$A$26,1)))*(INDEX('Shultis Faw'!$F$2:$F$26,MATCH($C82,'Shultis Faw'!$A$2:$A$26,1)+1)-INDEX('Shultis Faw'!$F$2:$F$26,MATCH($C82,'Shultis Faw'!$A$2:$A$26,1)))/(INDEX('Shultis Faw'!$A$2:$A$26,MATCH($C82,'Shultis Faw'!$A$2:$A$26,1)+1)-INDEX('Shultis Faw'!$A$2:$A$26,MATCH($C82,'Shultis Faw'!$A$2:$A$26,1))),$C82*'Shultis Faw'!$F$2/'Shultis Faw'!$A$2)","v":14.241635},{"$f":"J82*(H82*'Externe blootstelling'!$D$23/2)^K82+L82*(TANH(((H82*'Externe blootstelling'!$D$23)/(2*M82))-2)-TANH(-2))/(1-TANH(-2))","v":1.6107406421634602},{"$f":"IF(N82=1,1+(I82-1)*H82*'Externe blootstelling'!$D$23/2,1+(I82-1)*(N82^(H82*'Externe blootstelling'!$D$23/2)-1)/(N82-1))","v":2.9637980552642524},{"$f":"G82*EXP(-H82*'Externe blootstelling'!$D$23/2)*O82","v":1.5750502536379992E-5}]
[null," g ",0.63049999999999995,1.0088E-13,9.8999999999999984E-7,{"$f":"_xlfn.IFNA(INDEX('hp (pSv cm2)'!$B$2:$B$52,MATCH($C83,'hp (pSv cm2)'!$A$2:$A$52,1))+($C83-INDEX('hp (pSv cm2)'!$A$2:$A$52,MATCH($C83,'hp (pSv cm2)'!$A$2:$A$52,1)))*(INDEX('hp (pSv cm2)'!$B$2:$B$52,MATCH($C83,'hp (pSv cm2)'!$A$2:$A$52,1)+1)-INDEX('hp (pSv cm2)'!$B$2:$B$52,MATCH($C83,'hp (pSv cm2)'!$A$2:$A$52,1)))/(INDEX('hp (pSv cm2)'!$A$2:$A$52,MATCH($C83,'hp (pSv cm2)'!$A$2:$A$52,1)+1)-INDEX('hp (pSv cm2)'!$A$2:$A$52,MATCH($C83,'hp (pSv cm2)'!$A$2:$A$52,1))),$C83*'hp (pSv cm2)'!$B$2/'hp (pSv cm2)'!$A$2)","v":3.03505},3.0046994999999997E-6,{"$f":"_xlfn.IFNA(0.997*(INDEX('Mass attenuation coefficients'!$B$2:$B$37,MATCH($C83,'Mass attenuation coefficients'!$A$2:$A$37,1))+($C83-INDEX('Mass attenuation coefficients'!$A$2:$A$37,MATCH($C83,'Mass attenuation coefficients'!$A$2:$A$37,1)))*(INDEX('Mass attenuation coefficients'!$B$2:$B$37,MATCH($C83,'Mass attenuation coefficients'!$A$2:$A$37,1)+1)-INDEX('Mass attenuation coefficients'!$B$2:$B$37,MATCH($C83,'Mass attenuation coefficients'!$A$2:$A$37,1)))/(INDEX('Mass attenuation coefficients'!$A$2:$A$37,MATCH($C83,'Mass attenuation coefficients'!$A$2:$A$37,1)+1)-INDEX('Mass attenuation coefficients'!$A$2:$A$37,MATCH($C83,'Mass attenuation coefficients'!$A$2:$A$37,1)))),0.997*$C83*'Mass attenuation coefficients'!$B$2/'Mass attenuation coefficients'!$A$2)","v":8.763253632500001E-2},{"$f":"_xlfn.IFNA(INDEX('Shultis Faw'!$C$2:$C$26,MATCH($C83,'Shultis Faw'!$A$2:$A$26,1))+($C83-INDEX('Shultis Faw'!$A$2:$A$26,MATCH($C83,'Shultis Faw'!$A$2:$A$26,1)))*(INDEX('Shultis Faw'!$C$2:$C$26,MATCH($C83,'Shultis Faw'!$A$2:$A$26,1)+1)-INDEX('Shultis Faw'!$C$2:$C$26,MATCH($C83,'Shultis Faw'!$A$2:$A$26,1)))/(INDEX('Shultis Faw'!$A$2:$A$26,MATCH($C83,'Shultis Faw'!$A$2:$A$26,1)+1)-INDEX('Shultis Faw'!$A$2:$A$26,MATCH($C83,'Shultis Faw'!$A$2:$A$26,1))),$C83*'Shultis Faw'!$C$2/'Shultis Faw'!$A$2)","v":2.3518374999999998},{"$f":"_xlfn.IFNA(INDEX('Shultis Faw'!$D$2:$D$26,MATCH($C83,'Shultis Faw'!$A$2:$A$26,1))+($C83-INDEX('Shultis Faw'!$A$2:$A$26,MATCH($C83,'Shultis Faw'!$A$2:$A$26,1)))*(INDEX('Shultis Faw'!$D$2:$D$26,MATCH($C83,'Shultis Faw'!$A$2:$A$26,1)+1)-INDEX('Shultis Faw'!$D$2:$D$26,MATCH($C83,'Shultis Faw'!$A$2:$A$26,1)))/(INDEX('Shultis Faw'!$A$2:$A$26,MATCH($C83,'Shultis Faw'!$A$2:$A$26,1)+1)-INDEX('Shultis Faw'!$A$2:$A$26,MATCH($C83,'Shultis Faw'!$A$2:$A$26,1))),$C83*'Shultis Faw'!$D$2/'Shultis Faw'!$A$2)","v":1.6584125000000001},{"$f":"_xlfn.IFNA(INDEX('Shultis Faw'!$B$2:$B$26,MATCH($C83,'Shultis Faw'!$A$2:$A$26,1))+($C83-INDEX('Shultis Faw'!$A$2:$A$26,MATCH($C83,'Shultis Faw'!$A$2:$A$26,1)))*(INDEX('Shultis Faw'!$B$2:$B$26,MATCH($C83,'Shultis Faw'!$A$2:$A$26,1)+1)-INDEX('Shultis Faw'!$B$2:$B$26,MATCH($C83,'Shultis Faw'!$A$2:$A$26,1)))/(INDEX('Shultis Faw'!$A$2:$A$26,MATCH($C83,'Shultis Faw'!$A$2:$A$26,1)+1)-INDEX('Shultis Faw'!$A$2:$A$26,MATCH($C83,'Shultis Faw'!$A$2:$A$26,1))),$C83*'Shultis Faw'!$B$2/'Shultis Faw'!$A$2)","v":-0.1211025},{"$f":"_xlfn.IFNA(INDEX('Shultis Faw'!$E$2:$E$26,MATCH($C83,'Shultis Faw'!$A$2:$A$26,1))+($C83-INDEX('Shultis Faw'!$A$2:$A$26,MATCH($C83,'Shultis Faw'!$A$2:$A$26,1)))*(INDEX('Shultis Faw'!$E$2:$E$26,MATCH($C83,'Shultis Faw'!$A$2:$A$26,1)+1)-INDEX('Shultis Faw'!$E$2:$E$26,MATCH($C83,'Shultis Faw'!$A$2:$A$26,1)))/(INDEX('Shultis Faw'!$A$2:$A$26,MATCH($C83,'Shultis Faw'!$A$2:$A$26,1)+1)-INDEX('Shultis Faw'!$A$2:$A$26,MATCH($C83,'Shultis Faw'!$A$2:$A$26,1))),$C83*'Shultis Faw'!$E$2/'Shultis Faw'!$A$2)","v":4.9293499999999997E-2},{"$f":"_xlfn.IFNA(INDEX('Shultis Faw'!$F$2:$F$26,MATCH($C83,'Shultis Faw'!$A$2:$A$26,1))+($C83-INDEX('Shultis Faw'!$A$2:$A$26,MATCH($C83,'Shultis Faw'!$A$2:$A$26,1)))*(INDEX('Shultis Faw'!$F$2:$F$26,MATCH($C83,'Shultis Faw'!$A$2:$A$26,1)+1)-INDEX('Shultis Faw'!$F$2:$F$26,MATCH($C83,'Shultis Faw'!$A$2:$A$26,1)))/(INDEX('Shultis Faw'!$A$2:$A$26,MATCH($C83,'Shultis Faw'!$A$2:$A$26,1)+1)-INDEX('Shultis Faw'!$A$2:$A$26,MATCH($C83,'Shultis Faw'!$A$2:$A$26,1))),$C83*'Shultis Faw'!$F$2/'Shultis Faw'!$A$2)","v":14.249825},{"$f":"J83*(H83*'Externe blootstelling'!$D$23/2)^K83+L83*(TANH(((H83*'Externe blootstelling'!$D$23)/(2*M83))-2)-TANH(-2))/(1-TANH(-2))","v":1.6045722679682652},{"$f":"IF(N83=1,1+(I83-1)*H83*'Externe blootstelling'!$D$23/2,1+(I83-1)*(N83^(H83*'Externe blootstelling'!$D$23/2)-1)/(N83-1))","v":2.927093727626326},{"$f":"G83*EXP(-H83*'Externe blootstelling'!$D$23/2)*O83","v":2.3624507817489909E-6}]
[null," g ",0.63479999999999992,1.0156799999999997E-13,5.0000000000000004E-6,{"$f":"_xlfn.IFNA(INDEX('hp (pSv cm2)'!$B$2:$B$52,MATCH($C84,'hp (pSv cm2)'!$A$2:$A$52,1))+($C84-INDEX('hp (pSv cm2)'!$A$2:$A$52,MATCH($C84,'hp (pSv cm2)'!$A$2:$A$52,1)))*(INDEX('hp (pSv cm2)'!$B$2:$B$52,MATCH($C84,'hp (pSv cm2)'!$A$2:$A$52,1)+1)-INDEX('hp (pSv cm2)'!$B$2:$B$52,MATCH($C84,'hp (pSv cm2)'!$A$2:$A$52,1)))/(INDEX('hp (pSv cm2)'!$A$2:$A$52,MATCH($C84,'hp (pSv cm2)'!$A$2:$A$52,1)+1)-INDEX('hp (pSv cm2)'!$A$2:$A$52,MATCH($C84,'hp (pSv cm2)'!$A$2:$A$52,1))),$C84*'hp (pSv cm2)'!$B$2/'hp (pSv cm2)'!$A$2)","v":3.0526799999999996},1.52634E-5,{"$f":"_xlfn.IFNA(0.997*(INDEX('Mass attenuation coefficients'!$B$2:$B$37,MATCH($C84,'Mass attenuation coefficients'!$A$2:$A$37,1))+($C84-INDEX('Mass attenuation coefficients'!$A$2:$A$37,MATCH($C84,'Mass attenuation coefficients'!$A$2:$A$37,1)))*(INDEX('Mass attenuation coefficients'!$B$2:$B$37,MATCH($C84,'Mass attenuation coefficients'!$A$2:$A$37,1)+1)-INDEX('Mass attenuation coefficients'!$B$2:$B$37,MATCH($C84,'Mass attenuation coefficients'!$A$2:$A$37,1)))/(INDEX('Mass attenuation coefficients'!$A$2:$A$37,MATCH($C84,'Mass attenuation coefficients'!$A$2:$A$37,1)+1)-INDEX('Mass attenuation coefficients'!$A$2:$A$37,MATCH($C84,'Mass attenuation coefficients'!$A$2:$A$37,1)))),0.997*$C84*'Mass attenuation coefficients'!$B$2/'Mass attenuation coefficients'!$A$2)","v":8.7398675019999997E-2},{"$f":"_xlfn.IFNA(INDEX('Shultis Faw'!$C$2:$C$26,MATCH($C84,'Shultis Faw'!$A$2:$A$26,1))+($C84-INDEX('Shultis Faw'!$A$2:$A$26,MATCH($C84,'Shultis Faw'!$A$2:$A$26,1)))*(INDEX('Shultis Faw'!$C$2:$C$26,MATCH($C84,'Shultis Faw'!$A$2:$A$26,1)+1)-INDEX('Shultis Faw'!$C$2:$C$26,MATCH($C84,'Shultis Faw'!$A$2:$A$26,1)))/(INDEX('Shultis Faw'!$A$2:$A$26,MATCH($C84,'Shultis Faw'!$A$2:$A$26,1)+1)-INDEX('Shultis Faw'!$A$2:$A$26,MATCH($C84,'Shultis Faw'!$A$2:$A$26,1))),$C84*'Shultis Faw'!$C$2/'Shultis Faw'!$A$2)","v":2.34829},{"$f":"_xlfn.IFNA(INDEX('Shultis Faw'!$D$2:$D$26,MATCH($C84,'Shultis Faw'!$A$2:$A$26,1))+($C84-INDEX('Shultis Faw'!$A$2:$A$26,MATCH($C84,'Shultis Faw'!$A$2:$A$26,1)))*(INDEX('Shultis Faw'!$D$2:$D$26,MATCH($C84,'Shultis Faw'!$A$2:$A$26,1)+1)-INDEX('Shultis Faw'!$D$2:$D$26,MATCH($C84,'Shultis Faw'!$A$2:$A$26,1)))/(INDEX('Shultis Faw'!$A$2:$A$26,MATCH($C84,'Shultis Faw'!$A$2:$A$26,1)+1)-INDEX('Shultis Faw'!$A$2:$A$26,MATCH($C84,'Shultis Faw'!$A$2:$A$26,1))),$C84*'Shultis Faw'!$D$2/'Shultis Faw'!$A$2)","v":1.65551},{"$f":"_xlfn.IFNA(INDEX('Shultis Faw'!$B$2:$B$26,MATCH($C84,'Shultis Faw'!$A$2:$A$26,1))+($C84-INDEX('Shultis Faw'!$A$2:$A$26,MATCH($C84,'Shultis Faw'!$A$2:$A$26,1)))*(INDEX('Shultis Faw'!$B$2:$B$26,MATCH($C84,'Shultis Faw'!$A$2:$A$26,1)+1)-INDEX('Shultis Faw'!$B$2:$B$26,MATCH($C84,'Shultis Faw'!$A$2:$A$26,1)))/(INDEX('Shultis Faw'!$A$2:$A$26,MATCH($C84,'Shultis Faw'!$A$2:$A$26,1)+1)-INDEX('Shultis Faw'!$A$2:$A$26,MATCH($C84,'Shultis Faw'!$A$2:$A$26,1))),$C84*'Shultis Faw'!$B$2/'Shultis Faw'!$A$2)","v":-0.12069400000000001},{"$f":"_xlfn.IFNA(INDEX('Shultis Faw'!$E$2:$E$26,MATCH($C84,'Shultis Faw'!$A$2:$A$26,1))+($C84-INDEX('Shultis Faw'!$A$2:$A$26,MATCH($C84,'Shultis Faw'!$A$2:$A$26,1)))*(INDEX('Shultis Faw'!$E$2:$E$26,MATCH($C84,'Shultis Faw'!$A$2:$A$26,1)+1)-INDEX('Shultis Faw'!$E$2:$E$26,MATCH($C84,'Shultis Faw'!$A$2:$A$26,1)))/(INDEX('Shultis Faw'!$A$2:$A$26,MATCH($C84,'Shultis Faw'!$A$2:$A$26,1)+1)-INDEX('Shultis Faw'!$A$2:$A$26,MATCH($C84,'Shultis Faw'!$A$2:$A$26,1))),$C84*'Shultis Faw'!$E$2/'Shultis Faw'!$A$2)","v":4.9151600000000004E-2},{"$f":"_xlfn.IFNA(INDEX('Shultis Faw'!$F$2:$F$26,MATCH($C84,'Shultis Faw'!$A$2:$A$26,1))+($C84-INDEX('Shultis Faw'!$A$2:$A$26,MATCH($C84,'Shultis Faw'!$A$2:$A$26,1)))*(INDEX('Shultis Faw'!$F$2:$F$26,MATCH($C84,'Shultis Faw'!$A$2:$A$26,1)+1)-INDEX('Shultis Faw'!$F$2:$F$26,MATCH($C84,'Shultis Faw'!$A$2:$A$26,1)))/(INDEX('Shultis Faw'!$A$2:$A$26,MATCH($C84,'Shultis Faw'!$A$2:$A$26,1)+1)-INDEX('Shultis Faw'!$A$2:$A$26,MATCH($C84,'Shultis Faw'!$A$2:$A$26,1))),$C84*'Shultis Faw'!$F$2/'Shultis Faw'!$A$2)","v":14.25262},{"$f":"J84*(H84*'Externe blootstelling'!$D$23/2)^K84+L84*(TANH(((H84*'Externe blootstelling'!$D$23)/(2*M84))-2)-TANH(-2))/(1-TANH(-2))","v":1.6024588369268442},{"$f":"IF(N84=1,1+(I84-1)*H84*'Externe blootstelling'!$D$23/2,1+(I84-1)*(N84^(H84*'Externe blootstelling'!$D$23/2)-1)/(N84-1))","v":2.9146918213185211},{"$f":"G84*EXP(-H84*'Externe blootstelling'!$D$23/2)*O84","v":1.1992024130277098E-5}]
[null," g ",0.63649999999999995,1.0184E-13,1.95E-5,{"$f":"_xlfn.IFNA(INDEX('hp (pSv cm2)'!$B$2:$B$52,MATCH($C85,'hp (pSv cm2)'!$A$2:$A$52,1))+($C85-INDEX('hp (pSv cm2)'!$A$2:$A$52,MATCH($C85,'hp (pSv cm2)'!$A$2:$A$52,1)))*(INDEX('hp (pSv cm2)'!$B$2:$B$52,MATCH($C85,'hp (pSv cm2)'!$A$2:$A$52,1)+1)-INDEX('hp (pSv cm2)'!$B$2:$B$52,MATCH($C85,'hp (pSv cm2)'!$A$2:$A$52,1)))/(INDEX('hp (pSv cm2)'!$A$2:$A$52,MATCH($C85,'hp (pSv cm2)'!$A$2:$A$52,1)+1)-INDEX('hp (pSv cm2)'!$A$2:$A$52,MATCH($C85,'hp (pSv cm2)'!$A$2:$A$52,1))),$C85*'hp (pSv cm2)'!$B$2/'hp (pSv cm2)'!$A$2)","v":3.05965},5.9663175E-5,{"$f":"_xlfn.IFNA(0.997*(INDEX('Mass attenuation coefficients'!$B$2:$B$37,MATCH($C85,'Mass attenuation coefficients'!$A$2:$A$37,1))+($C85-INDEX('Mass attenuation coefficients'!$A$2:$A$37,MATCH($C85,'Mass attenuation coefficients'!$A$2:$A$37,1)))*(INDEX('Mass attenuation coefficients'!$B$2:$B$37,MATCH($C85,'Mass attenuation coefficients'!$A$2:$A$37,1)+1)-INDEX('Mass attenuation coefficients'!$B$2:$B$37,MATCH($C85,'Mass attenuation coefficients'!$A$2:$A$37,1)))/(INDEX('Mass attenuation coefficients'!$A$2:$A$37,MATCH($C85,'Mass attenuation coefficients'!$A$2:$A$37,1)+1)-INDEX('Mass attenuation coefficients'!$A$2:$A$37,MATCH($C85,'Mass attenuation coefficients'!$A$2:$A$37,1)))),0.997*$C85*'Mass attenuation coefficients'!$B$2/'Mass attenuation coefficients'!$A$2)","v":8.730621822500001E-2},{"$f":"_xlfn.IFNA(INDEX('Shultis Faw'!$C$2:$C$26,MATCH($C85,'Shultis Faw'!$A$2:$A$26,1))+($C85-INDEX('Shultis Faw'!$A$2:$A$26,MATCH($C85,'Shultis Faw'!$A$2:$A$26,1)))*(INDEX('Shultis Faw'!$C$2:$C$26,MATCH($C85,'Shultis Faw'!$A$2:$A$26,1)+1)-INDEX('Shultis Faw'!$C$2:$C$26,MATCH($C85,'Shultis Faw'!$A$2:$A$26,1)))/(INDEX('Shultis Faw'!$A$2:$A$26,MATCH($C85,'Shultis Faw'!$A$2:$A$26,1)+1)-INDEX('Shultis Faw'!$A$2:$A$26,MATCH($C85,'Shultis Faw'!$A$2:$A$26,1))),$C85*'Shultis Faw'!$C$2/'Shultis Faw'!$A$2)","v":2.3468874999999998},{"$f":"_xlfn.IFNA(INDEX('Shultis Faw'!$D$2:$D$26,MATCH($C85,'Shultis Faw'!$A$2:$A$26,1))+($C85-INDEX('Shultis Faw'!$A$2:$A$26,MATCH($C85,'Shultis Faw'!$A$2:$A$26,1)))*(INDEX('Shultis Faw'!$D$2:$D$26,MATCH($C85,'Shultis Faw'!$A$2:$A$26,1)+1)-INDEX('Shultis Faw'!$D$2:$D$26,MATCH($C85,'Shultis Faw'!$A$2:$A$26,1)))/(INDEX('Shultis Faw'!$A$2:$A$26,MATCH($C85,'Shultis Faw'!$A$2:$A$26,1)+1)-INDEX('Shultis Faw'!$A$2:$A$26,MATCH($C85,'Shultis Faw'!$A$2:$A$26,1))),$C85*'Shultis Faw'!$D$2/'Shultis Faw'!$A$2)","v":1.6543625000000002},{"$f":"_xlfn.IFNA(INDEX('Shultis Faw'!$B$2:$B$26,MATCH($C85,'Shultis Faw'!$A$2:$A$26,1))+($C85-INDEX('Shultis Faw'!$A$2:$A$26,MATCH($C85,'Shultis Faw'!$A$2:$A$26,1)))*(INDEX('Shultis Faw'!$B$2:$B$26,MATCH($C85,'Shultis Faw'!$A$2:$A$26,1)+1)-INDEX('Shultis Faw'!$B$2:$B$26,MATCH($C85,'Shultis Faw'!$A$2:$A$26,1)))/(INDEX('Shultis Faw'!$A$2:$A$26,MATCH($C85,'Shultis Faw'!$A$2:$A$26,1)+1)-INDEX('Shultis Faw'!$A$2:$A$26,MATCH($C85,'Shultis Faw'!$A$2:$A$26,1))),$C85*'Shultis Faw'!$B$2/'Shultis Faw'!$A$2)","v":-0.1205325},{"$f":"_xlfn.IFNA(INDEX('Shultis Faw'!$E$2:$E$26,MATCH($C85,'Shultis Faw'!$A$2:$A$26,1))+($C85-INDEX('Shultis Faw'!$A$2:$A$26,MATCH($C85,'Shultis Faw'!$A$2:$A$26,1)))*(INDEX('Shultis Faw'!$E$2:$E$26,MATCH($C85,'Shultis Faw'!$A$2:$A$26,1)+1)-INDEX('Shultis Faw'!$E$2:$E$26,MATCH($C85,'Shultis Faw'!$A$2:$A$26,1)))/(INDEX('Shultis Faw'!$A$2:$A$26,MATCH($C85,'Shultis Faw'!$A$2:$A$26,1)+1)-INDEX('Shultis Faw'!$A$2:$A$26,MATCH($C85,'Shultis Faw'!$A$2:$A$26,1))),$C85*'Shultis Faw'!$E$2/'Shultis Faw'!$A$2)","v":4.90955E-2},{"$f":"_xlfn.IFNA(INDEX('Shultis Faw'!$F$2:$F$26,MATCH($C85,'Shultis Faw'!$A$2:$A$26,1))+($C85-INDEX('Shultis Faw'!$A$2:$A$26,MATCH($C85,'Shultis Faw'!$A$2:$A$26,1)))*(INDEX('Shultis Faw'!$F$2:$F$26,MATCH($C85,'Shultis Faw'!$A$2:$A$26,1)+1)-INDEX('Shultis Faw'!$F$2:$F$26,MATCH($C85,'Shultis Faw'!$A$2:$A$26,1)))/(INDEX('Shultis Faw'!$A$2:$A$26,MATCH($C85,'Shultis Faw'!$A$2:$A$26,1)+1)-INDEX('Shultis Faw'!$A$2:$A$26,MATCH($C85,'Shultis Faw'!$A$2:$A$26,1))),$C85*'Shultis Faw'!$F$2/'Shultis Faw'!$A$2)","v":14.253725000000001},{"$f":"J85*(H85*'Externe blootstelling'!$D$23/2)^K85+L85*(TANH(((H85*'Externe blootstelling'!$D$23)/(2*M85))-2)-TANH(-2))/(1-TANH(-2))","v":1.6016221223792142},{"$f":"IF(N85=1,1+(I85-1)*H85*'Externe blootstelling'!$D$23/2,1+(I85-1)*(N85^(H85*'Externe blootstelling'!$D$23/2)-1)/(N85-1))","v":2.9098060551861504},{"$f":"G85*EXP(-H85*'Externe blootstelling'!$D$23/2)*O85","v":4.6862048797378505E-5}]
[null," g ",0.65721000000000007,1.0515360000000001E-13,3.7000000000000002E-6,{"$f":"_xlfn.IFNA(INDEX('hp (pSv cm2)'!$B$2:$B$52,MATCH($C86,'hp (pSv cm2)'!$A$2:$A$52,1))+($C86-INDEX('hp (pSv cm2)'!$A$2:$A$52,MATCH($C86,'hp (pSv cm2)'!$A$2:$A$52,1)))*(INDEX('hp (pSv cm2)'!$B$2:$B$52,MATCH($C86,'hp (pSv cm2)'!$A$2:$A$52,1)+1)-INDEX('hp (pSv cm2)'!$B$2:$B$52,MATCH($C86,'hp (pSv cm2)'!$A$2:$A$52,1)))/(INDEX('hp (pSv cm2)'!$A$2:$A$52,MATCH($C86,'hp (pSv cm2)'!$A$2:$A$52,1)+1)-INDEX('hp (pSv cm2)'!$A$2:$A$52,MATCH($C86,'hp (pSv cm2)'!$A$2:$A$52,1))),$C86*'hp (pSv cm2)'!$B$2/'hp (pSv cm2)'!$A$2)","v":3.1445610000000004},1.1634875700000002E-5,{"$f":"_xlfn.IFNA(0.997*(INDEX('Mass attenuation coefficients'!$B$2:$B$37,MATCH($C86,'Mass attenuation coefficients'!$A$2:$A$37,1))+($C86-INDEX('Mass attenuation coefficients'!$A$2:$A$37,MATCH($C86,'Mass attenuation coefficients'!$A$2:$A$37,1)))*(INDEX('Mass attenuation coefficients'!$B$2:$B$37,MATCH($C86,'Mass attenuation coefficients'!$A$2:$A$37,1)+1)-INDEX('Mass attenuation coefficients'!$B$2:$B$37,MATCH($C86,'Mass attenuation coefficients'!$A$2:$A$37,1)))/(INDEX('Mass attenuation coefficients'!$A$2:$A$37,MATCH($C86,'Mass attenuation coefficients'!$A$2:$A$37,1)+1)-INDEX('Mass attenuation coefficients'!$A$2:$A$37,MATCH($C86,'Mass attenuation coefficients'!$A$2:$A$37,1)))),0.997*$C86*'Mass attenuation coefficients'!$B$2/'Mass attenuation coefficients'!$A$2)","v":8.6179876916500003E-2},{"$f":"_xlfn.IFNA(INDEX('Shultis Faw'!$C$2:$C$26,MATCH($C86,'Shultis Faw'!$A$2:$A$26,1))+($C86-INDEX('Shultis Faw'!$A$2:$A$26,MATCH($C86,'Shultis Faw'!$A$2:$A$26,1)))*(INDEX('Shultis Faw'!$C$2:$C$26,MATCH($C86,'Shultis Faw'!$A$2:$A$26,1)+1)-INDEX('Shultis Faw'!$C$2:$C$26,MATCH($C86,'Shultis Faw'!$A$2:$A$26,1)))/(INDEX('Shultis Faw'!$A$2:$A$26,MATCH($C86,'Shultis Faw'!$A$2:$A$26,1)+1)-INDEX('Shultis Faw'!$A$2:$A$26,MATCH($C86,'Shultis Faw'!$A$2:$A$26,1))),$C86*'Shultis Faw'!$C$2/'Shultis Faw'!$A$2)","v":2.3298017499999997},{"$f":"_xlfn.IFNA(INDEX('Shultis Faw'!$D$2:$D$26,MATCH($C86,'Shultis Faw'!$A$2:$A$26,1))+($C86-INDEX('Shultis Faw'!$A$2:$A$26,MATCH($C86,'Shultis Faw'!$A$2:$A$26,1)))*(INDEX('Shultis Faw'!$D$2:$D$26,MATCH($C86,'Shultis Faw'!$A$2:$A$26,1)+1)-INDEX('Shultis Faw'!$D$2:$D$26,MATCH($C86,'Shultis Faw'!$A$2:$A$26,1)))/(INDEX('Shultis Faw'!$A$2:$A$26,MATCH($C86,'Shultis Faw'!$A$2:$A$26,1)+1)-INDEX('Shultis Faw'!$A$2:$A$26,MATCH($C86,'Shultis Faw'!$A$2:$A$26,1))),$C86*'Shultis Faw'!$D$2/'Shultis Faw'!$A$2)","v":1.64038325},{"$f":"_xlfn.IFNA(INDEX('Shultis Faw'!$B$2:$B$26,MATCH($C86,'Shultis Faw'!$A$2:$A$26,1))+($C86-INDEX('Shultis Faw'!$A$2:$A$26,MATCH($C86,'Shultis Faw'!$A$2:$A$26,1)))*(INDEX('Shultis Faw'!$B$2:$B$26,MATCH($C86,'Shultis Faw'!$A$2:$A$26,1)+1)-INDEX('Shultis Faw'!$B$2:$B$26,MATCH($C86,'Shultis Faw'!$A$2:$A$26,1)))/(INDEX('Shultis Faw'!$A$2:$A$26,MATCH($C86,'Shultis Faw'!$A$2:$A$26,1)+1)-INDEX('Shultis Faw'!$A$2:$A$26,MATCH($C86,'Shultis Faw'!$A$2:$A$26,1))),$C86*'Shultis Faw'!$B$2/'Shultis Faw'!$A$2)","v":-0.11856504999999999},{"$f":"_xlfn.IFNA(INDEX('Shultis Faw'!$E$2:$E$26,MATCH($C86,'Shultis Faw'!$A$2:$A$26,1))+($C86-INDEX('Shultis Faw'!$A$2:$A$26,MATCH($C86,'Shultis Faw'!$A$2:$A$26,1)))*(INDEX('Shultis Faw'!$E$2:$E$26,MATCH($C86,'Shultis Faw'!$A$2:$A$26,1)+1)-INDEX('Shultis Faw'!$E$2:$E$26,MATCH($C86,'Shultis Faw'!$A$2:$A$26,1)))/(INDEX('Shultis Faw'!$A$2:$A$26,MATCH($C86,'Shultis Faw'!$A$2:$A$26,1)+1)-INDEX('Shultis Faw'!$A$2:$A$26,MATCH($C86,'Shultis Faw'!$A$2:$A$26,1))),$C86*'Shultis Faw'!$E$2/'Shultis Faw'!$A$2)","v":4.8412069999999995E-2},{"$f":"_xlfn.IFNA(INDEX('Shultis Faw'!$F$2:$F$26,MATCH($C86,'Shultis Faw'!$A$2:$A$26,1))+($C86-INDEX('Shultis Faw'!$A$2:$A$26,MATCH($C86,'Shultis Faw'!$A$2:$A$26,1)))*(INDEX('Shultis Faw'!$F$2:$F$26,MATCH($C86,'Shultis Faw'!$A$2:$A$26,1)+1)-INDEX('Shultis Faw'!$F$2:$F$26,MATCH($C86,'Shultis Faw'!$A$2:$A$26,1)))/(INDEX('Shultis Faw'!$A$2:$A$26,MATCH($C86,'Shultis Faw'!$A$2:$A$26,1)+1)-INDEX('Shultis Faw'!$A$2:$A$26,MATCH($C86,'Shultis Faw'!$A$2:$A$26,1))),$C86*'Shultis Faw'!$F$2/'Shultis Faw'!$A$2)","v":14.267186499999999},{"$f":"J86*(H86*'Externe blootstelling'!$D$23/2)^K86+L86*(TANH(((H86*'Externe blootstelling'!$D$23)/(2*M86))-2)-TANH(-2))/(1-TANH(-2))","v":1.5913756490118833},{"$f":"IF(N86=1,1+(I86-1)*H86*'Externe blootstelling'!$D$23/2,1+(I86-1)*(N86^(H86*'Externe blootstelling'!$D$23/2)-1)/(N86-1))","v":2.8510661879252792},{"$f":"G86*EXP(-H86*'Externe blootstelling'!$D$23/2)*O86","v":9.1066233097535975E-6}]
[null," g ",0.65754999999999997,1.0520799999999999E-13,3.7000000000000002E-6,{"$f":"_xlfn.IFNA(INDEX('hp (pSv cm2)'!$B$2:$B$52,MATCH($C87,'hp (pSv cm2)'!$A$2:$A$52,1))+($C87-INDEX('hp (pSv cm2)'!$A$2:$A$52,MATCH($C87,'hp (pSv cm2)'!$A$2:$A$52,1)))*(INDEX('hp (pSv cm2)'!$B$2:$B$52,MATCH($C87,'hp (pSv cm2)'!$A$2:$A$52,1)+1)-INDEX('hp (pSv cm2)'!$B$2:$B$52,MATCH($C87,'hp (pSv cm2)'!$A$2:$A$52,1)))/(INDEX('hp (pSv cm2)'!$A$2:$A$52,MATCH($C87,'hp (pSv cm2)'!$A$2:$A$52,1)+1)-INDEX('hp (pSv cm2)'!$A$2:$A$52,MATCH($C87,'hp (pSv cm2)'!$A$2:$A$52,1))),$C87*'hp (pSv cm2)'!$B$2/'hp (pSv cm2)'!$A$2)","v":3.1459549999999998},1.16400335E-5,{"$f":"_xlfn.IFNA(0.997*(INDEX('Mass attenuation coefficients'!$B$2:$B$37,MATCH($C87,'Mass attenuation coefficients'!$A$2:$A$37,1))+($C87-INDEX('Mass attenuation coefficients'!$A$2:$A$37,MATCH($C87,'Mass attenuation coefficients'!$A$2:$A$37,1)))*(INDEX('Mass attenuation coefficients'!$B$2:$B$37,MATCH($C87,'Mass attenuation coefficients'!$A$2:$A$37,1)+1)-INDEX('Mass attenuation coefficients'!$B$2:$B$37,MATCH($C87,'Mass attenuation coefficients'!$A$2:$A$37,1)))/(INDEX('Mass attenuation coefficients'!$A$2:$A$37,MATCH($C87,'Mass attenuation coefficients'!$A$2:$A$37,1)+1)-INDEX('Mass attenuation coefficients'!$A$2:$A$37,MATCH($C87,'Mass attenuation coefficients'!$A$2:$A$37,1)))),0.997*$C87*'Mass attenuation coefficients'!$B$2/'Mass attenuation coefficients'!$A$2)","v":8.6161385557499998E-2},{"$f":"_xlfn.IFNA(INDEX('Shultis Faw'!$C$2:$C$26,MATCH($C87,'Shultis Faw'!$A$2:$A$26,1))+($C87-INDEX('Shultis Faw'!$A$2:$A$26,MATCH($C87,'Shultis Faw'!$A$2:$A$26,1)))*(INDEX('Shultis Faw'!$C$2:$C$26,MATCH($C87,'Shultis Faw'!$A$2:$A$26,1)+1)-INDEX('Shultis Faw'!$C$2:$C$26,MATCH($C87,'Shultis Faw'!$A$2:$A$26,1)))/(INDEX('Shultis Faw'!$A$2:$A$26,MATCH($C87,'Shultis Faw'!$A$2:$A$26,1)+1)-INDEX('Shultis Faw'!$A$2:$A$26,MATCH($C87,'Shultis Faw'!$A$2:$A$26,1))),$C87*'Shultis Faw'!$C$2/'Shultis Faw'!$A$2)","v":2.32952125},{"$f":"_xlfn.IFNA(INDEX('Shultis Faw'!$D$2:$D$26,MATCH($C87,'Shultis Faw'!$A$2:$A$26,1))+($C87-INDEX('Shultis Faw'!$A$2:$A$26,MATCH($C87,'Shultis Faw'!$A$2:$A$26,1)))*(INDEX('Shultis Faw'!$D$2:$D$26,MATCH($C87,'Shultis Faw'!$A$2:$A$26,1)+1)-INDEX('Shultis Faw'!$D$2:$D$26,MATCH($C87,'Shultis Faw'!$A$2:$A$26,1)))/(INDEX('Shultis Faw'!$A$2:$A$26,MATCH($C87,'Shultis Faw'!$A$2:$A$26,1)+1)-INDEX('Shultis Faw'!$A$2:$A$26,MATCH($C87,'Shultis Faw'!$A$2:$A$26,1))),$C87*'Shultis Faw'!$D$2/'Shultis Faw'!$A$2)","v":1.6401537500000001},{"$f":"_xlfn.IFNA(INDEX('Shultis Faw'!$B$2:$B$26,MATCH($C87,'Shultis Faw'!$A$2:$A$26,1))+($C87-INDEX('Shultis Faw'!$A$2:$A$26,MATCH($C87,'Shultis Faw'!$A$2:$A$26,1)))*(INDEX('Shultis Faw'!$B$2:$B$26,MATCH($C87,'Shultis Faw'!$A$2:$A$26,1)+1)-INDEX('Shultis Faw'!$B$2:$B$26,MATCH($C87,'Shultis Faw'!$A$2:$A$26,1)))/(INDEX('Shultis Faw'!$A$2:$A$26,MATCH($C87,'Shultis Faw'!$A$2:$A$26,1)+1)-INDEX('Shultis Faw'!$A$2:$A$26,MATCH($C87,'Shultis Faw'!$A$2:$A$26,1))),$C87*'Shultis Faw'!$B$2/'Shultis Faw'!$A$2)","v":-0.11853275000000001},{"$f":"_xlfn.IFNA(INDEX('Shultis Faw'!$E$2:$E$26,MATCH($C87,'Shultis Faw'!$A$2:$A$26,1))+($C87-INDEX('Shultis Faw'!$A$2:$A$26,MATCH($C87,'Shultis Faw'!$A$2:$A$26,1)))*(INDEX('Shultis Faw'!$E$2:$E$26,MATCH($C87,'Shultis Faw'!$A$2:$A$26,1)+1)-INDEX('Shultis Faw'!$E$2:$E$26,MATCH($C87,'Shultis Faw'!$A$2:$A$26,1)))/(INDEX('Shultis Faw'!$A$2:$A$26,MATCH($C87,'Shultis Faw'!$A$2:$A$26,1)+1)-INDEX('Shultis Faw'!$A$2:$A$26,MATCH($C87,'Shultis Faw'!$A$2:$A$26,1))),$C87*'Shultis Faw'!$E$2/'Shultis Faw'!$A$2)","v":4.8400850000000002E-2},{"$f":"_xlfn.IFNA(INDEX('Shultis Faw'!$F$2:$F$26,MATCH($C87,'Shultis Faw'!$A$2:$A$26,1))+($C87-INDEX('Shultis Faw'!$A$2:$A$26,MATCH($C87,'Shultis Faw'!$A$2:$A$26,1)))*(INDEX('Shultis Faw'!$F$2:$F$26,MATCH($C87,'Shultis Faw'!$A$2:$A$26,1)+1)-INDEX('Shultis Faw'!$F$2:$F$26,MATCH($C87,'Shultis Faw'!$A$2:$A$26,1)))/(INDEX('Shultis Faw'!$A$2:$A$26,MATCH($C87,'Shultis Faw'!$A$2:$A$26,1)+1)-INDEX('Shultis Faw'!$A$2:$A$26,MATCH($C87,'Shultis Faw'!$A$2:$A$26,1))),$C87*'Shultis Faw'!$F$2/'Shultis Faw'!$A$2)","v":14.267407500000001},{"$f":"J87*(H87*'Externe blootstelling'!$D$23/2)^K87+L87*(TANH(((H87*'Externe blootstelling'!$D$23)/(2*M87))-2)-TANH(-2))/(1-TANH(-2))","v":1.5912066085633196},{"$f":"IF(N87=1,1+(I87-1)*H87*'Externe blootstelling'!$D$23/2,1+(I87-1)*(N87^(H87*'Externe blootstelling'!$D$23/2)-1)/(N87-1))","v":2.8501137787621644},{"$f":"G87*EXP(-H87*'Externe blootstelling'!$D$23/2)*O87","v":9.1101434064490515E-6}]
[null," g ",0.66239999999999999,1.0598399999999999E-13,6.9999999999999997E-7,{"$f":"_xlfn.IFNA(INDEX('hp (pSv cm2)'!$B$2:$B$52,MATCH($C88,'hp (pSv cm2)'!$A$2:$A$52,1))+($C88-INDEX('hp (pSv cm2)'!$A$2:$A$52,MATCH($C88,'hp (pSv cm2)'!$A$2:$A$52,1)))*(INDEX('hp (pSv cm2)'!$B$2:$B$52,MATCH($C88,'hp (pSv cm2)'!$A$2:$A$52,1)+1)-INDEX('hp (pSv cm2)'!$B$2:$B$52,MATCH($C88,'hp (pSv cm2)'!$A$2:$A$52,1)))/(INDEX('hp (pSv cm2)'!$A$2:$A$52,MATCH($C88,'hp (pSv cm2)'!$A$2:$A$52,1)+1)-INDEX('hp (pSv cm2)'!$A$2:$A$52,MATCH($C88,'hp (pSv cm2)'!$A$2:$A$52,1))),$C88*'hp (pSv cm2)'!$B$2/'hp (pSv cm2)'!$A$2)","v":3.1658400000000002},2.2160879999999999E-6,{"$f":"_xlfn.IFNA(0.997*(INDEX('Mass attenuation coefficients'!$B$2:$B$37,MATCH($C88,'Mass attenuation coefficients'!$A$2:$A$37,1))+($C88-INDEX('Mass attenuation coefficients'!$A$2:$A$37,MATCH($C88,'Mass attenuation coefficients'!$A$2:$A$37,1)))*(INDEX('Mass attenuation coefficients'!$B$2:$B$37,MATCH($C88,'Mass attenuation coefficients'!$A$2:$A$37,1)+1)-INDEX('Mass attenuation coefficients'!$B$2:$B$37,MATCH($C88,'Mass attenuation coefficients'!$A$2:$A$37,1)))/(INDEX('Mass attenuation coefficients'!$A$2:$A$37,MATCH($C88,'Mass attenuation coefficients'!$A$2:$A$37,1)+1)-INDEX('Mass attenuation coefficients'!$A$2:$A$37,MATCH($C88,'Mass attenuation coefficients'!$A$2:$A$37,1)))),0.997*$C88*'Mass attenuation coefficients'!$B$2/'Mass attenuation coefficients'!$A$2)","v":8.5897611759999992E-2},{"$f":"_xlfn.IFNA(INDEX('Shultis Faw'!$C$2:$C$26,MATCH($C88,'Shultis Faw'!$A$2:$A$26,1))+($C88-INDEX('Shultis Faw'!$A$2:$A$26,MATCH($C88,'Shultis Faw'!$A$2:$A$26,1)))*(INDEX('Shultis Faw'!$C$2:$C$26,MATCH($C88,'Shultis Faw'!$A$2:$A$26,1)+1)-INDEX('Shultis Faw'!$C$2:$C$26,MATCH($C88,'Shultis Faw'!$A$2:$A$26,1)))/(INDEX('Shultis Faw'!$A$2:$A$26,MATCH($C88,'Shultis Faw'!$A$2:$A$26,1)+1)-INDEX('Shultis Faw'!$A$2:$A$26,MATCH($C88,'Shultis Faw'!$A$2:$A$26,1))),$C88*'Shultis Faw'!$C$2/'Shultis Faw'!$A$2)","v":2.32552},{"$f":"_xlfn.IFNA(INDEX('Shultis Faw'!$D$2:$D$26,MATCH($C88,'Shultis Faw'!$A$2:$A$26,1))+($C88-INDEX('Shultis Faw'!$A$2:$A$26,MATCH($C88,'Shultis Faw'!$A$2:$A$26,1)))*(INDEX('Shultis Faw'!$D$2:$D$26,MATCH($C88,'Shultis Faw'!$A$2:$A$26,1)+1)-INDEX('Shultis Faw'!$D$2:$D$26,MATCH($C88,'Shultis Faw'!$A$2:$A$26,1)))/(INDEX('Shultis Faw'!$A$2:$A$26,MATCH($C88,'Shultis Faw'!$A$2:$A$26,1)+1)-INDEX('Shultis Faw'!$A$2:$A$26,MATCH($C88,'Shultis Faw'!$A$2:$A$26,1))),$C88*'Shultis Faw'!$D$2/'Shultis Faw'!$A$2)","v":1.6368800000000001},{"$f":"_xlfn.IFNA(INDEX('Shultis Faw'!$B$2:$B$26,MATCH($C88,'Shultis Faw'!$A$2:$A$26,1))+($C88-INDEX('Shultis Faw'!$A$2:$A$26,MATCH($C88,'Shultis Faw'!$A$2:$A$26,1)))*(INDEX('Shultis Faw'!$B$2:$B$26,MATCH($C88,'Shultis Faw'!$A$2:$A$26,1)+1)-INDEX('Shultis Faw'!$B$2:$B$26,MATCH($C88,'Shultis Faw'!$A$2:$A$26,1)))/(INDEX('Shultis Faw'!$A$2:$A$26,MATCH($C88,'Shultis Faw'!$A$2:$A$26,1)+1)-INDEX('Shultis Faw'!$A$2:$A$26,MATCH($C88,'Shultis Faw'!$A$2:$A$26,1))),$C88*'Shultis Faw'!$B$2/'Shultis Faw'!$A$2)","v":-0.118072},{"$f":"_xlfn.IFNA(INDEX('Shultis Faw'!$E$2:$E$26,MATCH($C88,'Shultis Faw'!$A$2:$A$26,1))+($C88-INDEX('Shultis Faw'!$A$2:$A$26,MATCH($C88,'Shultis Faw'!$A$2:$A$26,1)))*(INDEX('Shultis Faw'!$E$2:$E$26,MATCH($C88,'Shultis Faw'!$A$2:$A$26,1)+1)-INDEX('Shultis Faw'!$E$2:$E$26,MATCH($C88,'Shultis Faw'!$A$2:$A$26,1)))/(INDEX('Shultis Faw'!$A$2:$A$26,MATCH($C88,'Shultis Faw'!$A$2:$A$26,1)+1)-INDEX('Shultis Faw'!$A$2:$A$26,MATCH($C88,'Shultis Faw'!$A$2:$A$26,1))),$C88*'Shultis Faw'!$E$2/'Shultis Faw'!$A$2)","v":4.82408E-2},{"$f":"_xlfn.IFNA(INDEX('Shultis Faw'!$F$2:$F$26,MATCH($C88,'Shultis Faw'!$A$2:$A$26,1))+($C88-INDEX('Shultis Faw'!$A$2:$A$26,MATCH($C88,'Shultis Faw'!$A$2:$A$26,1)))*(INDEX('Shultis Faw'!$F$2:$F$26,MATCH($C88,'Shultis Faw'!$A$2:$A$26,1)+1)-INDEX('Shultis Faw'!$F$2:$F$26,MATCH($C88,'Shultis Faw'!$A$2:$A$26,1)))/(INDEX('Shultis Faw'!$A$2:$A$26,MATCH($C88,'Shultis Faw'!$A$2:$A$26,1)+1)-INDEX('Shultis Faw'!$A$2:$A$26,MATCH($C88,'Shultis Faw'!$A$2:$A$26,1))),$C88*'Shultis Faw'!$F$2/'Shultis Faw'!$A$2)","v":14.27056},{"$f":"J88*(H88*'Externe blootstelling'!$D$23/2)^K88+L88*(TANH(((H88*'Externe blootstelling'!$D$23)/(2*M88))-2)-TANH(-2))/(1-TANH(-2))","v":1.5887924052311639},{"$f":"IF(N88=1,1+(I88-1)*H88*'Externe blootstelling'!$D$23/2,1+(I88-1)*(N88^(H88*'Externe blootstelling'!$D$23/2)-1)/(N88-1))","v":2.8365695266155733},{"$f":"G88*EXP(-H88*'Externe blootstelling'!$D$23/2)*O88","v":1.7330358752890906E-6}]
[null," g ",0.67700000000000005,1.0832E-13,4.3999999999999997E-7,{"$f":"_xlfn.IFNA(INDEX('hp (pSv cm2)'!$B$2:$B$52,MATCH($C89,'hp (pSv cm2)'!$A$2:$A$52,1))+($C89-INDEX('hp (pSv cm2)'!$A$2:$A$52,MATCH($C89,'hp (pSv cm2)'!$A$2:$A$52,1)))*(INDEX('hp (pSv cm2)'!$B$2:$B$52,MATCH($C89,'hp (pSv cm2)'!$A$2:$A$52,1)+1)-INDEX('hp (pSv cm2)'!$B$2:$B$52,MATCH($C89,'hp (pSv cm2)'!$A$2:$A$52,1)))/(INDEX('hp (pSv cm2)'!$A$2:$A$52,MATCH($C89,'hp (pSv cm2)'!$A$2:$A$52,1)+1)-INDEX('hp (pSv cm2)'!$A$2:$A$52,MATCH($C89,'hp (pSv cm2)'!$A$2:$A$52,1))),$C89*'hp (pSv cm2)'!$B$2/'hp (pSv cm2)'!$A$2)","v":3.2257000000000002},1.4193079999999999E-6,{"$f":"_xlfn.IFNA(0.997*(INDEX('Mass attenuation coefficients'!$B$2:$B$37,MATCH($C89,'Mass attenuation coefficients'!$A$2:$A$37,1))+($C89-INDEX('Mass attenuation coefficients'!$A$2:$A$37,MATCH($C89,'Mass attenuation coefficients'!$A$2:$A$37,1)))*(INDEX('Mass attenuation coefficients'!$B$2:$B$37,MATCH($C89,'Mass attenuation coefficients'!$A$2:$A$37,1)+1)-INDEX('Mass attenuation coefficients'!$B$2:$B$37,MATCH($C89,'Mass attenuation coefficients'!$A$2:$A$37,1)))/(INDEX('Mass attenuation coefficients'!$A$2:$A$37,MATCH($C89,'Mass attenuation coefficients'!$A$2:$A$37,1)+1)-INDEX('Mass attenuation coefficients'!$A$2:$A$37,MATCH($C89,'Mass attenuation coefficients'!$A$2:$A$37,1)))),0.997*$C89*'Mass attenuation coefficients'!$B$2/'Mass attenuation coefficients'!$A$2)","v":8.5103571049999993E-2},{"$f":"_xlfn.IFNA(INDEX('Shultis Faw'!$C$2:$C$26,MATCH($C89,'Shultis Faw'!$A$2:$A$26,1))+($C89-INDEX('Shultis Faw'!$A$2:$A$26,MATCH($C89,'Shultis Faw'!$A$2:$A$26,1)))*(INDEX('Shultis Faw'!$C$2:$C$26,MATCH($C89,'Shultis Faw'!$A$2:$A$26,1)+1)-INDEX('Shultis Faw'!$C$2:$C$26,MATCH($C89,'Shultis Faw'!$A$2:$A$26,1)))/(INDEX('Shultis Faw'!$A$2:$A$26,MATCH($C89,'Shultis Faw'!$A$2:$A$26,1)+1)-INDEX('Shultis Faw'!$A$2:$A$26,MATCH($C89,'Shultis Faw'!$A$2:$A$26,1))),$C89*'Shultis Faw'!$C$2/'Shultis Faw'!$A$2)","v":2.3134749999999999},{"$f":"_xlfn.IFNA(INDEX('Shultis Faw'!$D$2:$D$26,MATCH($C89,'Shultis Faw'!$A$2:$A$26,1))+($C89-INDEX('Shultis Faw'!$A$2:$A$26,MATCH($C89,'Shultis Faw'!$A$2:$A$26,1)))*(INDEX('Shultis Faw'!$D$2:$D$26,MATCH($C89,'Shultis Faw'!$A$2:$A$26,1)+1)-INDEX('Shultis Faw'!$D$2:$D$26,MATCH($C89,'Shultis Faw'!$A$2:$A$26,1)))/(INDEX('Shultis Faw'!$A$2:$A$26,MATCH($C89,'Shultis Faw'!$A$2:$A$26,1)+1)-INDEX('Shultis Faw'!$A$2:$A$26,MATCH($C89,'Shultis Faw'!$A$2:$A$26,1))),$C89*'Shultis Faw'!$D$2/'Shultis Faw'!$A$2)","v":1.6270249999999999},{"$f":"_xlfn.IFNA(INDEX('Shultis Faw'!$B$2:$B$26,MATCH($C89,'Shultis Faw'!$A$2:$A$26,1))+($C89-INDEX('Shultis Faw'!$A$2:$A$26,MATCH($C89,'Shultis Faw'!$A$2:$A$26,1)))*(INDEX('Shultis Faw'!$B$2:$B$26,MATCH($C89,'Shultis Faw'!$A$2:$A$26,1)+1)-INDEX('Shultis Faw'!$B$2:$B$26,MATCH($C89,'Shultis Faw'!$A$2:$A$26,1)))/(INDEX('Shultis Faw'!$A$2:$A$26,MATCH($C89,'Shultis Faw'!$A$2:$A$26,1)+1)-INDEX('Shultis Faw'!$A$2:$A$26,MATCH($C89,'Shultis Faw'!$A$2:$A$26,1))),$C89*'Shultis Faw'!$B$2/'Shultis Faw'!$A$2)","v":-0.116685},{"$f":"_xlfn.IFNA(INDEX('Shultis Faw'!$E$2:$E$26,MATCH($C89,'Shultis Faw'!$A$2:$A$26,1))+($C89-INDEX('Shultis Faw'!$A$2:$A$26,MATCH($C89,'Shultis Faw'!$A$2:$A$26,1)))*(INDEX('Shultis Faw'!$E$2:$E$26,MATCH($C89,'Shultis Faw'!$A$2:$A$26,1)+1)-INDEX('Shultis Faw'!$E$2:$E$26,MATCH($C89,'Shultis Faw'!$A$2:$A$26,1)))/(INDEX('Shultis Faw'!$A$2:$A$26,MATCH($C89,'Shultis Faw'!$A$2:$A$26,1)+1)-INDEX('Shultis Faw'!$A$2:$A$26,MATCH($C89,'Shultis Faw'!$A$2:$A$26,1))),$C89*'Shultis Faw'!$E$2/'Shultis Faw'!$A$2)","v":4.7758999999999996E-2},{"$f":"_xlfn.IFNA(INDEX('Shultis Faw'!$F$2:$F$26,MATCH($C89,'Shultis Faw'!$A$2:$A$26,1))+($C89-INDEX('Shultis Faw'!$A$2:$A$26,MATCH($C89,'Shultis Faw'!$A$2:$A$26,1)))*(INDEX('Shultis Faw'!$F$2:$F$26,MATCH($C89,'Shultis Faw'!$A$2:$A$26,1)+1)-INDEX('Shultis Faw'!$F$2:$F$26,MATCH($C89,'Shultis Faw'!$A$2:$A$26,1)))/(INDEX('Shultis Faw'!$A$2:$A$26,MATCH($C89,'Shultis Faw'!$A$2:$A$26,1)+1)-INDEX('Shultis Faw'!$A$2:$A$26,MATCH($C89,'Shultis Faw'!$A$2:$A$26,1))),$C89*'Shultis Faw'!$F$2/'Shultis Faw'!$A$2)","v":14.280049999999999},{"$f":"J89*(H89*'Externe blootstelling'!$D$23/2)^K89+L89*(TANH(((H89*'Externe blootstelling'!$D$23)/(2*M89))-2)-TANH(-2))/(1-TANH(-2))","v":1.58149229617076},{"$f":"IF(N89=1,1+(I89-1)*H89*'Externe blootstelling'!$D$23/2,1+(I89-1)*(N89^(H89*'Externe blootstelling'!$D$23/2)-1)/(N89-1))","v":2.7962629477486756},{"$f":"G89*EXP(-H89*'Externe blootstelling'!$D$23/2)*O89","v":1.107272437016816E-6}]
[null," g ",0.68200000000000005,1.0911999999999999E-13,1.4999999999999998E-6,{"$f":"_xlfn.IFNA(INDEX('hp (pSv cm2)'!$B$2:$B$52,MATCH($C90,'hp (pSv cm2)'!$A$2:$A$52,1))+($C90-INDEX('hp (pSv cm2)'!$A$2:$A$52,MATCH($C90,'hp (pSv cm2)'!$A$2:$A$52,1)))*(INDEX('hp (pSv cm2)'!$B$2:$B$52,MATCH($C90,'hp (pSv cm2)'!$A$2:$A$52,1)+1)-INDEX('hp (pSv cm2)'!$B$2:$B$52,MATCH($C90,'hp (pSv cm2)'!$A$2:$A$52,1)))/(INDEX('hp (pSv cm2)'!$A$2:$A$52,MATCH($C90,'hp (pSv cm2)'!$A$2:$A$52,1)+1)-INDEX('hp (pSv cm2)'!$A$2:$A$52,MATCH($C90,'hp (pSv cm2)'!$A$2:$A$52,1))),$C90*'hp (pSv cm2)'!$B$2/'hp (pSv cm2)'!$A$2)","v":3.2462000000000004},4.8693000000000001E-6,{"$f":"_xlfn.IFNA(0.997*(INDEX('Mass attenuation coefficients'!$B$2:$B$37,MATCH($C90,'Mass attenuation coefficients'!$A$2:$A$37,1))+($C90-INDEX('Mass attenuation coefficients'!$A$2:$A$37,MATCH($C90,'Mass attenuation coefficients'!$A$2:$A$37,1)))*(INDEX('Mass attenuation coefficients'!$B$2:$B$37,MATCH($C90,'Mass attenuation coefficients'!$A$2:$A$37,1)+1)-INDEX('Mass attenuation coefficients'!$B$2:$B$37,MATCH($C90,'Mass attenuation coefficients'!$A$2:$A$37,1)))/(INDEX('Mass attenuation coefficients'!$A$2:$A$37,MATCH($C90,'Mass attenuation coefficients'!$A$2:$A$37,1)+1)-INDEX('Mass attenuation coefficients'!$A$2:$A$37,MATCH($C90,'Mass attenuation coefficients'!$A$2:$A$37,1)))),0.997*$C90*'Mass attenuation coefficients'!$B$2/'Mass attenuation coefficients'!$A$2)","v":8.4831639299999997E-2},{"$f":"_xlfn.IFNA(INDEX('Shultis Faw'!$C$2:$C$26,MATCH($C90,'Shultis Faw'!$A$2:$A$26,1))+($C90-INDEX('Shultis Faw'!$A$2:$A$26,MATCH($C90,'Shultis Faw'!$A$2:$A$26,1)))*(INDEX('Shultis Faw'!$C$2:$C$26,MATCH($C90,'Shultis Faw'!$A$2:$A$26,1)+1)-INDEX('Shultis Faw'!$C$2:$C$26,MATCH($C90,'Shultis Faw'!$A$2:$A$26,1)))/(INDEX('Shultis Faw'!$A$2:$A$26,MATCH($C90,'Shultis Faw'!$A$2:$A$26,1)+1)-INDEX('Shultis Faw'!$A$2:$A$26,MATCH($C90,'Shultis Faw'!$A$2:$A$26,1))),$C90*'Shultis Faw'!$C$2/'Shultis Faw'!$A$2)","v":2.3093499999999998},{"$f":"_xlfn.IFNA(INDEX('Shultis Faw'!$D$2:$D$26,MATCH($C90,'Shultis Faw'!$A$2:$A$26,1))+($C90-INDEX('Shultis Faw'!$A$2:$A$26,MATCH($C90,'Shultis Faw'!$A$2:$A$26,1)))*(INDEX('Shultis Faw'!$D$2:$D$26,MATCH($C90,'Shultis Faw'!$A$2:$A$26,1)+1)-INDEX('Shultis Faw'!$D$2:$D$26,MATCH($C90,'Shultis Faw'!$A$2:$A$26,1)))/(INDEX('Shultis Faw'!$A$2:$A$26,MATCH($C90,'Shultis Faw'!$A$2:$A$26,1)+1)-INDEX('Shultis Faw'!$A$2:$A$26,MATCH($C90,'Shultis Faw'!$A$2:$A$26,1))),$C90*'Shultis Faw'!$D$2/'Shultis Faw'!$A$2)","v":1.62365},{"$f":"_xlfn.IFNA(INDEX('Shultis Faw'!$B$2:$B$26,MATCH($C90,'Shultis Faw'!$A$2:$A$26,1))+($C90-INDEX('Shultis Faw'!$A$2:$A$26,MATCH($C90,'Shultis Faw'!$A$2:$A$26,1)))*(INDEX('Shultis Faw'!$B$2:$B$26,MATCH($C90,'Shultis Faw'!$A$2:$A$26,1)+1)-INDEX('Shultis Faw'!$B$2:$B$26,MATCH($C90,'Shultis Faw'!$A$2:$A$26,1)))/(INDEX('Shultis Faw'!$A$2:$A$26,MATCH($C90,'Shultis Faw'!$A$2:$A$26,1)+1)-INDEX('Shultis Faw'!$A$2:$A$26,MATCH($C90,'Shultis Faw'!$A$2:$A$26,1))),$C90*'Shultis Faw'!$B$2/'Shultis Faw'!$A$2)","v":-0.11620999999999999},{"$f":"_xlfn.IFNA(INDEX('Shultis Faw'!$E$2:$E$26,MATCH($C90,'Shultis Faw'!$A$2:$A$26,1))+($C90-INDEX('Shultis Faw'!$A$2:$A$26,MATCH($C90,'Shultis Faw'!$A$2:$A$26,1)))*(INDEX('Shultis Faw'!$E$2:$E$26,MATCH($C90,'Shultis Faw'!$A$2:$A$26,1)+1)-INDEX('Shultis Faw'!$E$2:$E$26,MATCH($C90,'Shultis Faw'!$A$2:$A$26,1)))/(INDEX('Shultis Faw'!$A$2:$A$26,MATCH($C90,'Shultis Faw'!$A$2:$A$26,1)+1)-INDEX('Shultis Faw'!$A$2:$A$26,MATCH($C90,'Shultis Faw'!$A$2:$A$26,1))),$C90*'Shultis Faw'!$E$2/'Shultis Faw'!$A$2)","v":4.7593999999999997E-2},{"$f":"_xlfn.IFNA(INDEX('Shultis Faw'!$F$2:$F$26,MATCH($C90,'Shultis Faw'!$A$2:$A$26,1))+($C90-INDEX('Shultis Faw'!$A$2:$A$26,MATCH($C90,'Shultis Faw'!$A$2:$A$26,1)))*(INDEX('Shultis Faw'!$F$2:$F$26,MATCH($C90,'Shultis Faw'!$A$2:$A$26,1)+1)-INDEX('Shultis Faw'!$F$2:$F$26,MATCH($C90,'Shultis Faw'!$A$2:$A$26,1)))/(INDEX('Shultis Faw'!$A$2:$A$26,MATCH($C90,'Shultis Faw'!$A$2:$A$26,1)+1)-INDEX('Shultis Faw'!$A$2:$A$26,MATCH($C90,'Shultis Faw'!$A$2:$A$26,1))),$C90*'Shultis Faw'!$F$2/'Shultis Faw'!$A$2)","v":14.283300000000001},{"$f":"J90*(H90*'Externe blootstelling'!$D$23/2)^K90+L90*(TANH(((H90*'Externe blootstelling'!$D$23)/(2*M90))-2)-TANH(-2))/(1-TANH(-2))","v":1.5789810069267778},{"$f":"IF(N90=1,1+(I90-1)*H90*'Externe blootstelling'!$D$23/2,1+(I90-1)*(N90^(H90*'Externe blootstelling'!$D$23/2)-1)/(N90-1))","v":2.7826186711199128},{"$f":"G90*EXP(-H90*'Externe blootstelling'!$D$23/2)*O90","v":3.7956969838950594E-6}]
[null," g ",0.69410000000000005,1.11056E-13,2.0000000000000002E-7,{"$f":"_xlfn.IFNA(INDEX('hp (pSv cm2)'!$B$2:$B$52,MATCH($C91,'hp (pSv cm2)'!$A$2:$A$52,1))+($C91-INDEX('hp (pSv cm2)'!$A$2:$A$52,MATCH($C91,'hp (pSv cm2)'!$A$2:$A$52,1)))*(INDEX('hp (pSv cm2)'!$B$2:$B$52,MATCH($C91,'hp (pSv cm2)'!$A$2:$A$52,1)+1)-INDEX('hp (pSv cm2)'!$B$2:$B$52,MATCH($C91,'hp (pSv cm2)'!$A$2:$A$52,1)))/(INDEX('hp (pSv cm2)'!$A$2:$A$52,MATCH($C91,'hp (pSv cm2)'!$A$2:$A$52,1)+1)-INDEX('hp (pSv cm2)'!$A$2:$A$52,MATCH($C91,'hp (pSv cm2)'!$A$2:$A$52,1))),$C91*'hp (pSv cm2)'!$B$2/'hp (pSv cm2)'!$A$2)","v":3.2958100000000004},6.5916200000000009E-7,{"$f":"_xlfn.IFNA(0.997*(INDEX('Mass attenuation coefficients'!$B$2:$B$37,MATCH($C91,'Mass attenuation coefficients'!$A$2:$A$37,1))+($C91-INDEX('Mass attenuation coefficients'!$A$2:$A$37,MATCH($C91,'Mass attenuation coefficients'!$A$2:$A$37,1)))*(INDEX('Mass attenuation coefficients'!$B$2:$B$37,MATCH($C91,'Mass attenuation coefficients'!$A$2:$A$37,1)+1)-INDEX('Mass attenuation coefficients'!$B$2:$B$37,MATCH($C91,'Mass attenuation coefficients'!$A$2:$A$37,1)))/(INDEX('Mass attenuation coefficients'!$A$2:$A$37,MATCH($C91,'Mass attenuation coefficients'!$A$2:$A$37,1)+1)-INDEX('Mass attenuation coefficients'!$A$2:$A$37,MATCH($C91,'Mass attenuation coefficients'!$A$2:$A$37,1)))),0.997*$C91*'Mass attenuation coefficients'!$B$2/'Mass attenuation coefficients'!$A$2)","v":8.4173564465000003E-2},{"$f":"_xlfn.IFNA(INDEX('Shultis Faw'!$C$2:$C$26,MATCH($C91,'Shultis Faw'!$A$2:$A$26,1))+($C91-INDEX('Shultis Faw'!$A$2:$A$26,MATCH($C91,'Shultis Faw'!$A$2:$A$26,1)))*(INDEX('Shultis Faw'!$C$2:$C$26,MATCH($C91,'Shultis Faw'!$A$2:$A$26,1)+1)-INDEX('Shultis Faw'!$C$2:$C$26,MATCH($C91,'Shultis Faw'!$A$2:$A$26,1)))/(INDEX('Shultis Faw'!$A$2:$A$26,MATCH($C91,'Shultis Faw'!$A$2:$A$26,1)+1)-INDEX('Shultis Faw'!$A$2:$A$26,MATCH($C91,'Shultis Faw'!$A$2:$A$26,1))),$C91*'Shultis Faw'!$C$2/'Shultis Faw'!$A$2)","v":2.2993674999999998},{"$f":"_xlfn.IFNA(INDEX('Shultis Faw'!$D$2:$D$26,MATCH($C91,'Shultis Faw'!$A$2:$A$26,1))+($C91-INDEX('Shultis Faw'!$A$2:$A$26,MATCH($C91,'Shultis Faw'!$A$2:$A$26,1)))*(INDEX('Shultis Faw'!$D$2:$D$26,MATCH($C91,'Shultis Faw'!$A$2:$A$26,1)+1)-INDEX('Shultis Faw'!$D$2:$D$26,MATCH($C91,'Shultis Faw'!$A$2:$A$26,1)))/(INDEX('Shultis Faw'!$A$2:$A$26,MATCH($C91,'Shultis Faw'!$A$2:$A$26,1)+1)-INDEX('Shultis Faw'!$A$2:$A$26,MATCH($C91,'Shultis Faw'!$A$2:$A$26,1))),$C91*'Shultis Faw'!$D$2/'Shultis Faw'!$A$2)","v":1.6154824999999999},{"$f":"_xlfn.IFNA(INDEX('Shultis Faw'!$B$2:$B$26,MATCH($C91,'Shultis Faw'!$A$2:$A$26,1))+($C91-INDEX('Shultis Faw'!$A$2:$A$26,MATCH($C91,'Shultis Faw'!$A$2:$A$26,1)))*(INDEX('Shultis Faw'!$B$2:$B$26,MATCH($C91,'Shultis Faw'!$A$2:$A$26,1)+1)-INDEX('Shultis Faw'!$B$2:$B$26,MATCH($C91,'Shultis Faw'!$A$2:$A$26,1)))/(INDEX('Shultis Faw'!$A$2:$A$26,MATCH($C91,'Shultis Faw'!$A$2:$A$26,1)+1)-INDEX('Shultis Faw'!$A$2:$A$26,MATCH($C91,'Shultis Faw'!$A$2:$A$26,1))),$C91*'Shultis Faw'!$B$2/'Shultis Faw'!$A$2)","v":-0.1150605},{"$f":"_xlfn.IFNA(INDEX('Shultis Faw'!$E$2:$E$26,MATCH($C91,'Shultis Faw'!$A$2:$A$26,1))+($C91-INDEX('Shultis Faw'!$A$2:$A$26,MATCH($C91,'Shultis Faw'!$A$2:$A$26,1)))*(INDEX('Shultis Faw'!$E$2:$E$26,MATCH($C91,'Shultis Faw'!$A$2:$A$26,1)+1)-INDEX('Shultis Faw'!$E$2:$E$26,MATCH($C91,'Shultis Faw'!$A$2:$A$26,1)))/(INDEX('Shultis Faw'!$A$2:$A$26,MATCH($C91,'Shultis Faw'!$A$2:$A$26,1)+1)-INDEX('Shultis Faw'!$A$2:$A$26,MATCH($C91,'Shultis Faw'!$A$2:$A$26,1))),$C91*'Shultis Faw'!$E$2/'Shultis Faw'!$A$2)","v":4.7194699999999999E-2},{"$f":"_xlfn.IFNA(INDEX('Shultis Faw'!$F$2:$F$26,MATCH($C91,'Shultis Faw'!$A$2:$A$26,1))+($C91-INDEX('Shultis Faw'!$A$2:$A$26,MATCH($C91,'Shultis Faw'!$A$2:$A$26,1)))*(INDEX('Shultis Faw'!$F$2:$F$26,MATCH($C91,'Shultis Faw'!$A$2:$A$26,1)+1)-INDEX('Shultis Faw'!$F$2:$F$26,MATCH($C91,'Shultis Faw'!$A$2:$A$26,1)))/(INDEX('Shultis Faw'!$A$2:$A$26,MATCH($C91,'Shultis Faw'!$A$2:$A$26,1)+1)-INDEX('Shultis Faw'!$A$2:$A$26,MATCH($C91,'Shultis Faw'!$A$2:$A$26,1))),$C91*'Shultis Faw'!$F$2/'Shultis Faw'!$A$2)","v":14.291164999999999},{"$f":"J91*(H91*'Externe blootstelling'!$D$23/2)^K91+L91*(TANH(((H91*'Externe blootstelling'!$D$23)/(2*M91))-2)-TANH(-2))/(1-TANH(-2))","v":1.5728799370263262},{"$f":"IF(N91=1,1+(I91-1)*H91*'Externe blootstelling'!$D$23/2,1+(I91-1)*(N91^(H91*'Externe blootstelling'!$D$23/2)-1)/(N91-1))","v":2.7499321358801128},{"$f":"G91*EXP(-H91*'Externe blootstelling'!$D$23/2)*O91","v":5.1282881618688227E-7}]
[null," g ",0.70179999999999998,1.1228799999999999E-13,2.8999999999999998E-7,{"$f":"_xlfn.IFNA(INDEX('hp (pSv cm2)'!$B$2:$B$52,MATCH($C92,'hp (pSv cm2)'!$A$2:$A$52,1))+($C92-INDEX('hp (pSv cm2)'!$A$2:$A$52,MATCH($C92,'hp (pSv cm2)'!$A$2:$A$52,1)))*(INDEX('hp (pSv cm2)'!$B$2:$B$52,MATCH($C92,'hp (pSv cm2)'!$A$2:$A$52,1)+1)-INDEX('hp (pSv cm2)'!$B$2:$B$52,MATCH($C92,'hp (pSv cm2)'!$A$2:$A$52,1)))/(INDEX('hp (pSv cm2)'!$A$2:$A$52,MATCH($C92,'hp (pSv cm2)'!$A$2:$A$52,1)+1)-INDEX('hp (pSv cm2)'!$A$2:$A$52,MATCH($C92,'hp (pSv cm2)'!$A$2:$A$52,1))),$C92*'hp (pSv cm2)'!$B$2/'hp (pSv cm2)'!$A$2)","v":3.3273799999999998},9.6494019999999978E-7,{"$f":"_xlfn.IFNA(0.997*(INDEX('Mass attenuation coefficients'!$B$2:$B$37,MATCH($C92,'Mass attenuation coefficients'!$A$2:$A$37,1))+($C92-INDEX('Mass attenuation coefficients'!$A$2:$A$37,MATCH($C92,'Mass attenuation coefficients'!$A$2:$A$37,1)))*(INDEX('Mass attenuation coefficients'!$B$2:$B$37,MATCH($C92,'Mass attenuation coefficients'!$A$2:$A$37,1)+1)-INDEX('Mass attenuation coefficients'!$B$2:$B$37,MATCH($C92,'Mass attenuation coefficients'!$A$2:$A$37,1)))/(INDEX('Mass attenuation coefficients'!$A$2:$A$37,MATCH($C92,'Mass attenuation coefficients'!$A$2:$A$37,1)+1)-INDEX('Mass attenuation coefficients'!$A$2:$A$37,MATCH($C92,'Mass attenuation coefficients'!$A$2:$A$37,1)))),0.997*$C92*'Mass attenuation coefficients'!$B$2/'Mass attenuation coefficients'!$A$2)","v":8.3754789570000002E-2},{"$f":"_xlfn.IFNA(INDEX('Shultis Faw'!$C$2:$C$26,MATCH($C92,'Shultis Faw'!$A$2:$A$26,1))+($C92-INDEX('Shultis Faw'!$A$2:$A$26,MATCH($C92,'Shultis Faw'!$A$2:$A$26,1)))*(INDEX('Shultis Faw'!$C$2:$C$26,MATCH($C92,'Shultis Faw'!$A$2:$A$26,1)+1)-INDEX('Shultis Faw'!$C$2:$C$26,MATCH($C92,'Shultis Faw'!$A$2:$A$26,1)))/(INDEX('Shultis Faw'!$A$2:$A$26,MATCH($C92,'Shultis Faw'!$A$2:$A$26,1)+1)-INDEX('Shultis Faw'!$A$2:$A$26,MATCH($C92,'Shultis Faw'!$A$2:$A$26,1))),$C92*'Shultis Faw'!$C$2/'Shultis Faw'!$A$2)","v":2.293015},{"$f":"_xlfn.IFNA(INDEX('Shultis Faw'!$D$2:$D$26,MATCH($C92,'Shultis Faw'!$A$2:$A$26,1))+($C92-INDEX('Shultis Faw'!$A$2:$A$26,MATCH($C92,'Shultis Faw'!$A$2:$A$26,1)))*(INDEX('Shultis Faw'!$D$2:$D$26,MATCH($C92,'Shultis Faw'!$A$2:$A$26,1)+1)-INDEX('Shultis Faw'!$D$2:$D$26,MATCH($C92,'Shultis Faw'!$A$2:$A$26,1)))/(INDEX('Shultis Faw'!$A$2:$A$26,MATCH($C92,'Shultis Faw'!$A$2:$A$26,1)+1)-INDEX('Shultis Faw'!$A$2:$A$26,MATCH($C92,'Shultis Faw'!$A$2:$A$26,1))),$C92*'Shultis Faw'!$D$2/'Shultis Faw'!$A$2)","v":1.610285},{"$f":"_xlfn.IFNA(INDEX('Shultis Faw'!$B$2:$B$26,MATCH($C92,'Shultis Faw'!$A$2:$A$26,1))+($C92-INDEX('Shultis Faw'!$A$2:$A$26,MATCH($C92,'Shultis Faw'!$A$2:$A$26,1)))*(INDEX('Shultis Faw'!$B$2:$B$26,MATCH($C92,'Shultis Faw'!$A$2:$A$26,1)+1)-INDEX('Shultis Faw'!$B$2:$B$26,MATCH($C92,'Shultis Faw'!$A$2:$A$26,1)))/(INDEX('Shultis Faw'!$A$2:$A$26,MATCH($C92,'Shultis Faw'!$A$2:$A$26,1)+1)-INDEX('Shultis Faw'!$A$2:$A$26,MATCH($C92,'Shultis Faw'!$A$2:$A$26,1))),$C92*'Shultis Faw'!$B$2/'Shultis Faw'!$A$2)","v":-0.114329},{"$f":"_xlfn.IFNA(INDEX('Shultis Faw'!$E$2:$E$26,MATCH($C92,'Shultis Faw'!$A$2:$A$26,1))+($C92-INDEX('Shultis Faw'!$A$2:$A$26,MATCH($C92,'Shultis Faw'!$A$2:$A$26,1)))*(INDEX('Shultis Faw'!$E$2:$E$26,MATCH($C92,'Shultis Faw'!$A$2:$A$26,1)+1)-INDEX('Shultis Faw'!$E$2:$E$26,MATCH($C92,'Shultis Faw'!$A$2:$A$26,1)))/(INDEX('Shultis Faw'!$A$2:$A$26,MATCH($C92,'Shultis Faw'!$A$2:$A$26,1)+1)-INDEX('Shultis Faw'!$A$2:$A$26,MATCH($C92,'Shultis Faw'!$A$2:$A$26,1))),$C92*'Shultis Faw'!$E$2/'Shultis Faw'!$A$2)","v":4.6940599999999999E-2},{"$f":"_xlfn.IFNA(INDEX('Shultis Faw'!$F$2:$F$26,MATCH($C92,'Shultis Faw'!$A$2:$A$26,1))+($C92-INDEX('Shultis Faw'!$A$2:$A$26,MATCH($C92,'Shultis Faw'!$A$2:$A$26,1)))*(INDEX('Shultis Faw'!$F$2:$F$26,MATCH($C92,'Shultis Faw'!$A$2:$A$26,1)+1)-INDEX('Shultis Faw'!$F$2:$F$26,MATCH($C92,'Shultis Faw'!$A$2:$A$26,1)))/(INDEX('Shultis Faw'!$A$2:$A$26,MATCH($C92,'Shultis Faw'!$A$2:$A$26,1)+1)-INDEX('Shultis Faw'!$A$2:$A$26,MATCH($C92,'Shultis Faw'!$A$2:$A$26,1))),$C92*'Shultis Faw'!$F$2/'Shultis Faw'!$A$2)","v":14.29617},{"$f":"J92*(H92*'Externe blootstelling'!$D$23/2)^K92+L92*(TANH(((H92*'Externe blootstelling'!$D$23)/(2*M92))-2)-TANH(-2))/(1-TANH(-2))","v":1.568979942141433},{"$f":"IF(N92=1,1+(I92-1)*H92*'Externe blootstelling'!$D$23/2,1+(I92-1)*(N92^(H92*'Externe blootstelling'!$D$23/2)-1)/(N92-1))","v":2.7293745186885463},{"$f":"G92*EXP(-H92*'Externe blootstelling'!$D$23/2)*O92","v":7.4980768666496918E-7}]
[null," g ",0.70679999999999998,1.1308799999999999E-13,2.2999999999999999E-7,{"$f":"_xlfn.IFNA(INDEX('hp (pSv cm2)'!$B$2:$B$52,MATCH($C93,'hp (pSv cm2)'!$A$2:$A$52,1))+($C93-INDEX('hp (pSv cm2)'!$A$2:$A$52,MATCH($C93,'hp (pSv cm2)'!$A$2:$A$52,1)))*(INDEX('hp (pSv cm2)'!$B$2:$B$52,MATCH($C93,'hp (pSv cm2)'!$A$2:$A$52,1)+1)-INDEX('hp (pSv cm2)'!$B$2:$B$52,MATCH($C93,'hp (pSv cm2)'!$A$2:$A$52,1)))/(INDEX('hp (pSv cm2)'!$A$2:$A$52,MATCH($C93,'hp (pSv cm2)'!$A$2:$A$52,1)+1)-INDEX('hp (pSv cm2)'!$A$2:$A$52,MATCH($C93,'hp (pSv cm2)'!$A$2:$A$52,1))),$C93*'hp (pSv cm2)'!$B$2/'hp (pSv cm2)'!$A$2)","v":3.34788},7.7001240000000002E-7,{"$f":"_xlfn.IFNA(0.997*(INDEX('Mass attenuation coefficients'!$B$2:$B$37,MATCH($C93,'Mass attenuation coefficients'!$A$2:$A$37,1))+($C93-INDEX('Mass attenuation coefficients'!$A$2:$A$37,MATCH($C93,'Mass attenuation coefficients'!$A$2:$A$37,1)))*(INDEX('Mass attenuation coefficients'!$B$2:$B$37,MATCH($C93,'Mass attenuation coefficients'!$A$2:$A$37,1)+1)-INDEX('Mass attenuation coefficients'!$B$2:$B$37,MATCH($C93,'Mass attenuation coefficients'!$A$2:$A$37,1)))/(INDEX('Mass attenuation coefficients'!$A$2:$A$37,MATCH($C93,'Mass attenuation coefficients'!$A$2:$A$37,1)+1)-INDEX('Mass attenuation coefficients'!$A$2:$A$37,MATCH($C93,'Mass attenuation coefficients'!$A$2:$A$37,1)))),0.997*$C93*'Mass attenuation coefficients'!$B$2/'Mass attenuation coefficients'!$A$2)","v":8.3482857819999992E-2},{"$f":"_xlfn.IFNA(INDEX('Shultis Faw'!$C$2:$C$26,MATCH($C93,'Shultis Faw'!$A$2:$A$26,1))+($C93-INDEX('Shultis Faw'!$A$2:$A$26,MATCH($C93,'Shultis Faw'!$A$2:$A$26,1)))*(INDEX('Shultis Faw'!$C$2:$C$26,MATCH($C93,'Shultis Faw'!$A$2:$A$26,1)+1)-INDEX('Shultis Faw'!$C$2:$C$26,MATCH($C93,'Shultis Faw'!$A$2:$A$26,1)))/(INDEX('Shultis Faw'!$A$2:$A$26,MATCH($C93,'Shultis Faw'!$A$2:$A$26,1)+1)-INDEX('Shultis Faw'!$A$2:$A$26,MATCH($C93,'Shultis Faw'!$A$2:$A$26,1))),$C93*'Shultis Faw'!$C$2/'Shultis Faw'!$A$2)","v":2.2888899999999999},{"$f":"_xlfn.IFNA(INDEX('Shultis Faw'!$D$2:$D$26,MATCH($C93,'Shultis Faw'!$A$2:$A$26,1))+($C93-INDEX('Shultis Faw'!$A$2:$A$26,MATCH($C93,'Shultis Faw'!$A$2:$A$26,1)))*(INDEX('Shultis Faw'!$D$2:$D$26,MATCH($C93,'Shultis Faw'!$A$2:$A$26,1)+1)-INDEX('Shultis Faw'!$D$2:$D$26,MATCH($C93,'Shultis Faw'!$A$2:$A$26,1)))/(INDEX('Shultis Faw'!$A$2:$A$26,MATCH($C93,'Shultis Faw'!$A$2:$A$26,1)+1)-INDEX('Shultis Faw'!$A$2:$A$26,MATCH($C93,'Shultis Faw'!$A$2:$A$26,1))),$C93*'Shultis Faw'!$D$2/'Shultis Faw'!$A$2)","v":1.6069100000000001},{"$f":"_xlfn.IFNA(INDEX('Shultis Faw'!$B$2:$B$26,MATCH($C93,'Shultis Faw'!$A$2:$A$26,1))+($C93-INDEX('Shultis Faw'!$A$2:$A$26,MATCH($C93,'Shultis Faw'!$A$2:$A$26,1)))*(INDEX('Shultis Faw'!$B$2:$B$26,MATCH($C93,'Shultis Faw'!$A$2:$A$26,1)+1)-INDEX('Shultis Faw'!$B$2:$B$26,MATCH($C93,'Shultis Faw'!$A$2:$A$26,1)))/(INDEX('Shultis Faw'!$A$2:$A$26,MATCH($C93,'Shultis Faw'!$A$2:$A$26,1)+1)-INDEX('Shultis Faw'!$A$2:$A$26,MATCH($C93,'Shultis Faw'!$A$2:$A$26,1))),$C93*'Shultis Faw'!$B$2/'Shultis Faw'!$A$2)","v":-0.113854},{"$f":"_xlfn.IFNA(INDEX('Shultis Faw'!$E$2:$E$26,MATCH($C93,'Shultis Faw'!$A$2:$A$26,1))+($C93-INDEX('Shultis Faw'!$A$2:$A$26,MATCH($C93,'Shultis Faw'!$A$2:$A$26,1)))*(INDEX('Shultis Faw'!$E$2:$E$26,MATCH($C93,'Shultis Faw'!$A$2:$A$26,1)+1)-INDEX('Shultis Faw'!$E$2:$E$26,MATCH($C93,'Shultis Faw'!$A$2:$A$26,1)))/(INDEX('Shultis Faw'!$A$2:$A$26,MATCH($C93,'Shultis Faw'!$A$2:$A$26,1)+1)-INDEX('Shultis Faw'!$A$2:$A$26,MATCH($C93,'Shultis Faw'!$A$2:$A$26,1))),$C93*'Shultis Faw'!$E$2/'Shultis Faw'!$A$2)","v":4.6775600000000001E-2},{"$f":"_xlfn.IFNA(INDEX('Shultis Faw'!$F$2:$F$26,MATCH($C93,'Shultis Faw'!$A$2:$A$26,1))+($C93-INDEX('Shultis Faw'!$A$2:$A$26,MATCH($C93,'Shultis Faw'!$A$2:$A$26,1)))*(INDEX('Shultis Faw'!$F$2:$F$26,MATCH($C93,'Shultis Faw'!$A$2:$A$26,1)+1)-INDEX('Shultis Faw'!$F$2:$F$26,MATCH($C93,'Shultis Faw'!$A$2:$A$26,1)))/(INDEX('Shultis Faw'!$A$2:$A$26,MATCH($C93,'Shultis Faw'!$A$2:$A$26,1)+1)-INDEX('Shultis Faw'!$A$2:$A$26,MATCH($C93,'Shultis Faw'!$A$2:$A$26,1))),$C93*'Shultis Faw'!$F$2/'Shultis Faw'!$A$2)","v":14.29942},{"$f":"J93*(H93*'Externe blootstelling'!$D$23/2)^K93+L93*(TANH(((H93*'Externe blootstelling'!$D$23)/(2*M93))-2)-TANH(-2))/(1-TANH(-2))","v":1.5664401926727889},{"$f":"IF(N93=1,1+(I93-1)*H93*'Externe blootstelling'!$D$23/2,1+(I93-1)*(N93^(H93*'Externe blootstelling'!$D$23/2)-1)/(N93-1))","v":2.7161256866305203},{"$f":"G93*EXP(-H93*'Externe blootstelling'!$D$23/2)*O93","v":5.9786814499166719E-7}]
[null," g ",0.71389999999999998,1.14224E-13,2.3099999999999999E-6,{"$f":"_xlfn.IFNA(INDEX('hp (pSv cm2)'!$B$2:$B$52,MATCH($C94,'hp (pSv cm2)'!$A$2:$A$52,1))+($C94-INDEX('hp (pSv cm2)'!$A$2:$A$52,MATCH($C94,'hp (pSv cm2)'!$A$2:$A$52,1)))*(INDEX('hp (pSv cm2)'!$B$2:$B$52,MATCH($C94,'hp (pSv cm2)'!$A$2:$A$52,1)+1)-INDEX('hp (pSv cm2)'!$B$2:$B$52,MATCH($C94,'hp (pSv cm2)'!$A$2:$A$52,1)))/(INDEX('hp (pSv cm2)'!$A$2:$A$52,MATCH($C94,'hp (pSv cm2)'!$A$2:$A$52,1)+1)-INDEX('hp (pSv cm2)'!$A$2:$A$52,MATCH($C94,'hp (pSv cm2)'!$A$2:$A$52,1))),$C94*'hp (pSv cm2)'!$B$2/'hp (pSv cm2)'!$A$2)","v":3.3769899999999997},7.8008468999999985E-6,{"$f":"_xlfn.IFNA(0.997*(INDEX('Mass attenuation coefficients'!$B$2:$B$37,MATCH($C94,'Mass attenuation coefficients'!$A$2:$A$37,1))+($C94-INDEX('Mass attenuation coefficients'!$A$2:$A$37,MATCH($C94,'Mass attenuation coefficients'!$A$2:$A$37,1)))*(INDEX('Mass attenuation coefficients'!$B$2:$B$37,MATCH($C94,'Mass attenuation coefficients'!$A$2:$A$37,1)+1)-INDEX('Mass attenuation coefficients'!$B$2:$B$37,MATCH($C94,'Mass attenuation coefficients'!$A$2:$A$37,1)))/(INDEX('Mass attenuation coefficients'!$A$2:$A$37,MATCH($C94,'Mass attenuation coefficients'!$A$2:$A$37,1)+1)-INDEX('Mass attenuation coefficients'!$A$2:$A$37,MATCH($C94,'Mass attenuation coefficients'!$A$2:$A$37,1)))),0.997*$C94*'Mass attenuation coefficients'!$B$2/'Mass attenuation coefficients'!$A$2)","v":8.3096714734999994E-2},{"$f":"_xlfn.IFNA(INDEX('Shultis Faw'!$C$2:$C$26,MATCH($C94,'Shultis Faw'!$A$2:$A$26,1))+($C94-INDEX('Shultis Faw'!$A$2:$A$26,MATCH($C94,'Shultis Faw'!$A$2:$A$26,1)))*(INDEX('Shultis Faw'!$C$2:$C$26,MATCH($C94,'Shultis Faw'!$A$2:$A$26,1)+1)-INDEX('Shultis Faw'!$C$2:$C$26,MATCH($C94,'Shultis Faw'!$A$2:$A$26,1)))/(INDEX('Shultis Faw'!$A$2:$A$26,MATCH($C94,'Shultis Faw'!$A$2:$A$26,1)+1)-INDEX('Shultis Faw'!$A$2:$A$26,MATCH($C94,'Shultis Faw'!$A$2:$A$26,1))),$C94*'Shultis Faw'!$C$2/'Shultis Faw'!$A$2)","v":2.2830325},{"$f":"_xlfn.IFNA(INDEX('Shultis Faw'!$D$2:$D$26,MATCH($C94,'Shultis Faw'!$A$2:$A$26,1))+($C94-INDEX('Shultis Faw'!$A$2:$A$26,MATCH($C94,'Shultis Faw'!$A$2:$A$26,1)))*(INDEX('Shultis Faw'!$D$2:$D$26,MATCH($C94,'Shultis Faw'!$A$2:$A$26,1)+1)-INDEX('Shultis Faw'!$D$2:$D$26,MATCH($C94,'Shultis Faw'!$A$2:$A$26,1)))/(INDEX('Shultis Faw'!$A$2:$A$26,MATCH($C94,'Shultis Faw'!$A$2:$A$26,1)+1)-INDEX('Shultis Faw'!$A$2:$A$26,MATCH($C94,'Shultis Faw'!$A$2:$A$26,1))),$C94*'Shultis Faw'!$D$2/'Shultis Faw'!$A$2)","v":1.6021175000000001},{"$f":"_xlfn.IFNA(INDEX('Shultis Faw'!$B$2:$B$26,MATCH($C94,'Shultis Faw'!$A$2:$A$26,1))+($C94-INDEX('Shultis Faw'!$A$2:$A$26,MATCH($C94,'Shultis Faw'!$A$2:$A$26,1)))*(INDEX('Shultis Faw'!$B$2:$B$26,MATCH($C94,'Shultis Faw'!$A$2:$A$26,1)+1)-INDEX('Shultis Faw'!$B$2:$B$26,MATCH($C94,'Shultis Faw'!$A$2:$A$26,1)))/(INDEX('Shultis Faw'!$A$2:$A$26,MATCH($C94,'Shultis Faw'!$A$2:$A$26,1)+1)-INDEX('Shultis Faw'!$A$2:$A$26,MATCH($C94,'Shultis Faw'!$A$2:$A$26,1))),$C94*'Shultis Faw'!$B$2/'Shultis Faw'!$A$2)","v":-0.1131795},{"$f":"_xlfn.IFNA(INDEX('Shultis Faw'!$E$2:$E$26,MATCH($C94,'Shultis Faw'!$A$2:$A$26,1))+($C94-INDEX('Shultis Faw'!$A$2:$A$26,MATCH($C94,'Shultis Faw'!$A$2:$A$26,1)))*(INDEX('Shultis Faw'!$E$2:$E$26,MATCH($C94,'Shultis Faw'!$A$2:$A$26,1)+1)-INDEX('Shultis Faw'!$E$2:$E$26,MATCH($C94,'Shultis Faw'!$A$2:$A$26,1)))/(INDEX('Shultis Faw'!$A$2:$A$26,MATCH($C94,'Shultis Faw'!$A$2:$A$26,1)+1)-INDEX('Shultis Faw'!$A$2:$A$26,MATCH($C94,'Shultis Faw'!$A$2:$A$26,1))),$C94*'Shultis Faw'!$E$2/'Shultis Faw'!$A$2)","v":4.6541300000000001E-2},{"$f":"_xlfn.IFNA(INDEX('Shultis Faw'!$F$2:$F$26,MATCH($C94,'Shultis Faw'!$A$2:$A$26,1))+($C94-INDEX('Shultis Faw'!$A$2:$A$26,MATCH($C94,'Shultis Faw'!$A$2:$A$26,1)))*(INDEX('Shultis Faw'!$F$2:$F$26,MATCH($C94,'Shultis Faw'!$A$2:$A$26,1)+1)-INDEX('Shultis Faw'!$F$2:$F$26,MATCH($C94,'Shultis Faw'!$A$2:$A$26,1)))/(INDEX('Shultis Faw'!$A$2:$A$26,MATCH($C94,'Shultis Faw'!$A$2:$A$26,1)+1)-INDEX('Shultis Faw'!$A$2:$A$26,MATCH($C94,'Shultis Faw'!$A$2:$A$26,1))),$C94*'Shultis Faw'!$F$2/'Shultis Faw'!$A$2)","v":14.304034999999999},{"$f":"J94*(H94*'Externe blootstelling'!$D$23/2)^K94+L94*(TANH(((H94*'Externe blootstelling'!$D$23)/(2*M94))-2)-TANH(-2))/(1-TANH(-2))","v":1.5628238941915968},{"$f":"IF(N94=1,1+(I94-1)*H94*'Externe blootstelling'!$D$23/2,1+(I94-1)*(N94^(H94*'Externe blootstelling'!$D$23/2)-1)/(N94-1))","v":2.6974470367855474},{"$f":"G94*EXP(-H94*'Externe blootstelling'!$D$23/2)*O94","v":6.0501760299066999E-6}]
[null," g ",0.71899999999999997,1.1503999999999998E-13,2.4999999999999999E-7,{"$f":"_xlfn.IFNA(INDEX('hp (pSv cm2)'!$B$2:$B$52,MATCH($C95,'hp (pSv cm2)'!$A$2:$A$52,1))+($C95-INDEX('hp (pSv cm2)'!$A$2:$A$52,MATCH($C95,'hp (pSv cm2)'!$A$2:$A$52,1)))*(INDEX('hp (pSv cm2)'!$B$2:$B$52,MATCH($C95,'hp (pSv cm2)'!$A$2:$A$52,1)+1)-INDEX('hp (pSv cm2)'!$B$2:$B$52,MATCH($C95,'hp (pSv cm2)'!$A$2:$A$52,1)))/(INDEX('hp (pSv cm2)'!$A$2:$A$52,MATCH($C95,'hp (pSv cm2)'!$A$2:$A$52,1)+1)-INDEX('hp (pSv cm2)'!$A$2:$A$52,MATCH($C95,'hp (pSv cm2)'!$A$2:$A$52,1))),$C95*'hp (pSv cm2)'!$B$2/'hp (pSv cm2)'!$A$2)","v":3.3978999999999999},8.4947499999999992E-7,{"$f":"_xlfn.IFNA(0.997*(INDEX('Mass attenuation coefficients'!$B$2:$B$37,MATCH($C95,'Mass attenuation coefficients'!$A$2:$A$37,1))+($C95-INDEX('Mass attenuation coefficients'!$A$2:$A$37,MATCH($C95,'Mass attenuation coefficients'!$A$2:$A$37,1)))*(INDEX('Mass attenuation coefficients'!$B$2:$B$37,MATCH($C95,'Mass attenuation coefficients'!$A$2:$A$37,1)+1)-INDEX('Mass attenuation coefficients'!$B$2:$B$37,MATCH($C95,'Mass attenuation coefficients'!$A$2:$A$37,1)))/(INDEX('Mass attenuation coefficients'!$A$2:$A$37,MATCH($C95,'Mass attenuation coefficients'!$A$2:$A$37,1)+1)-INDEX('Mass attenuation coefficients'!$A$2:$A$37,MATCH($C95,'Mass attenuation coefficients'!$A$2:$A$37,1)))),0.997*$C95*'Mass attenuation coefficients'!$B$2/'Mass attenuation coefficients'!$A$2)","v":8.2819344350000004E-2},{"$f":"_xlfn.IFNA(INDEX('Shultis Faw'!$C$2:$C$26,MATCH($C95,'Shultis Faw'!$A$2:$A$26,1))+($C95-INDEX('Shultis Faw'!$A$2:$A$26,MATCH($C95,'Shultis Faw'!$A$2:$A$26,1)))*(INDEX('Shultis Faw'!$C$2:$C$26,MATCH($C95,'Shultis Faw'!$A$2:$A$26,1)+1)-INDEX('Shultis Faw'!$C$2:$C$26,MATCH($C95,'Shultis Faw'!$A$2:$A$26,1)))/(INDEX('Shultis Faw'!$A$2:$A$26,MATCH($C95,'Shultis Faw'!$A$2:$A$26,1)+1)-INDEX('Shultis Faw'!$A$2:$A$26,MATCH($C95,'Shultis Faw'!$A$2:$A$26,1))),$C95*'Shultis Faw'!$C$2/'Shultis Faw'!$A$2)","v":2.2788249999999999},{"$f":"_xlfn.IFNA(INDEX('Shultis Faw'!$D$2:$D$26,MATCH($C95,'Shultis Faw'!$A$2:$A$26,1))+($C95-INDEX('Shultis Faw'!$A$2:$A$26,MATCH($C95,'Shultis Faw'!$A$2:$A$26,1)))*(INDEX('Shultis Faw'!$D$2:$D$26,MATCH($C95,'Shultis Faw'!$A$2:$A$26,1)+1)-INDEX('Shultis Faw'!$D$2:$D$26,MATCH($C95,'Shultis Faw'!$A$2:$A$26,1)))/(INDEX('Shultis Faw'!$A$2:$A$26,MATCH($C95,'Shultis Faw'!$A$2:$A$26,1)+1)-INDEX('Shultis Faw'!$A$2:$A$26,MATCH($C95,'Shultis Faw'!$A$2:$A$26,1))),$C95*'Shultis Faw'!$D$2/'Shultis Faw'!$A$2)","v":1.5986750000000001},{"$f":"_xlfn.IFNA(INDEX('Shultis Faw'!$B$2:$B$26,MATCH($C95,'Shultis Faw'!$A$2:$A$26,1))+($C95-INDEX('Shultis Faw'!$A$2:$A$26,MATCH($C95,'Shultis Faw'!$A$2:$A$26,1)))*(INDEX('Shultis Faw'!$B$2:$B$26,MATCH($C95,'Shultis Faw'!$A$2:$A$26,1)+1)-INDEX('Shultis Faw'!$B$2:$B$26,MATCH($C95,'Shultis Faw'!$A$2:$A$26,1)))/(INDEX('Shultis Faw'!$A$2:$A$26,MATCH($C95,'Shultis Faw'!$A$2:$A$26,1)+1)-INDEX('Shultis Faw'!$A$2:$A$26,MATCH($C95,'Shultis Faw'!$A$2:$A$26,1))),$C95*'Shultis Faw'!$B$2/'Shultis Faw'!$A$2)","v":-0.112695},{"$f":"_xlfn.IFNA(INDEX('Shultis Faw'!$E$2:$E$26,MATCH($C95,'Shultis Faw'!$A$2:$A$26,1))+($C95-INDEX('Shultis Faw'!$A$2:$A$26,MATCH($C95,'Shultis Faw'!$A$2:$A$26,1)))*(INDEX('Shultis Faw'!$E$2:$E$26,MATCH($C95,'Shultis Faw'!$A$2:$A$26,1)+1)-INDEX('Shultis Faw'!$E$2:$E$26,MATCH($C95,'Shultis Faw'!$A$2:$A$26,1)))/(INDEX('Shultis Faw'!$A$2:$A$26,MATCH($C95,'Shultis Faw'!$A$2:$A$26,1)+1)-INDEX('Shultis Faw'!$A$2:$A$26,MATCH($C95,'Shultis Faw'!$A$2:$A$26,1))),$C95*'Shultis Faw'!$E$2/'Shultis Faw'!$A$2)","v":4.6373000000000004E-2},{"$f":"_xlfn.IFNA(INDEX('Shultis Faw'!$F$2:$F$26,MATCH($C95,'Shultis Faw'!$A$2:$A$26,1))+($C95-INDEX('Shultis Faw'!$A$2:$A$26,MATCH($C95,'Shultis Faw'!$A$2:$A$26,1)))*(INDEX('Shultis Faw'!$F$2:$F$26,MATCH($C95,'Shultis Faw'!$A$2:$A$26,1)+1)-INDEX('Shultis Faw'!$F$2:$F$26,MATCH($C95,'Shultis Faw'!$A$2:$A$26,1)))/(INDEX('Shultis Faw'!$A$2:$A$26,MATCH($C95,'Shultis Faw'!$A$2:$A$26,1)+1)-INDEX('Shultis Faw'!$A$2:$A$26,MATCH($C95,'Shultis Faw'!$A$2:$A$26,1))),$C95*'Shultis Faw'!$F$2/'Shultis Faw'!$A$2)","v":14.30735},{"$f":"J95*(H95*'Externe blootstelling'!$D$23/2)^K95+L95*(TANH(((H95*'Externe blootstelling'!$D$23)/(2*M95))-2)-TANH(-2))/(1-TANH(-2))","v":1.560219135820901},{"$f":"IF(N95=1,1+(I95-1)*H95*'Externe blootstelling'!$D$23/2,1+(I95-1)*(N95^(H95*'Externe blootstelling'!$D$23/2)-1)/(N95-1))","v":2.6841269251485977},{"$f":"G95*EXP(-H95*'Externe blootstelling'!$D$23/2)*O95","v":6.5831520652326499E-7}]
[null," g ",0.76049999999999995,{"$f":"C96*1000000*1.6E-19","v":1.2167999999999999E-13},3.2000000000000001E-7,{"$f":"_xlfn.IFNA(INDEX('hp (pSv cm2)'!$B$2:$B$52,MATCH($C96,'hp (pSv cm2)'!$A$2:$A$52,1))+($C96-INDEX('hp (pSv cm2)'!$A$2:$A$52,MATCH($C96,'hp (pSv cm2)'!$A$2:$A$52,1)))*(INDEX('hp (pSv cm2)'!$B$2:$B$52,MATCH($C96,'hp (pSv cm2)'!$A$2:$A$52,1)+1)-INDEX('hp (pSv cm2)'!$B$2:$B$52,MATCH($C96,'hp (pSv cm2)'!$A$2:$A$52,1)))/(INDEX('hp (pSv cm2)'!$A$2:$A$52,MATCH($C96,'hp (pSv cm2)'!$A$2:$A$52,1)+1)-INDEX('hp (pSv cm2)'!$A$2:$A$52,MATCH($C96,'hp (pSv cm2)'!$A$2:$A$52,1))),$C96*'hp (pSv cm2)'!$B$2/'hp (pSv cm2)'!$A$2)","v":3.5680499999999995},{"$f":"F96*E96","v":1.1417759999999998E-6},{"$f":"_xlfn.IFNA(0.997*(INDEX('Mass attenuation coefficients'!$B$2:$B$37,MATCH($C96,'Mass attenuation coefficients'!$A$2:$A$37,1))+($C96-INDEX('Mass attenuation coefficients'!$A$2:$A$37,MATCH($C96,'Mass attenuation coefficients'!$A$2:$A$37,1)))*(INDEX('Mass attenuation coefficients'!$B$2:$B$37,MATCH($C96,'Mass attenuation coefficients'!$A$2:$A$37,1)+1)-INDEX('Mass attenuation coefficients'!$B$2:$B$37,MATCH($C96,'Mass attenuation coefficients'!$A$2:$A$37,1)))/(INDEX('Mass attenuation coefficients'!$A$2:$A$37,MATCH($C96,'Mass attenuation coefficients'!$A$2:$A$37,1)+1)-INDEX('Mass attenuation coefficients'!$A$2:$A$37,MATCH($C96,'Mass attenuation coefficients'!$A$2:$A$37,1)))),0.997*$C96*'Mass attenuation coefficients'!$B$2/'Mass attenuation coefficients'!$A$2)","v":8.0562310825000011E-2},{"$f":"_xlfn.IFNA(INDEX('Shultis Faw'!$C$2:$C$26,MATCH($C96,'Shultis Faw'!$A$2:$A$26,1))+($C96-INDEX('Shultis Faw'!$A$2:$A$26,MATCH($C96,'Shultis Faw'!$A$2:$A$26,1)))*(INDEX('Shultis Faw'!$C$2:$C$26,MATCH($C96,'Shultis Faw'!$A$2:$A$26,1)+1)-INDEX('Shultis Faw'!$C$2:$C$26,MATCH($C96,'Shultis Faw'!$A$2:$A$26,1)))/(INDEX('Shultis Faw'!$A$2:$A$26,MATCH($C96,'Shultis Faw'!$A$2:$A$26,1)+1)-INDEX('Shultis Faw'!$A$2:$A$26,MATCH($C96,'Shultis Faw'!$A$2:$A$26,1))),$C96*'Shultis Faw'!$C$2/'Shultis Faw'!$A$2)","v":2.2445875000000002},{"$f":"_xlfn.IFNA(INDEX('Shultis Faw'!$D$2:$D$26,MATCH($C96,'Shultis Faw'!$A$2:$A$26,1))+($C96-INDEX('Shultis Faw'!$A$2:$A$26,MATCH($C96,'Shultis Faw'!$A$2:$A$26,1)))*(INDEX('Shultis Faw'!$D$2:$D$26,MATCH($C96,'Shultis Faw'!$A$2:$A$26,1)+1)-INDEX('Shultis Faw'!$D$2:$D$26,MATCH($C96,'Shultis Faw'!$A$2:$A$26,1)))/(INDEX('Shultis Faw'!$A$2:$A$26,MATCH($C96,'Shultis Faw'!$A$2:$A$26,1)+1)-INDEX('Shultis Faw'!$A$2:$A$26,MATCH($C96,'Shultis Faw'!$A$2:$A$26,1))),$C96*'Shultis Faw'!$D$2/'Shultis Faw'!$A$2)","v":1.5706625000000001},{"$f":"_xlfn.IFNA(INDEX('Shultis Faw'!$B$2:$B$26,MATCH($C96,'Shultis Faw'!$A$2:$A$26,1))+($C96-INDEX('Shultis Faw'!$A$2:$A$26,MATCH($C96,'Shultis Faw'!$A$2:$A$26,1)))*(INDEX('Shultis Faw'!$B$2:$B$26,MATCH($C96,'Shultis Faw'!$A$2:$A$26,1)+1)-INDEX('Shultis Faw'!$B$2:$B$26,MATCH($C96,'Shultis Faw'!$A$2:$A$26,1)))/(INDEX('Shultis Faw'!$A$2:$A$26,MATCH($C96,'Shultis Faw'!$A$2:$A$26,1)+1)-INDEX('Shultis Faw'!$A$2:$A$26,MATCH($C96,'Shultis Faw'!$A$2:$A$26,1))),$C96*'Shultis Faw'!$B$2/'Shultis Faw'!$A$2)","v":-0.1087525},{"$f":"_xlfn.IFNA(INDEX('Shultis Faw'!$E$2:$E$26,MATCH($C96,'Shultis Faw'!$A$2:$A$26,1))+($C96-INDEX('Shultis Faw'!$A$2:$A$26,MATCH($C96,'Shultis Faw'!$A$2:$A$26,1)))*(INDEX('Shultis Faw'!$E$2:$E$26,MATCH($C96,'Shultis Faw'!$A$2:$A$26,1)+1)-INDEX('Shultis Faw'!$E$2:$E$26,MATCH($C96,'Shultis Faw'!$A$2:$A$26,1)))/(INDEX('Shultis Faw'!$A$2:$A$26,MATCH($C96,'Shultis Faw'!$A$2:$A$26,1)+1)-INDEX('Shultis Faw'!$A$2:$A$26,MATCH($C96,'Shultis Faw'!$A$2:$A$26,1))),$C96*'Shultis Faw'!$E$2/'Shultis Faw'!$A$2)","v":4.5003500000000002E-2},{"$f":"_xlfn.IFNA(INDEX('Shultis Faw'!$F$2:$F$26,MATCH($C96,'Shultis Faw'!$A$2:$A$26,1))+($C96-INDEX('Shultis Faw'!$A$2:$A$26,MATCH($C96,'Shultis Faw'!$A$2:$A$26,1)))*(INDEX('Shultis Faw'!$F$2:$F$26,MATCH($C96,'Shultis Faw'!$A$2:$A$26,1)+1)-INDEX('Shultis Faw'!$F$2:$F$26,MATCH($C96,'Shultis Faw'!$A$2:$A$26,1)))/(INDEX('Shultis Faw'!$A$2:$A$26,MATCH($C96,'Shultis Faw'!$A$2:$A$26,1)+1)-INDEX('Shultis Faw'!$A$2:$A$26,MATCH($C96,'Shultis Faw'!$A$2:$A$26,1))),$C96*'Shultis Faw'!$F$2/'Shultis Faw'!$A$2)","v":14.334325},{"$f":"J96*(H96*'Externe blootstelling'!$D$23/2)^K96+L96*(TANH(((H96*'Externe blootstelling'!$D$23)/(2*M96))-2)-TANH(-2))/(1-TANH(-2))","v":1.5388019173060425},{"$f":"IF(N96=1,1+(I96-1)*H96*'Externe blootstelling'!$D$23/2,1+(I96-1)*(N96^(H96*'Externe blootstelling'!$D$23/2)-1)/(N96-1))","v":2.5786933799196374},{"$f":"G96*EXP(-H96*'Externe blootstelling'!$D$23/2)*O96","v":8.7935474152583788E-7}]
[null," g ",0.76379999999999992,1.2220799999999997E-13,4.3999999999999997E-7,{"$f":"_xlfn.IFNA(INDEX('hp (pSv cm2)'!$B$2:$B$52,MATCH($C97,'hp (pSv cm2)'!$A$2:$A$52,1))+($C97-INDEX('hp (pSv cm2)'!$A$2:$A$52,MATCH($C97,'hp (pSv cm2)'!$A$2:$A$52,1)))*(INDEX('hp (pSv cm2)'!$B$2:$B$52,MATCH($C97,'hp (pSv cm2)'!$A$2:$A$52,1)+1)-INDEX('hp (pSv cm2)'!$B$2:$B$52,MATCH($C97,'hp (pSv cm2)'!$A$2:$A$52,1)))/(INDEX('hp (pSv cm2)'!$A$2:$A$52,MATCH($C97,'hp (pSv cm2)'!$A$2:$A$52,1)+1)-INDEX('hp (pSv cm2)'!$A$2:$A$52,MATCH($C97,'hp (pSv cm2)'!$A$2:$A$52,1))),$C97*'hp (pSv cm2)'!$B$2/'hp (pSv cm2)'!$A$2)","v":3.5815799999999998},1.5758951999999998E-6,{"$f":"_xlfn.IFNA(0.997*(INDEX('Mass attenuation coefficients'!$B$2:$B$37,MATCH($C97,'Mass attenuation coefficients'!$A$2:$A$37,1))+($C97-INDEX('Mass attenuation coefficients'!$A$2:$A$37,MATCH($C97,'Mass attenuation coefficients'!$A$2:$A$37,1)))*(INDEX('Mass attenuation coefficients'!$B$2:$B$37,MATCH($C97,'Mass attenuation coefficients'!$A$2:$A$37,1)+1)-INDEX('Mass attenuation coefficients'!$B$2:$B$37,MATCH($C97,'Mass attenuation coefficients'!$A$2:$A$37,1)))/(INDEX('Mass attenuation coefficients'!$A$2:$A$37,MATCH($C97,'Mass attenuation coefficients'!$A$2:$A$37,1)+1)-INDEX('Mass attenuation coefficients'!$A$2:$A$37,MATCH($C97,'Mass attenuation coefficients'!$A$2:$A$37,1)))),0.997*$C97*'Mass attenuation coefficients'!$B$2/'Mass attenuation coefficients'!$A$2)","v":8.0382835870000002E-2},{"$f":"_xlfn.IFNA(INDEX('Shultis Faw'!$C$2:$C$26,MATCH($C97,'Shultis Faw'!$A$2:$A$26,1))+($C97-INDEX('Shultis Faw'!$A$2:$A$26,MATCH($C97,'Shultis Faw'!$A$2:$A$26,1)))*(INDEX('Shultis Faw'!$C$2:$C$26,MATCH($C97,'Shultis Faw'!$A$2:$A$26,1)+1)-INDEX('Shultis Faw'!$C$2:$C$26,MATCH($C97,'Shultis Faw'!$A$2:$A$26,1)))/(INDEX('Shultis Faw'!$A$2:$A$26,MATCH($C97,'Shultis Faw'!$A$2:$A$26,1)+1)-INDEX('Shultis Faw'!$A$2:$A$26,MATCH($C97,'Shultis Faw'!$A$2:$A$26,1))),$C97*'Shultis Faw'!$C$2/'Shultis Faw'!$A$2)","v":2.2418650000000002},{"$f":"_xlfn.IFNA(INDEX('Shultis Faw'!$D$2:$D$26,MATCH($C97,'Shultis Faw'!$A$2:$A$26,1))+($C97-INDEX('Shultis Faw'!$A$2:$A$26,MATCH($C97,'Shultis Faw'!$A$2:$A$26,1)))*(INDEX('Shultis Faw'!$D$2:$D$26,MATCH($C97,'Shultis Faw'!$A$2:$A$26,1)+1)-INDEX('Shultis Faw'!$D$2:$D$26,MATCH($C97,'Shultis Faw'!$A$2:$A$26,1)))/(INDEX('Shultis Faw'!$A$2:$A$26,MATCH($C97,'Shultis Faw'!$A$2:$A$26,1)+1)-INDEX('Shultis Faw'!$A$2:$A$26,MATCH($C97,'Shultis Faw'!$A$2:$A$26,1))),$C97*'Shultis Faw'!$D$2/'Shultis Faw'!$A$2)","v":1.568435},{"$f":"_xlfn.IFNA(INDEX('Shultis Faw'!$B$2:$B$26,MATCH($C97,'Shultis Faw'!$A$2:$A$26,1))+($C97-INDEX('Shultis Faw'!$A$2:$A$26,MATCH($C97,'Shultis Faw'!$A$2:$A$26,1)))*(INDEX('Shultis Faw'!$B$2:$B$26,MATCH($C97,'Shultis Faw'!$A$2:$A$26,1)+1)-INDEX('Shultis Faw'!$B$2:$B$26,MATCH($C97,'Shultis Faw'!$A$2:$A$26,1)))/(INDEX('Shultis Faw'!$A$2:$A$26,MATCH($C97,'Shultis Faw'!$A$2:$A$26,1)+1)-INDEX('Shultis Faw'!$A$2:$A$26,MATCH($C97,'Shultis Faw'!$A$2:$A$26,1))),$C97*'Shultis Faw'!$B$2/'Shultis Faw'!$A$2)","v":-0.10843900000000001},{"$f":"_xlfn.IFNA(INDEX('Shultis Faw'!$E$2:$E$26,MATCH($C97,'Shultis Faw'!$A$2:$A$26,1))+($C97-INDEX('Shultis Faw'!$A$2:$A$26,MATCH($C97,'Shultis Faw'!$A$2:$A$26,1)))*(INDEX('Shultis Faw'!$E$2:$E$26,MATCH($C97,'Shultis Faw'!$A$2:$A$26,1)+1)-INDEX('Shultis Faw'!$E$2:$E$26,MATCH($C97,'Shultis Faw'!$A$2:$A$26,1)))/(INDEX('Shultis Faw'!$A$2:$A$26,MATCH($C97,'Shultis Faw'!$A$2:$A$26,1)+1)-INDEX('Shultis Faw'!$A$2:$A$26,MATCH($C97,'Shultis Faw'!$A$2:$A$26,1))),$C97*'Shultis Faw'!$E$2/'Shultis Faw'!$A$2)","v":4.4894600000000007E-2},{"$f":"_xlfn.IFNA(INDEX('Shultis Faw'!$F$2:$F$26,MATCH($C97,'Shultis Faw'!$A$2:$A$26,1))+($C97-INDEX('Shultis Faw'!$A$2:$A$26,MATCH($C97,'Shultis Faw'!$A$2:$A$26,1)))*(INDEX('Shultis Faw'!$F$2:$F$26,MATCH($C97,'Shultis Faw'!$A$2:$A$26,1)+1)-INDEX('Shultis Faw'!$F$2:$F$26,MATCH($C97,'Shultis Faw'!$A$2:$A$26,1)))/(INDEX('Shultis Faw'!$A$2:$A$26,MATCH($C97,'Shultis Faw'!$A$2:$A$26,1)+1)-INDEX('Shultis Faw'!$A$2:$A$26,MATCH($C97,'Shultis Faw'!$A$2:$A$26,1))),$C97*'Shultis Faw'!$F$2/'Shultis Faw'!$A$2)","v":14.33647},{"$f":"J97*(H97*'Externe blootstelling'!$D$23/2)^K97+L97*(TANH(((H97*'Externe blootstelling'!$D$23)/(2*M97))-2)-TANH(-2))/(1-TANH(-2))","v":1.5370819296000859},{"$f":"IF(N97=1,1+(I97-1)*H97*'Externe blootstelling'!$D$23/2,1+(I97-1)*(N97^(H97*'Externe blootstelling'!$D$23/2)-1)/(N97-1))","v":2.5705314164957054},{"$f":"G97*EXP(-H97*'Externe blootstelling'!$D$23/2)*O97","v":1.2131176401747826E-6}]
[null,null,null,null,null,null,null,null,null,null,null,null,null,null,null,null,{"$f":"SUM(P32:P97)/SUM(G32:G97)","v":0.78103539322473181}]
[]
["152Eu","X-ray",6.3949999999999996E-3,{"$f":"C100*1000000*1.6E-19","v":1.0231999999999999E-15},0.13,{"$f":"_xlfn.IFNA(INDEX('hp (pSv cm2)'!$B$2:$B$52,MATCH($C100,'hp (pSv cm2)'!$A$2:$A$52,1))+($C100-INDEX('hp (pSv cm2)'!$A$2:$A$52,MATCH($C100,'hp (pSv cm2)'!$A$2:$A$52,1)))*(INDEX('hp (pSv cm2)'!$B$2:$B$52,MATCH($C100,'hp (pSv cm2)'!$A$2:$A$52,1)+1)-INDEX('hp (pSv cm2)'!$B$2:$B$52,MATCH($C100,'hp (pSv cm2)'!$A$2:$A$52,1)))/(INDEX('hp (pSv cm2)'!$A$2:$A$52,MATCH($C100,'hp (pSv cm2)'!$A$2:$A$52,1)+1)-INDEX('hp (pSv cm2)'!$A$2:$A$52,MATCH($C100,'hp (pSv cm2)'!$A$2:$A$52,1))),$C100*'hp (pSv cm2)'!$B$2/'hp (pSv cm2)'!$A$2)","v":1.8930499999999996E-2},{"$f":"F100*E100","v":2.4609649999999994E-3},{"$f":"_xlfn.IFNA(0.997*(INDEX('Mass attenuation coefficients'!$B$2:$B$37,MATCH($C100,'Mass attenuation coefficients'!$A$2:$A$37,1))+($C100-INDEX('Mass attenuation coefficients'!$A$2:$A$37,MATCH($C100,'Mass attenuation coefficients'!$A$2:$A$37,1)))*(INDEX('Mass attenuation coefficients'!$B$2:$B$37,MATCH($C100,'Mass attenuation coefficients'!$A$2:$A$37,1)+1)-INDEX('Mass attenuation coefficients'!$B$2:$B$37,MATCH($C100,'Mass attenuation coefficients'!$A$2:$A$37,1)))/(INDEX('Mass attenuation coefficients'!$A$2:$A$37,MATCH($C100,'Mass attenuation coefficients'!$A$2:$A$37,1)+1)-INDEX('Mass attenuation coefficients'!$A$2:$A$37,MATCH($C100,'Mass attenuation coefficients'!$A$2:$A$37,1)))),0.997*$C100*'Mass attenuation coefficients'!$B$2/'Mass attenuation coefficients'!$A$2)","v":21.756209975000001},{"$f":"_xlfn.IFNA(INDEX('Shultis Faw'!$C$2:$C$26,MATCH($C100,'Shultis Faw'!$A$2:$A$26,1))+($C100-INDEX('Shultis Faw'!$A$2:$A$26,MATCH($C100,'Shultis Faw'!$A$2:$A$26,1)))*(INDEX('Shultis Faw'!$C$2:$C$26,MATCH($C100,'Shultis Faw'!$A$2:$A$26,1)+1)-INDEX('Shultis Faw'!$C$2:$C$26,MATCH($C100,'Shultis Faw'!$A$2:$A$26,1)))/(INDEX('Shultis Faw'!$A$2:$A$26,MATCH($C100,'Shultis Faw'!$A$2:$A$26,1)+1)-INDEX('Shultis Faw'!$A$2:$A$26,MATCH($C100,'Shultis Faw'!$A$2:$A$26,1))),$C100*'Shultis Faw'!$C$2/'Shultis Faw'!$A$2)","v":0.50392599999999999},{"$f":"_xlfn.IFNA(INDEX('Shultis Faw'!$D$2:$D$26,MATCH($C100,'Shultis Faw'!$A$2:$A$26,1))+($C100-INDEX('Shultis Faw'!$A$2:$A$26,MATCH($C100,'Shultis Faw'!$A$2:$A$26,1)))*(INDEX('Shultis Faw'!$D$2:$D$26,MATCH($C100,'Shultis Faw'!$A$2:$A$26,1)+1)-INDEX('Shultis Faw'!$D$2:$D$26,MATCH($C100,'Shultis Faw'!$A$2:$A$26,1)))/(INDEX('Shultis Faw'!$A$2:$A$26,MATCH($C100,'Shultis Faw'!$A$2:$A$26,1)+1)-INDEX('Shultis Faw'!$A$2:$A$26,MATCH($C100,'Shultis Faw'!$A$2:$A$26,1))),$C100*'Shultis Faw'!$D$2/'Shultis Faw'!$A$2)","v":0.19739233333333334},{"$f":"_xlfn.IFNA(INDEX('Shultis Faw'!$B$2:$B$26,MATCH($C100,'Shultis Faw'!$A$2:$A$26,1))+($C100-INDEX('Shultis Faw'!$A$2:$A$26,MATCH($C100,'Shultis Faw'!$A$2:$A$26,1)))*(INDEX('Shultis Faw'!$B$2:$B$26,MATCH($C100,'Shultis Faw'!$A$2:$A$26,1)+1)-INDEX('Shultis Faw'!$B$2:$B$26,MATCH($C100,'Shultis Faw'!$A$2:$A$26,1)))/(INDEX('Shultis Faw'!$A$2:$A$26,MATCH($C100,'Shultis Faw'!$A$2:$A$26,1)+1)-INDEX('Shultis Faw'!$A$2:$A$26,MATCH($C100,'Shultis Faw'!$A$2:$A$26,1))),$C100*'Shultis Faw'!$B$2/'Shultis Faw'!$A$2)","v":7.3329333333333316E-2},{"$f":"_xlfn.IFNA(INDEX('Shultis Faw'!$E$2:$E$26,MATCH($C100,'Shultis Faw'!$A$2:$A$26,1))+($C100-INDEX('Shultis Faw'!$A$2:$A$26,MATCH($C100,'Shultis Faw'!$A$2:$A$26,1)))*(INDEX('Shultis Faw'!$E$2:$E$26,MATCH($C100,'Shultis Faw'!$A$2:$A$26,1)+1)-INDEX('Shultis Faw'!$E$2:$E$26,MATCH($C100,'Shultis Faw'!$A$2:$A$26,1)))/(INDEX('Shultis Faw'!$A$2:$A$26,MATCH($C100,'Shultis Faw'!$A$2:$A$26,1)+1)-INDEX('Shultis Faw'!$A$2:$A$26,MATCH($C100,'Shultis Faw'!$A$2:$A$26,1))),$C100*'Shultis Faw'!$E$2/'Shultis Faw'!$A$2)","v":-3.8711066666666669E-2},{"$f":"_xlfn.IFNA(INDEX('Shultis Faw'!$F$2:$F$26,MATCH($C100,'Shultis Faw'!$A$2:$A$26,1))+($C100-INDEX('Shultis Faw'!$A$2:$A$26,MATCH($C100,'Shultis Faw'!$A$2:$A$26,1)))*(INDEX('Shultis Faw'!$F$2:$F$26,MATCH($C100,'Shultis Faw'!$A$2:$A$26,1)+1)-INDEX('Shultis Faw'!$F$2:$F$26,MATCH($C100,'Shultis Faw'!$A$2:$A$26,1)))/(INDEX('Shultis Faw'!$A$2:$A$26,MATCH($C100,'Shultis Faw'!$A$2:$A$26,1)+1)-INDEX('Shultis Faw'!$A$2:$A$26,MATCH($C100,'Shultis Faw'!$A$2:$A$26,1))),$C100*'Shultis Faw'!$F$2/'Shultis Faw'!$A$2)","v":6.066723333333333},{"$f":"J100*(H100*'Externe blootstelling'!$D$23/2)^K100+L100*(TANH(((H100*'Externe blootstelling'!$D$23)/(2*M100))-2)-TANH(-2))/(1-TANH(-2))","v":0.26304524039602001},{"$f":"IF(N100=1,1+(I100-1)*H100*'Externe blootstelling'!$D$23/2,1+(I100-1)*(N100^(H100*'Externe blootstelling'!$D$23/2)-1)/(N100-1))","v":0.32685962939356406},{"$f":"G100*EXP(-H100*'Externe blootstelling'!$D$23/2)*O100","v":1.5011968072004513E-145}]
[null,"X-ray",6.7325499999999995E-3,1.0772079999999998E-15,1.7699999999999999E-3,{"$f":"_xlfn.IFNA(INDEX('hp (pSv cm2)'!$B$2:$B$52,MATCH($C101,'hp (pSv cm2)'!$A$2:$A$52,1))+($C101-INDEX('hp (pSv cm2)'!$A$2:$A$52,MATCH($C101,'hp (pSv cm2)'!$A$2:$A$52,1)))*(INDEX('hp (pSv cm2)'!$B$2:$B$52,MATCH($C101,'hp (pSv cm2)'!$A$2:$A$52,1)+1)-INDEX('hp (pSv cm2)'!$B$2:$B$52,MATCH($C101,'hp (pSv cm2)'!$A$2:$A$52,1)))/(INDEX('hp (pSv cm2)'!$A$2:$A$52,MATCH($C101,'hp (pSv cm2)'!$A$2:$A$52,1)+1)-INDEX('hp (pSv cm2)'!$A$2:$A$52,MATCH($C101,'hp (pSv cm2)'!$A$2:$A$52,1))),$C101*'hp (pSv cm2)'!$B$2/'hp (pSv cm2)'!$A$2)","v":2.0922044999999997E-2},3.7032019649999991E-5,{"$f":"_xlfn.IFNA(0.997*(INDEX('Mass attenuation coefficients'!$B$2:$B$37,MATCH($C101,'Mass attenuation coefficients'!$A$2:$A$37,1))+($C101-INDEX('Mass attenuation coefficients'!$A$2:$A$37,MATCH($C101,'Mass attenuation coefficients'!$A$2:$A$37,1)))*(INDEX('Mass attenuation coefficients'!$B$2:$B$37,MATCH($C101,'Mass attenuation coefficients'!$A$2:$A$37,1)+1)-INDEX('Mass attenuation coefficients'!$B$2:$B$37,MATCH($C101,'Mass attenuation coefficients'!$A$2:$A$37,1)))/(INDEX('Mass attenuation coefficients'!$A$2:$A$37,MATCH($C101,'Mass attenuation coefficients'!$A$2:$A$37,1)+1)-INDEX('Mass attenuation coefficients'!$A$2:$A$37,MATCH($C101,'Mass attenuation coefficients'!$A$2:$A$37,1)))),0.997*$C101*'Mass attenuation coefficients'!$B$2/'Mass attenuation coefficients'!$A$2)","v":19.355015982750004},{"$f":"_xlfn.IFNA(INDEX('Shultis Faw'!$C$2:$C$26,MATCH($C101,'Shultis Faw'!$A$2:$A$26,1))+($C101-INDEX('Shultis Faw'!$A$2:$A$26,MATCH($C101,'Shultis Faw'!$A$2:$A$26,1)))*(INDEX('Shultis Faw'!$C$2:$C$26,MATCH($C101,'Shultis Faw'!$A$2:$A$26,1)+1)-INDEX('Shultis Faw'!$C$2:$C$26,MATCH($C101,'Shultis Faw'!$A$2:$A$26,1)))/(INDEX('Shultis Faw'!$A$2:$A$26,MATCH($C101,'Shultis Faw'!$A$2:$A$26,1)+1)-INDEX('Shultis Faw'!$A$2:$A$26,MATCH($C101,'Shultis Faw'!$A$2:$A$26,1))),$C101*'Shultis Faw'!$C$2/'Shultis Faw'!$A$2)","v":0.53052494000000006},{"$f":"_xlfn.IFNA(INDEX('Shultis Faw'!$D$2:$D$26,MATCH($C101,'Shultis Faw'!$A$2:$A$26,1))+($C101-INDEX('Shultis Faw'!$A$2:$A$26,MATCH($C101,'Shultis Faw'!$A$2:$A$26,1)))*(INDEX('Shultis Faw'!$D$2:$D$26,MATCH($C101,'Shultis Faw'!$A$2:$A$26,1)+1)-INDEX('Shultis Faw'!$D$2:$D$26,MATCH($C101,'Shultis Faw'!$A$2:$A$26,1)))/(INDEX('Shultis Faw'!$A$2:$A$26,MATCH($C101,'Shultis Faw'!$A$2:$A$26,1)+1)-INDEX('Shultis Faw'!$A$2:$A$26,MATCH($C101,'Shultis Faw'!$A$2:$A$26,1))),$C101*'Shultis Faw'!$D$2/'Shultis Faw'!$A$2)","v":0.20781137666666666},{"$f":"_xlfn.IFNA(INDEX('Shultis Faw'!$B$2:$B$26,MATCH($C101,'Shultis Faw'!$A$2:$A$26,1))+($C101-INDEX('Shultis Faw'!$A$2:$A$26,MATCH($C101,'Shultis Faw'!$A$2:$A$26,1)))*(INDEX('Shultis Faw'!$B$2:$B$26,MATCH($C101,'Shultis Faw'!$A$2:$A$26,1)+1)-INDEX('Shultis Faw'!$B$2:$B$26,MATCH($C101,'Shultis Faw'!$A$2:$A$26,1)))/(INDEX('Shultis Faw'!$A$2:$A$26,MATCH($C101,'Shultis Faw'!$A$2:$A$26,1)+1)-INDEX('Shultis Faw'!$A$2:$A$26,MATCH($C101,'Shultis Faw'!$A$2:$A$26,1))),$C101*'Shultis Faw'!$B$2/'Shultis Faw'!$A$2)","v":7.7199906666666665E-2},{"$f":"_xlfn.IFNA(INDEX('Shultis Faw'!$E$2:$E$26,MATCH($C101,'Shultis Faw'!$A$2:$A$26,1))+($C101-INDEX('Shultis Faw'!$A$2:$A$26,MATCH($C101,'Shultis Faw'!$A$2:$A$26,1)))*(INDEX('Shultis Faw'!$E$2:$E$26,MATCH($C101,'Shultis Faw'!$A$2:$A$26,1)+1)-INDEX('Shultis Faw'!$E$2:$E$26,MATCH($C101,'Shultis Faw'!$A$2:$A$26,1)))/(INDEX('Shultis Faw'!$A$2:$A$26,MATCH($C101,'Shultis Faw'!$A$2:$A$26,1)+1)-INDEX('Shultis Faw'!$A$2:$A$26,MATCH($C101,'Shultis Faw'!$A$2:$A$26,1))),$C101*'Shultis Faw'!$E$2/'Shultis Faw'!$A$2)","v":-4.0754369333333332E-2},{"$f":"_xlfn.IFNA(INDEX('Shultis Faw'!$F$2:$F$26,MATCH($C101,'Shultis Faw'!$A$2:$A$26,1))+($C101-INDEX('Shultis Faw'!$A$2:$A$26,MATCH($C101,'Shultis Faw'!$A$2:$A$26,1)))*(INDEX('Shultis Faw'!$F$2:$F$26,MATCH($C101,'Shultis Faw'!$A$2:$A$26,1)+1)-INDEX('Shultis Faw'!$F$2:$F$26,MATCH($C101,'Shultis Faw'!$A$2:$A$26,1)))/(INDEX('Shultis Faw'!$A$2:$A$26,MATCH($C101,'Shultis Faw'!$A$2:$A$26,1)+1)-INDEX('Shultis Faw'!$A$2:$A$26,MATCH($C101,'Shultis Faw'!$A$2:$A$26,1))),$C101*'Shultis Faw'!$F$2/'Shultis Faw'!$A$2)","v":6.3869457666666669},{"$f":"J101*(H101*'Externe blootstelling'!$D$23/2)^K101+L101*(TANH(((H101*'Externe blootstelling'!$D$23)/(2*M101))-2)-TANH(-2))/(1-TANH(-2))","v":0.28120702205336939},{"$f":"IF(N101=1,1+(I101-1)*H101*'Externe blootstelling'!$D$23/2,1+(I101-1)*(N101^(H101*'Externe blootstelling'!$D$23/2)-1)/(N101-1))","v":0.34685636281374777},{"$f":"G101*EXP(-H101*'Externe blootstelling'!$D$23/2)*O101","v":1.0521495821955484E-131}]
[null,"X-ray",3.95229E-2,6.323664E-15,0.20800000000000002,{"$f":"_xlfn.IFNA(INDEX('hp (pSv cm2)'!$B$2:$B$52,MATCH($C102,'hp (pSv cm2)'!$A$2:$A$52,1))+($C102-INDEX('hp (pSv cm2)'!$A$2:$A$52,MATCH($C102,'hp (pSv cm2)'!$A$2:$A$52,1)))*(INDEX('hp (pSv cm2)'!$B$2:$B$52,MATCH($C102,'hp (pSv cm2)'!$A$2:$A$52,1)+1)-INDEX('hp (pSv cm2)'!$B$2:$B$52,MATCH($C102,'hp (pSv cm2)'!$A$2:$A$52,1)))/(INDEX('hp (pSv cm2)'!$A$2:$A$52,MATCH($C102,'hp (pSv cm2)'!$A$2:$A$52,1)+1)-INDEX('hp (pSv cm2)'!$A$2:$A$52,MATCH($C102,'hp (pSv cm2)'!$A$2:$A$52,1))),$C102*'hp (pSv cm2)'!$B$2/'hp (pSv cm2)'!$A$2)","v":0.34818701999999996},7.2422900159999998E-2,{"$f":"_xlfn.IFNA(0.997*(INDEX('Mass attenuation coefficients'!$B$2:$B$37,MATCH($C102,'Mass attenuation coefficients'!$A$2:$A$37,1))+($C102-INDEX('Mass attenuation coefficients'!$A$2:$A$37,MATCH($C102,'Mass attenuation coefficients'!$A$2:$A$37,1)))*(INDEX('Mass attenuation coefficients'!$B$2:$B$37,MATCH($C102,'Mass attenuation coefficients'!$A$2:$A$37,1)+1)-INDEX('Mass attenuation coefficients'!$B$2:$B$37,MATCH($C102,'Mass attenuation coefficients'!$A$2:$A$37,1)))/(INDEX('Mass attenuation coefficients'!$A$2:$A$37,MATCH($C102,'Mass attenuation coefficients'!$A$2:$A$37,1)+1)-INDEX('Mass attenuation coefficients'!$A$2:$A$37,MATCH($C102,'Mass attenuation coefficients'!$A$2:$A$37,1)))),0.997*$C102*'Mass attenuation coefficients'!$B$2/'Mass attenuation coefficients'!$A$2)","v":0.27259902515099993},{"$f":"_xlfn.IFNA(INDEX('Shultis Faw'!$C$2:$C$26,MATCH($C102,'Shultis Faw'!$A$2:$A$26,1))+($C102-INDEX('Shultis Faw'!$A$2:$A$26,MATCH($C102,'Shultis Faw'!$A$2:$A$26,1)))*(INDEX('Shultis Faw'!$C$2:$C$26,MATCH($C102,'Shultis Faw'!$A$2:$A$26,1)+1)-INDEX('Shultis Faw'!$C$2:$C$26,MATCH($C102,'Shultis Faw'!$A$2:$A$26,1)))/(INDEX('Shultis Faw'!$A$2:$A$26,MATCH($C102,'Shultis Faw'!$A$2:$A$26,1)+1)-INDEX('Shultis Faw'!$A$2:$A$26,MATCH($C102,'Shultis Faw'!$A$2:$A$26,1))),$C102*'Shultis Faw'!$C$2/'Shultis Faw'!$A$2)","v":3.4225151799999995},{"$f":"_xlfn.IFNA(INDEX('Shultis Faw'!$D$2:$D$26,MATCH($C102,'Shultis Faw'!$A$2:$A$26,1))+($C102-INDEX('Shultis Faw'!$A$2:$A$26,MATCH($C102,'Shultis Faw'!$A$2:$A$26,1)))*(INDEX('Shultis Faw'!$D$2:$D$26,MATCH($C102,'Shultis Faw'!$A$2:$A$26,1)+1)-INDEX('Shultis Faw'!$D$2:$D$26,MATCH($C102,'Shultis Faw'!$A$2:$A$26,1)))/(INDEX('Shultis Faw'!$A$2:$A$26,MATCH($C102,'Shultis Faw'!$A$2:$A$26,1)+1)-INDEX('Shultis Faw'!$A$2:$A$26,MATCH($C102,'Shultis Faw'!$A$2:$A$26,1))),$C102*'Shultis Faw'!$D$2/'Shultis Faw'!$A$2)","v":1.0988224899999999},{"$f":"_xlfn.IFNA(INDEX('Shultis Faw'!$B$2:$B$26,MATCH($C102,'Shultis Faw'!$A$2:$A$26,1))+($C102-INDEX('Shultis Faw'!$A$2:$A$26,MATCH($C102,'Shultis Faw'!$A$2:$A$26,1)))*(INDEX('Shultis Faw'!$B$2:$B$26,MATCH($C102,'Shultis Faw'!$A$2:$A$26,1)+1)-INDEX('Shultis Faw'!$B$2:$B$26,MATCH($C102,'Shultis Faw'!$A$2:$A$26,1)))/(INDEX('Shultis Faw'!$A$2:$A$26,MATCH($C102,'Shultis Faw'!$A$2:$A$26,1)+1)-INDEX('Shultis Faw'!$A$2:$A$26,MATCH($C102,'Shultis Faw'!$A$2:$A$26,1))),$C102*'Shultis Faw'!$B$2/'Shultis Faw'!$A$2)","v":-1.3942740000000009E-2},{"$f":"_xlfn.IFNA(INDEX('Shultis Faw'!$E$2:$E$26,MATCH($C102,'Shultis Faw'!$A$2:$A$26,1))+($C102-INDEX('Shultis Faw'!$A$2:$A$26,MATCH($C102,'Shultis Faw'!$A$2:$A$26,1)))*(INDEX('Shultis Faw'!$E$2:$E$26,MATCH($C102,'Shultis Faw'!$A$2:$A$26,1)+1)-INDEX('Shultis Faw'!$E$2:$E$26,MATCH($C102,'Shultis Faw'!$A$2:$A$26,1)))/(INDEX('Shultis Faw'!$A$2:$A$26,MATCH($C102,'Shultis Faw'!$A$2:$A$26,1)+1)-INDEX('Shultis Faw'!$A$2:$A$26,MATCH($C102,'Shultis Faw'!$A$2:$A$26,1))),$C102*'Shultis Faw'!$E$2/'Shultis Faw'!$A$2)","v":4.7690499999999275E-4},{"$f":"_xlfn.IFNA(INDEX('Shultis Faw'!$F$2:$F$26,MATCH($C102,'Shultis Faw'!$A$2:$A$26,1))+($C102-INDEX('Shultis Faw'!$A$2:$A$26,MATCH($C102,'Shultis Faw'!$A$2:$A$26,1)))*(INDEX('Shultis Faw'!$F$2:$F$26,MATCH($C102,'Shultis Faw'!$A$2:$A$26,1)+1)-INDEX('Shultis Faw'!$F$2:$F$26,MATCH($C102,'Shultis Faw'!$A$2:$A$26,1)))/(INDEX('Shultis Faw'!$A$2:$A$26,MATCH($C102,'Shultis Faw'!$A$2:$A$26,1)+1)-INDEX('Shultis Faw'!$A$2:$A$26,MATCH($C102,'Shultis Faw'!$A$2:$A$26,1))),$C102*'Shultis Faw'!$F$2/'Shultis Faw'!$A$2)","v":11.746813100000001},{"$f":"J102*(H102*'Externe blootstelling'!$D$23/2)^K102+L102*(TANH(((H102*'Externe blootstelling'!$D$23)/(2*M102))-2)-TANH(-2))/(1-TANH(-2))","v":1.0774654665974233},{"$f":"IF(N102=1,1+(I102-1)*H102*'Externe blootstelling'!$D$23/2,1+(I102-1)*(N102^(H102*'Externe blootstelling'!$D$23/2)-1)/(N102-1))","v":12.156065774755827},{"$f":"G102*EXP(-H102*'Externe blootstelling'!$D$23/2)*O102","v":1.4751805153632145E-2}]
[null,"X-ray",4.0118599999999997E-2,6.4189759999999992E-15,0.377,{"$f":"_xlfn.IFNA(INDEX('hp (pSv cm2)'!$B$2:$B$52,MATCH($C103,'hp (pSv cm2)'!$A$2:$A$52,1))+($C103-INDEX('hp (pSv cm2)'!$A$2:$A$52,MATCH($C103,'hp (pSv cm2)'!$A$2:$A$52,1)))*(INDEX('hp (pSv cm2)'!$B$2:$B$52,MATCH($C103,'hp (pSv cm2)'!$A$2:$A$52,1)+1)-INDEX('hp (pSv cm2)'!$B$2:$B$52,MATCH($C103,'hp (pSv cm2)'!$A$2:$A$52,1)))/(INDEX('hp (pSv cm2)'!$A$2:$A$52,MATCH($C103,'hp (pSv cm2)'!$A$2:$A$52,1)+1)-INDEX('hp (pSv cm2)'!$A$2:$A$52,MATCH($C103,'hp (pSv cm2)'!$A$2:$A$52,1))),$C103*'hp (pSv cm2)'!$B$2/'hp (pSv cm2)'!$A$2)","v":0.35022534},0.13203495318,{"$f":"_xlfn.IFNA(0.997*(INDEX('Mass attenuation coefficients'!$B$2:$B$37,MATCH($C103,'Mass attenuation coefficients'!$A$2:$A$37,1))+($C103-INDEX('Mass attenuation coefficients'!$A$2:$A$37,MATCH($C103,'Mass attenuation coefficients'!$A$2:$A$37,1)))*(INDEX('Mass attenuation coefficients'!$B$2:$B$37,MATCH($C103,'Mass attenuation coefficients'!$A$2:$A$37,1)+1)-INDEX('Mass attenuation coefficients'!$B$2:$B$37,MATCH($C103,'Mass attenuation coefficients'!$A$2:$A$37,1)))/(INDEX('Mass attenuation coefficients'!$A$2:$A$37,MATCH($C103,'Mass attenuation coefficients'!$A$2:$A$37,1)+1)-INDEX('Mass attenuation coefficients'!$A$2:$A$37,MATCH($C103,'Mass attenuation coefficients'!$A$2:$A$37,1)))),0.997*$C103*'Mass attenuation coefficients'!$B$2/'Mass attenuation coefficients'!$A$2)","v":0.26700556901200001},{"$f":"_xlfn.IFNA(INDEX('Shultis Faw'!$C$2:$C$26,MATCH($C103,'Shultis Faw'!$A$2:$A$26,1))+($C103-INDEX('Shultis Faw'!$A$2:$A$26,MATCH($C103,'Shultis Faw'!$A$2:$A$26,1)))*(INDEX('Shultis Faw'!$C$2:$C$26,MATCH($C103,'Shultis Faw'!$A$2:$A$26,1)+1)-INDEX('Shultis Faw'!$C$2:$C$26,MATCH($C103,'Shultis Faw'!$A$2:$A$26,1)))/(INDEX('Shultis Faw'!$A$2:$A$26,MATCH($C103,'Shultis Faw'!$A$2:$A$26,1)+1)-INDEX('Shultis Faw'!$A$2:$A$26,MATCH($C103,'Shultis Faw'!$A$2:$A$26,1))),$C103*'Shultis Faw'!$C$2/'Shultis Faw'!$A$2)","v":3.4886702399999994},{"$f":"_xlfn.IFNA(INDEX('Shultis Faw'!$D$2:$D$26,MATCH($C103,'Shultis Faw'!$A$2:$A$26,1))+($C103-INDEX('Shultis Faw'!$A$2:$A$26,MATCH($C103,'Shultis Faw'!$A$2:$A$26,1)))*(INDEX('Shultis Faw'!$D$2:$D$26,MATCH($C103,'Shultis Faw'!$A$2:$A$26,1)+1)-INDEX('Shultis Faw'!$D$2:$D$26,MATCH($C103,'Shultis Faw'!$A$2:$A$26,1)))/(INDEX('Shultis Faw'!$A$2:$A$26,MATCH($C103,'Shultis Faw'!$A$2:$A$26,1)+1)-INDEX('Shultis Faw'!$A$2:$A$26,MATCH($C103,'Shultis Faw'!$A$2:$A$26,1))),$C103*'Shultis Faw'!$D$2/'Shultis Faw'!$A$2)","v":1.1210323999999998},{"$f":"_xlfn.IFNA(INDEX('Shultis Faw'!$B$2:$B$26,MATCH($C103,'Shultis Faw'!$A$2:$A$26,1))+($C103-INDEX('Shultis Faw'!$A$2:$A$26,MATCH($C103,'Shultis Faw'!$A$2:$A$26,1)))*(INDEX('Shultis Faw'!$B$2:$B$26,MATCH($C103,'Shultis Faw'!$A$2:$A$26,1)+1)-INDEX('Shultis Faw'!$B$2:$B$26,MATCH($C103,'Shultis Faw'!$A$2:$A$26,1)))/(INDEX('Shultis Faw'!$A$2:$A$26,MATCH($C103,'Shultis Faw'!$A$2:$A$26,1)+1)-INDEX('Shultis Faw'!$A$2:$A$26,MATCH($C103,'Shultis Faw'!$A$2:$A$26,1))),$C103*'Shultis Faw'!$B$2/'Shultis Faw'!$A$2)","v":-1.9770899999999977E-2},{"$f":"_xlfn.IFNA(INDEX('Shultis Faw'!$E$2:$E$26,MATCH($C103,'Shultis Faw'!$A$2:$A$26,1))+($C103-INDEX('Shultis Faw'!$A$2:$A$26,MATCH($C103,'Shultis Faw'!$A$2:$A$26,1)))*(INDEX('Shultis Faw'!$E$2:$E$26,MATCH($C103,'Shultis Faw'!$A$2:$A$26,1)+1)-INDEX('Shultis Faw'!$E$2:$E$26,MATCH($C103,'Shultis Faw'!$A$2:$A$26,1)))/(INDEX('Shultis Faw'!$A$2:$A$26,MATCH($C103,'Shultis Faw'!$A$2:$A$26,1)+1)-INDEX('Shultis Faw'!$A$2:$A$26,MATCH($C103,'Shultis Faw'!$A$2:$A$26,1))),$C103*'Shultis Faw'!$E$2/'Shultis Faw'!$A$2)","v":2.9735899999999886E-3},{"$f":"_xlfn.IFNA(INDEX('Shultis Faw'!$F$2:$F$26,MATCH($C103,'Shultis Faw'!$A$2:$A$26,1))+($C103-INDEX('Shultis Faw'!$A$2:$A$26,MATCH($C103,'Shultis Faw'!$A$2:$A$26,1)))*(INDEX('Shultis Faw'!$F$2:$F$26,MATCH($C103,'Shultis Faw'!$A$2:$A$26,1)+1)-INDEX('Shultis Faw'!$F$2:$F$26,MATCH($C103,'Shultis Faw'!$A$2:$A$26,1)))/(INDEX('Shultis Faw'!$A$2:$A$26,MATCH($C103,'Shultis Faw'!$A$2:$A$26,1)+1)-INDEX('Shultis Faw'!$A$2:$A$26,MATCH($C103,'Shultis Faw'!$A$2:$A$26,1))),$C103*'Shultis Faw'!$F$2/'Shultis Faw'!$A$2)","v":11.693126999999999},{"$f":"J103*(H103*'Externe blootstelling'!$D$23/2)^K103+L103*(TANH(((H103*'Externe blootstelling'!$D$23)/(2*M103))-2)-TANH(-2))/(1-TANH(-2))","v":1.0907483848658424},{"$f":"IF(N103=1,1+(I103-1)*H103*'Externe blootstelling'!$D$23/2,1+(I103-1)*(N103^(H103*'Externe blootstelling'!$D$23/2)-1)/(N103-1))","v":12.410721791894956},{"$f":"G103*EXP(-H103*'Externe blootstelling'!$D$23/2)*O103","v":2.9860720133495978E-2}]
[null,"X-ray",4.2309300000000001E-2,6.7694879999999998E-15,2.4299999999999999E-3,{"$f":"_xlfn.IFNA(INDEX('hp (pSv cm2)'!$B$2:$B$52,MATCH($C104,'hp (pSv cm2)'!$A$2:$A$52,1))+($C104-INDEX('hp (pSv cm2)'!$A$2:$A$52,MATCH($C104,'hp (pSv cm2)'!$A$2:$A$52,1)))*(INDEX('hp (pSv cm2)'!$B$2:$B$52,MATCH($C104,'hp (pSv cm2)'!$A$2:$A$52,1)+1)-INDEX('hp (pSv cm2)'!$B$2:$B$52,MATCH($C104,'hp (pSv cm2)'!$A$2:$A$52,1)))/(INDEX('hp (pSv cm2)'!$A$2:$A$52,MATCH($C104,'hp (pSv cm2)'!$A$2:$A$52,1)+1)-INDEX('hp (pSv cm2)'!$A$2:$A$52,MATCH($C104,'hp (pSv cm2)'!$A$2:$A$52,1))),$C104*'hp (pSv cm2)'!$B$2/'hp (pSv cm2)'!$A$2)","v":0.35438766999999999},8.6116203809999989E-4,{"$f":"_xlfn.IFNA(0.997*(INDEX('Mass attenuation coefficients'!$B$2:$B$37,MATCH($C104,'Mass attenuation coefficients'!$A$2:$A$37,1))+($C104-INDEX('Mass attenuation coefficients'!$A$2:$A$37,MATCH($C104,'Mass attenuation coefficients'!$A$2:$A$37,1)))*(INDEX('Mass attenuation coefficients'!$B$2:$B$37,MATCH($C104,'Mass attenuation coefficients'!$A$2:$A$37,1)+1)-INDEX('Mass attenuation coefficients'!$B$2:$B$37,MATCH($C104,'Mass attenuation coefficients'!$A$2:$A$37,1)))/(INDEX('Mass attenuation coefficients'!$A$2:$A$37,MATCH($C104,'Mass attenuation coefficients'!$A$2:$A$37,1)+1)-INDEX('Mass attenuation coefficients'!$A$2:$A$37,MATCH($C104,'Mass attenuation coefficients'!$A$2:$A$37,1)))),0.997*$C104*'Mass attenuation coefficients'!$B$2/'Mass attenuation coefficients'!$A$2)","v":0.25796327950600001},{"$f":"_xlfn.IFNA(INDEX('Shultis Faw'!$C$2:$C$26,MATCH($C104,'Shultis Faw'!$A$2:$A$26,1))+($C104-INDEX('Shultis Faw'!$A$2:$A$26,MATCH($C104,'Shultis Faw'!$A$2:$A$26,1)))*(INDEX('Shultis Faw'!$C$2:$C$26,MATCH($C104,'Shultis Faw'!$A$2:$A$26,1)+1)-INDEX('Shultis Faw'!$C$2:$C$26,MATCH($C104,'Shultis Faw'!$A$2:$A$26,1)))/(INDEX('Shultis Faw'!$A$2:$A$26,MATCH($C104,'Shultis Faw'!$A$2:$A$26,1)+1)-INDEX('Shultis Faw'!$A$2:$A$26,MATCH($C104,'Shultis Faw'!$A$2:$A$26,1))),$C104*'Shultis Faw'!$C$2/'Shultis Faw'!$A$2)","v":3.7042351199999999},{"$f":"_xlfn.IFNA(INDEX('Shultis Faw'!$D$2:$D$26,MATCH($C104,'Shultis Faw'!$A$2:$A$26,1))+($C104-INDEX('Shultis Faw'!$A$2:$A$26,MATCH($C104,'Shultis Faw'!$A$2:$A$26,1)))*(INDEX('Shultis Faw'!$D$2:$D$26,MATCH($C104,'Shultis Faw'!$A$2:$A$26,1)+1)-INDEX('Shultis Faw'!$D$2:$D$26,MATCH($C104,'Shultis Faw'!$A$2:$A$26,1)))/(INDEX('Shultis Faw'!$A$2:$A$26,MATCH($C104,'Shultis Faw'!$A$2:$A$26,1)+1)-INDEX('Shultis Faw'!$A$2:$A$26,MATCH($C104,'Shultis Faw'!$A$2:$A$26,1))),$C104*'Shultis Faw'!$D$2/'Shultis Faw'!$A$2)","v":1.1955161999999999},{"$f":"_xlfn.IFNA(INDEX('Shultis Faw'!$B$2:$B$26,MATCH($C104,'Shultis Faw'!$A$2:$A$26,1))+($C104-INDEX('Shultis Faw'!$A$2:$A$26,MATCH($C104,'Shultis Faw'!$A$2:$A$26,1)))*(INDEX('Shultis Faw'!$B$2:$B$26,MATCH($C104,'Shultis Faw'!$A$2:$A$26,1)+1)-INDEX('Shultis Faw'!$B$2:$B$26,MATCH($C104,'Shultis Faw'!$A$2:$A$26,1)))/(INDEX('Shultis Faw'!$A$2:$A$26,MATCH($C104,'Shultis Faw'!$A$2:$A$26,1)+1)-INDEX('Shultis Faw'!$A$2:$A$26,MATCH($C104,'Shultis Faw'!$A$2:$A$26,1))),$C104*'Shultis Faw'!$B$2/'Shultis Faw'!$A$2)","v":-3.4010449999999998E-2},{"$f":"_xlfn.IFNA(INDEX('Shultis Faw'!$E$2:$E$26,MATCH($C104,'Shultis Faw'!$A$2:$A$26,1))+($C104-INDEX('Shultis Faw'!$A$2:$A$26,MATCH($C104,'Shultis Faw'!$A$2:$A$26,1)))*(INDEX('Shultis Faw'!$E$2:$E$26,MATCH($C104,'Shultis Faw'!$A$2:$A$26,1)+1)-INDEX('Shultis Faw'!$E$2:$E$26,MATCH($C104,'Shultis Faw'!$A$2:$A$26,1)))/(INDEX('Shultis Faw'!$A$2:$A$26,MATCH($C104,'Shultis Faw'!$A$2:$A$26,1)+1)-INDEX('Shultis Faw'!$A$2:$A$26,MATCH($C104,'Shultis Faw'!$A$2:$A$26,1))),$C104*'Shultis Faw'!$E$2/'Shultis Faw'!$A$2)","v":9.8742949999999999E-3},{"$f":"_xlfn.IFNA(INDEX('Shultis Faw'!$F$2:$F$26,MATCH($C104,'Shultis Faw'!$A$2:$A$26,1))+($C104-INDEX('Shultis Faw'!$A$2:$A$26,MATCH($C104,'Shultis Faw'!$A$2:$A$26,1)))*(INDEX('Shultis Faw'!$F$2:$F$26,MATCH($C104,'Shultis Faw'!$A$2:$A$26,1)+1)-INDEX('Shultis Faw'!$F$2:$F$26,MATCH($C104,'Shultis Faw'!$A$2:$A$26,1)))/(INDEX('Shultis Faw'!$A$2:$A$26,MATCH($C104,'Shultis Faw'!$A$2:$A$26,1)+1)-INDEX('Shultis Faw'!$A$2:$A$26,MATCH($C104,'Shultis Faw'!$A$2:$A$26,1))),$C104*'Shultis Faw'!$F$2/'Shultis Faw'!$A$2)","v":12.1203135},{"$f":"J104*(H104*'Externe blootstelling'!$D$23/2)^K104+L104*(TANH(((H104*'Externe blootstelling'!$D$23)/(2*M104))-2)-TANH(-2))/(1-TANH(-2))","v":1.1419015577600384},{"$f":"IF(N104=1,1+(I104-1)*H104*'Externe blootstelling'!$D$23/2,1+(I104-1)*(N104^(H104*'Externe blootstelling'!$D$23/2)-1)/(N104-1))","v":13.788409058223271},{"$f":"G104*EXP(-H104*'Externe blootstelling'!$D$23/2)*O104","v":2.4780987215451867E-4}]
[null,"X-ray",4.2996699999999999E-2,6.8794719999999994E-15,4.3699999999999998E-3,{"$f":"_xlfn.IFNA(INDEX('hp (pSv cm2)'!$B$2:$B$52,MATCH($C105,'hp (pSv cm2)'!$A$2:$A$52,1))+($C105-INDEX('hp (pSv cm2)'!$A$2:$A$52,MATCH($C105,'hp (pSv cm2)'!$A$2:$A$52,1)))*(INDEX('hp (pSv cm2)'!$B$2:$B$52,MATCH($C105,'hp (pSv cm2)'!$A$2:$A$52,1)+1)-INDEX('hp (pSv cm2)'!$B$2:$B$52,MATCH($C105,'hp (pSv cm2)'!$A$2:$A$52,1)))/(INDEX('hp (pSv cm2)'!$A$2:$A$52,MATCH($C105,'hp (pSv cm2)'!$A$2:$A$52,1)+1)-INDEX('hp (pSv cm2)'!$A$2:$A$52,MATCH($C105,'hp (pSv cm2)'!$A$2:$A$52,1))),$C105*'hp (pSv cm2)'!$B$2/'hp (pSv cm2)'!$A$2)","v":0.35569372999999999},1.5543816000999999E-3,{"$f":"_xlfn.IFNA(0.997*(INDEX('Mass attenuation coefficients'!$B$2:$B$37,MATCH($C105,'Mass attenuation coefficients'!$A$2:$A$37,1))+($C105-INDEX('Mass attenuation coefficients'!$A$2:$A$37,MATCH($C105,'Mass attenuation coefficients'!$A$2:$A$37,1)))*(INDEX('Mass attenuation coefficients'!$B$2:$B$37,MATCH($C105,'Mass attenuation coefficients'!$A$2:$A$37,1)+1)-INDEX('Mass attenuation coefficients'!$B$2:$B$37,MATCH($C105,'Mass attenuation coefficients'!$A$2:$A$37,1)))/(INDEX('Mass attenuation coefficients'!$A$2:$A$37,MATCH($C105,'Mass attenuation coefficients'!$A$2:$A$37,1)+1)-INDEX('Mass attenuation coefficients'!$A$2:$A$37,MATCH($C105,'Mass attenuation coefficients'!$A$2:$A$37,1)))),0.997*$C105*'Mass attenuation coefficients'!$B$2/'Mass attenuation coefficients'!$A$2)","v":0.25512598101400003},{"$f":"_xlfn.IFNA(INDEX('Shultis Faw'!$C$2:$C$26,MATCH($C105,'Shultis Faw'!$A$2:$A$26,1))+($C105-INDEX('Shultis Faw'!$A$2:$A$26,MATCH($C105,'Shultis Faw'!$A$2:$A$26,1)))*(INDEX('Shultis Faw'!$C$2:$C$26,MATCH($C105,'Shultis Faw'!$A$2:$A$26,1)+1)-INDEX('Shultis Faw'!$C$2:$C$26,MATCH($C105,'Shultis Faw'!$A$2:$A$26,1)))/(INDEX('Shultis Faw'!$A$2:$A$26,MATCH($C105,'Shultis Faw'!$A$2:$A$26,1)+1)-INDEX('Shultis Faw'!$A$2:$A$26,MATCH($C105,'Shultis Faw'!$A$2:$A$26,1))),$C105*'Shultis Faw'!$C$2/'Shultis Faw'!$A$2)","v":3.7718752799999997},{"$f":"_xlfn.IFNA(INDEX('Shultis Faw'!$D$2:$D$26,MATCH($C105,'Shultis Faw'!$A$2:$A$26,1))+($C105-INDEX('Shultis Faw'!$A$2:$A$26,MATCH($C105,'Shultis Faw'!$A$2:$A$26,1)))*(INDEX('Shultis Faw'!$D$2:$D$26,MATCH($C105,'Shultis Faw'!$A$2:$A$26,1)+1)-INDEX('Shultis Faw'!$D$2:$D$26,MATCH($C105,'Shultis Faw'!$A$2:$A$26,1)))/(INDEX('Shultis Faw'!$A$2:$A$26,MATCH($C105,'Shultis Faw'!$A$2:$A$26,1)+1)-INDEX('Shultis Faw'!$A$2:$A$26,MATCH($C105,'Shultis Faw'!$A$2:$A$26,1))),$C105*'Shultis Faw'!$D$2/'Shultis Faw'!$A$2)","v":1.2188877999999999},{"$f":"_xlfn.IFNA(INDEX('Shultis Faw'!$B$2:$B$26,MATCH($C105,'Shultis Faw'!$A$2:$A$26,1))+($C105-INDEX('Shultis Faw'!$A$2:$A$26,MATCH($C105,'Shultis Faw'!$A$2:$A$26,1)))*(INDEX('Shultis Faw'!$B$2:$B$26,MATCH($C105,'Shultis Faw'!$A$2:$A$26,1)+1)-INDEX('Shultis Faw'!$B$2:$B$26,MATCH($C105,'Shultis Faw'!$A$2:$A$26,1)))/(INDEX('Shultis Faw'!$A$2:$A$26,MATCH($C105,'Shultis Faw'!$A$2:$A$26,1)+1)-INDEX('Shultis Faw'!$A$2:$A$26,MATCH($C105,'Shultis Faw'!$A$2:$A$26,1))),$C105*'Shultis Faw'!$B$2/'Shultis Faw'!$A$2)","v":-3.8478549999999986E-2},{"$f":"_xlfn.IFNA(INDEX('Shultis Faw'!$E$2:$E$26,MATCH($C105,'Shultis Faw'!$A$2:$A$26,1))+($C105-INDEX('Shultis Faw'!$A$2:$A$26,MATCH($C105,'Shultis Faw'!$A$2:$A$26,1)))*(INDEX('Shultis Faw'!$E$2:$E$26,MATCH($C105,'Shultis Faw'!$A$2:$A$26,1)+1)-INDEX('Shultis Faw'!$E$2:$E$26,MATCH($C105,'Shultis Faw'!$A$2:$A$26,1)))/(INDEX('Shultis Faw'!$A$2:$A$26,MATCH($C105,'Shultis Faw'!$A$2:$A$26,1)+1)-INDEX('Shultis Faw'!$A$2:$A$26,MATCH($C105,'Shultis Faw'!$A$2:$A$26,1))),$C105*'Shultis Faw'!$E$2/'Shultis Faw'!$A$2)","v":1.2039604999999991E-2},{"$f":"_xlfn.IFNA(INDEX('Shultis Faw'!$F$2:$F$26,MATCH($C105,'Shultis Faw'!$A$2:$A$26,1))+($C105-INDEX('Shultis Faw'!$A$2:$A$26,MATCH($C105,'Shultis Faw'!$A$2:$A$26,1)))*(INDEX('Shultis Faw'!$F$2:$F$26,MATCH($C105,'Shultis Faw'!$A$2:$A$26,1)+1)-INDEX('Shultis Faw'!$F$2:$F$26,MATCH($C105,'Shultis Faw'!$A$2:$A$26,1)))/(INDEX('Shultis Faw'!$A$2:$A$26,MATCH($C105,'Shultis Faw'!$A$2:$A$26,1)+1)-INDEX('Shultis Faw'!$A$2:$A$26,MATCH($C105,'Shultis Faw'!$A$2:$A$26,1))),$C105*'Shultis Faw'!$F$2/'Shultis Faw'!$A$2)","v":12.2543565},{"$f":"J105*(H105*'Externe blootstelling'!$D$23/2)^K105+L105*(TANH(((H105*'Externe blootstelling'!$D$23)/(2*M105))-2)-TANH(-2))/(1-TANH(-2))","v":1.1577267067068724},{"$f":"IF(N105=1,1+(I105-1)*H105*'Externe blootstelling'!$D$23/2,1+(I105-1)*(N105^(H105*'Externe blootstelling'!$D$23/2)-1)/(N105-1))","v":14.207022019963924},{"$f":"G105*EXP(-H105*'Externe blootstelling'!$D$23/2)*O105","v":4.8090978546495036E-4}]
[null,"X-ray",4.5477699999999996E-2,7.2764319999999986E-15,0.11779999999999999,{"$f":"_xlfn.IFNA(INDEX('hp (pSv cm2)'!$B$2:$B$52,MATCH($C106,'hp (pSv cm2)'!$A$2:$A$52,1))+($C106-INDEX('hp (pSv cm2)'!$A$2:$A$52,MATCH($C106,'hp (pSv cm2)'!$A$2:$A$52,1)))*(INDEX('hp (pSv cm2)'!$B$2:$B$52,MATCH($C106,'hp (pSv cm2)'!$A$2:$A$52,1)+1)-INDEX('hp (pSv cm2)'!$B$2:$B$52,MATCH($C106,'hp (pSv cm2)'!$A$2:$A$52,1)))/(INDEX('hp (pSv cm2)'!$A$2:$A$52,MATCH($C106,'hp (pSv cm2)'!$A$2:$A$52,1)+1)-INDEX('hp (pSv cm2)'!$A$2:$A$52,MATCH($C106,'hp (pSv cm2)'!$A$2:$A$52,1))),$C106*'hp (pSv cm2)'!$B$2/'hp (pSv cm2)'!$A$2)","v":0.36040762999999998},4.2456018813999991E-2,{"$f":"_xlfn.IFNA(0.997*(INDEX('Mass attenuation coefficients'!$B$2:$B$37,MATCH($C106,'Mass attenuation coefficients'!$A$2:$A$37,1))+($C106-INDEX('Mass attenuation coefficients'!$A$2:$A$37,MATCH($C106,'Mass attenuation coefficients'!$A$2:$A$37,1)))*(INDEX('Mass attenuation coefficients'!$B$2:$B$37,MATCH($C106,'Mass attenuation coefficients'!$A$2:$A$37,1)+1)-INDEX('Mass attenuation coefficients'!$B$2:$B$37,MATCH($C106,'Mass attenuation coefficients'!$A$2:$A$37,1)))/(INDEX('Mass attenuation coefficients'!$A$2:$A$37,MATCH($C106,'Mass attenuation coefficients'!$A$2:$A$37,1)+1)-INDEX('Mass attenuation coefficients'!$A$2:$A$37,MATCH($C106,'Mass attenuation coefficients'!$A$2:$A$37,1)))),0.997*$C106*'Mass attenuation coefficients'!$B$2/'Mass attenuation coefficients'!$A$2)","v":0.244885455034},{"$f":"_xlfn.IFNA(INDEX('Shultis Faw'!$C$2:$C$26,MATCH($C106,'Shultis Faw'!$A$2:$A$26,1))+($C106-INDEX('Shultis Faw'!$A$2:$A$26,MATCH($C106,'Shultis Faw'!$A$2:$A$26,1)))*(INDEX('Shultis Faw'!$C$2:$C$26,MATCH($C106,'Shultis Faw'!$A$2:$A$26,1)+1)-INDEX('Shultis Faw'!$C$2:$C$26,MATCH($C106,'Shultis Faw'!$A$2:$A$26,1)))/(INDEX('Shultis Faw'!$A$2:$A$26,MATCH($C106,'Shultis Faw'!$A$2:$A$26,1)+1)-INDEX('Shultis Faw'!$A$2:$A$26,MATCH($C106,'Shultis Faw'!$A$2:$A$26,1))),$C106*'Shultis Faw'!$C$2/'Shultis Faw'!$A$2)","v":4.0160056799999992},{"$f":"_xlfn.IFNA(INDEX('Shultis Faw'!$D$2:$D$26,MATCH($C106,'Shultis Faw'!$A$2:$A$26,1))+($C106-INDEX('Shultis Faw'!$A$2:$A$26,MATCH($C106,'Shultis Faw'!$A$2:$A$26,1)))*(INDEX('Shultis Faw'!$D$2:$D$26,MATCH($C106,'Shultis Faw'!$A$2:$A$26,1)+1)-INDEX('Shultis Faw'!$D$2:$D$26,MATCH($C106,'Shultis Faw'!$A$2:$A$26,1)))/(INDEX('Shultis Faw'!$A$2:$A$26,MATCH($C106,'Shultis Faw'!$A$2:$A$26,1)+1)-INDEX('Shultis Faw'!$A$2:$A$26,MATCH($C106,'Shultis Faw'!$A$2:$A$26,1))),$C106*'Shultis Faw'!$D$2/'Shultis Faw'!$A$2)","v":1.3032417999999999},{"$f":"_xlfn.IFNA(INDEX('Shultis Faw'!$B$2:$B$26,MATCH($C106,'Shultis Faw'!$A$2:$A$26,1))+($C106-INDEX('Shultis Faw'!$A$2:$A$26,MATCH($C106,'Shultis Faw'!$A$2:$A$26,1)))*(INDEX('Shultis Faw'!$B$2:$B$26,MATCH($C106,'Shultis Faw'!$A$2:$A$26,1)+1)-INDEX('Shultis Faw'!$B$2:$B$26,MATCH($C106,'Shultis Faw'!$A$2:$A$26,1)))/(INDEX('Shultis Faw'!$A$2:$A$26,MATCH($C106,'Shultis Faw'!$A$2:$A$26,1)+1)-INDEX('Shultis Faw'!$A$2:$A$26,MATCH($C106,'Shultis Faw'!$A$2:$A$26,1))),$C106*'Shultis Faw'!$B$2/'Shultis Faw'!$A$2)","v":-5.4605049999999961E-2},{"$f":"_xlfn.IFNA(INDEX('Shultis Faw'!$E$2:$E$26,MATCH($C106,'Shultis Faw'!$A$2:$A$26,1))+($C106-INDEX('Shultis Faw'!$A$2:$A$26,MATCH($C106,'Shultis Faw'!$A$2:$A$26,1)))*(INDEX('Shultis Faw'!$E$2:$E$26,MATCH($C106,'Shultis Faw'!$A$2:$A$26,1)+1)-INDEX('Shultis Faw'!$E$2:$E$26,MATCH($C106,'Shultis Faw'!$A$2:$A$26,1)))/(INDEX('Shultis Faw'!$A$2:$A$26,MATCH($C106,'Shultis Faw'!$A$2:$A$26,1)+1)-INDEX('Shultis Faw'!$A$2:$A$26,MATCH($C106,'Shultis Faw'!$A$2:$A$26,1))),$C106*'Shultis Faw'!$E$2/'Shultis Faw'!$A$2)","v":1.9854754999999981E-2},{"$f":"_xlfn.IFNA(INDEX('Shultis Faw'!$F$2:$F$26,MATCH($C106,'Shultis Faw'!$A$2:$A$26,1))+($C106-INDEX('Shultis Faw'!$A$2:$A$26,MATCH($C106,'Shultis Faw'!$A$2:$A$26,1)))*(INDEX('Shultis Faw'!$F$2:$F$26,MATCH($C106,'Shultis Faw'!$A$2:$A$26,1)+1)-INDEX('Shultis Faw'!$F$2:$F$26,MATCH($C106,'Shultis Faw'!$A$2:$A$26,1)))/(INDEX('Shultis Faw'!$A$2:$A$26,MATCH($C106,'Shultis Faw'!$A$2:$A$26,1)+1)-INDEX('Shultis Faw'!$A$2:$A$26,MATCH($C106,'Shultis Faw'!$A$2:$A$26,1))),$C106*'Shultis Faw'!$F$2/'Shultis Faw'!$A$2)","v":12.738151499999999},{"$f":"J106*(H106*'Externe blootstelling'!$D$23/2)^K106+L106*(TANH(((H106*'Externe blootstelling'!$D$23)/(2*M106))-2)-TANH(-2))/(1-TANH(-2))","v":1.2141391999680742},{"$f":"IF(N106=1,1+(I106-1)*H106*'Externe blootstelling'!$D$23/2,1+(I106-1)*(N106^(H106*'Externe blootstelling'!$D$23/2)-1)/(N106-1))","v":15.641855699267806},{"$f":"G106*EXP(-H106*'Externe blootstelling'!$D$23/2)*O106","v":1.6863259176109976E-2}]
[null,"X-ray",4.6697699999999995E-2,7.4716319999999983E-15,3.04E-2,{"$f":"_xlfn.IFNA(INDEX('hp (pSv cm2)'!$B$2:$B$52,MATCH($C107,'hp (pSv cm2)'!$A$2:$A$52,1))+($C107-INDEX('hp (pSv cm2)'!$A$2:$A$52,MATCH($C107,'hp (pSv cm2)'!$A$2:$A$52,1)))*(INDEX('hp (pSv cm2)'!$B$2:$B$52,MATCH($C107,'hp (pSv cm2)'!$A$2:$A$52,1)+1)-INDEX('hp (pSv cm2)'!$B$2:$B$52,MATCH($C107,'hp (pSv cm2)'!$A$2:$A$52,1)))/(INDEX('hp (pSv cm2)'!$A$2:$A$52,MATCH($C107,'hp (pSv cm2)'!$A$2:$A$52,1)+1)-INDEX('hp (pSv cm2)'!$A$2:$A$52,MATCH($C107,'hp (pSv cm2)'!$A$2:$A$52,1))),$C107*'hp (pSv cm2)'!$B$2/'hp (pSv cm2)'!$A$2)","v":0.36272562999999997},1.1026859151999999E-2,{"$f":"_xlfn.IFNA(0.997*(INDEX('Mass attenuation coefficients'!$B$2:$B$37,MATCH($C107,'Mass attenuation coefficients'!$A$2:$A$37,1))+($C107-INDEX('Mass attenuation coefficients'!$A$2:$A$37,MATCH($C107,'Mass attenuation coefficients'!$A$2:$A$37,1)))*(INDEX('Mass attenuation coefficients'!$B$2:$B$37,MATCH($C107,'Mass attenuation coefficients'!$A$2:$A$37,1)+1)-INDEX('Mass attenuation coefficients'!$B$2:$B$37,MATCH($C107,'Mass attenuation coefficients'!$A$2:$A$37,1)))/(INDEX('Mass attenuation coefficients'!$A$2:$A$37,MATCH($C107,'Mass attenuation coefficients'!$A$2:$A$37,1)+1)-INDEX('Mass attenuation coefficients'!$A$2:$A$37,MATCH($C107,'Mass attenuation coefficients'!$A$2:$A$37,1)))),0.997*$C107*'Mass attenuation coefficients'!$B$2/'Mass attenuation coefficients'!$A$2)","v":0.239849807434},{"$f":"_xlfn.IFNA(INDEX('Shultis Faw'!$C$2:$C$26,MATCH($C107,'Shultis Faw'!$A$2:$A$26,1))+($C107-INDEX('Shultis Faw'!$A$2:$A$26,MATCH($C107,'Shultis Faw'!$A$2:$A$26,1)))*(INDEX('Shultis Faw'!$C$2:$C$26,MATCH($C107,'Shultis Faw'!$A$2:$A$26,1)+1)-INDEX('Shultis Faw'!$C$2:$C$26,MATCH($C107,'Shultis Faw'!$A$2:$A$26,1)))/(INDEX('Shultis Faw'!$A$2:$A$26,MATCH($C107,'Shultis Faw'!$A$2:$A$26,1)+1)-INDEX('Shultis Faw'!$A$2:$A$26,MATCH($C107,'Shultis Faw'!$A$2:$A$26,1))),$C107*'Shultis Faw'!$C$2/'Shultis Faw'!$A$2)","v":4.1360536799999998},{"$f":"_xlfn.IFNA(INDEX('Shultis Faw'!$D$2:$D$26,MATCH($C107,'Shultis Faw'!$A$2:$A$26,1))+($C107-INDEX('Shultis Faw'!$A$2:$A$26,MATCH($C107,'Shultis Faw'!$A$2:$A$26,1)))*(INDEX('Shultis Faw'!$D$2:$D$26,MATCH($C107,'Shultis Faw'!$A$2:$A$26,1)+1)-INDEX('Shultis Faw'!$D$2:$D$26,MATCH($C107,'Shultis Faw'!$A$2:$A$26,1)))/(INDEX('Shultis Faw'!$A$2:$A$26,MATCH($C107,'Shultis Faw'!$A$2:$A$26,1)+1)-INDEX('Shultis Faw'!$A$2:$A$26,MATCH($C107,'Shultis Faw'!$A$2:$A$26,1))),$C107*'Shultis Faw'!$D$2/'Shultis Faw'!$A$2)","v":1.3447217999999999},{"$f":"_xlfn.IFNA(INDEX('Shultis Faw'!$B$2:$B$26,MATCH($C107,'Shultis Faw'!$A$2:$A$26,1))+($C107-INDEX('Shultis Faw'!$A$2:$A$26,MATCH($C107,'Shultis Faw'!$A$2:$A$26,1)))*(INDEX('Shultis Faw'!$B$2:$B$26,MATCH($C107,'Shultis Faw'!$A$2:$A$26,1)+1)-INDEX('Shultis Faw'!$B$2:$B$26,MATCH($C107,'Shultis Faw'!$A$2:$A$26,1)))/(INDEX('Shultis Faw'!$A$2:$A$26,MATCH($C107,'Shultis Faw'!$A$2:$A$26,1)+1)-INDEX('Shultis Faw'!$A$2:$A$26,MATCH($C107,'Shultis Faw'!$A$2:$A$26,1))),$C107*'Shultis Faw'!$B$2/'Shultis Faw'!$A$2)","v":-6.2535049999999953E-2},{"$f":"_xlfn.IFNA(INDEX('Shultis Faw'!$E$2:$E$26,MATCH($C107,'Shultis Faw'!$A$2:$A$26,1))+($C107-INDEX('Shultis Faw'!$A$2:$A$26,MATCH($C107,'Shultis Faw'!$A$2:$A$26,1)))*(INDEX('Shultis Faw'!$E$2:$E$26,MATCH($C107,'Shultis Faw'!$A$2:$A$26,1)+1)-INDEX('Shultis Faw'!$E$2:$E$26,MATCH($C107,'Shultis Faw'!$A$2:$A$26,1)))/(INDEX('Shultis Faw'!$A$2:$A$26,MATCH($C107,'Shultis Faw'!$A$2:$A$26,1)+1)-INDEX('Shultis Faw'!$A$2:$A$26,MATCH($C107,'Shultis Faw'!$A$2:$A$26,1))),$C107*'Shultis Faw'!$E$2/'Shultis Faw'!$A$2)","v":2.3697754999999973E-2},{"$f":"_xlfn.IFNA(INDEX('Shultis Faw'!$F$2:$F$26,MATCH($C107,'Shultis Faw'!$A$2:$A$26,1))+($C107-INDEX('Shultis Faw'!$A$2:$A$26,MATCH($C107,'Shultis Faw'!$A$2:$A$26,1)))*(INDEX('Shultis Faw'!$F$2:$F$26,MATCH($C107,'Shultis Faw'!$A$2:$A$26,1)+1)-INDEX('Shultis Faw'!$F$2:$F$26,MATCH($C107,'Shultis Faw'!$A$2:$A$26,1)))/(INDEX('Shultis Faw'!$A$2:$A$26,MATCH($C107,'Shultis Faw'!$A$2:$A$26,1)+1)-INDEX('Shultis Faw'!$A$2:$A$26,MATCH($C107,'Shultis Faw'!$A$2:$A$26,1))),$C107*'Shultis Faw'!$F$2/'Shultis Faw'!$A$2)","v":12.976051499999997},{"$f":"J107*(H107*'Externe blootstelling'!$D$23/2)^K107+L107*(TANH(((H107*'Externe blootstelling'!$D$23)/(2*M107))-2)-TANH(-2))/(1-TANH(-2))","v":1.2415668178380312},{"$f":"IF(N107=1,1+(I107-1)*H107*'Externe blootstelling'!$D$23/2,1+(I107-1)*(N107^(H107*'Externe blootstelling'!$D$23/2)-1)/(N107-1))","v":16.294440644800737},{"$f":"G107*EXP(-H107*'Externe blootstelling'!$D$23/2)*O107","v":4.92050373818953E-3}]
[null,"X-ray",4.8768700000000005E-2,7.8029919999999998E-15,1.3800000000000002E-3,{"$f":"_xlfn.IFNA(INDEX('hp (pSv cm2)'!$B$2:$B$52,MATCH($C108,'hp (pSv cm2)'!$A$2:$A$52,1))+($C108-INDEX('hp (pSv cm2)'!$A$2:$A$52,MATCH($C108,'hp (pSv cm2)'!$A$2:$A$52,1)))*(INDEX('hp (pSv cm2)'!$B$2:$B$52,MATCH($C108,'hp (pSv cm2)'!$A$2:$A$52,1)+1)-INDEX('hp (pSv cm2)'!$B$2:$B$52,MATCH($C108,'hp (pSv cm2)'!$A$2:$A$52,1)))/(INDEX('hp (pSv cm2)'!$A$2:$A$52,MATCH($C108,'hp (pSv cm2)'!$A$2:$A$52,1)+1)-INDEX('hp (pSv cm2)'!$A$2:$A$52,MATCH($C108,'hp (pSv cm2)'!$A$2:$A$52,1))),$C108*'hp (pSv cm2)'!$B$2/'hp (pSv cm2)'!$A$2)","v":0.36666052999999998},5.0599153140000008E-4,{"$f":"_xlfn.IFNA(0.997*(INDEX('Mass attenuation coefficients'!$B$2:$B$37,MATCH($C108,'Mass attenuation coefficients'!$A$2:$A$37,1))+($C108-INDEX('Mass attenuation coefficients'!$A$2:$A$37,MATCH($C108,'Mass attenuation coefficients'!$A$2:$A$37,1)))*(INDEX('Mass attenuation coefficients'!$B$2:$B$37,MATCH($C108,'Mass attenuation coefficients'!$A$2:$A$37,1)+1)-INDEX('Mass attenuation coefficients'!$B$2:$B$37,MATCH($C108,'Mass attenuation coefficients'!$A$2:$A$37,1)))/(INDEX('Mass attenuation coefficients'!$A$2:$A$37,MATCH($C108,'Mass attenuation coefficients'!$A$2:$A$37,1)+1)-INDEX('Mass attenuation coefficients'!$A$2:$A$37,MATCH($C108,'Mass attenuation coefficients'!$A$2:$A$37,1)))),0.997*$C108*'Mass attenuation coefficients'!$B$2/'Mass attenuation coefficients'!$A$2)","v":0.23130158925399999},{"$f":"_xlfn.IFNA(INDEX('Shultis Faw'!$C$2:$C$26,MATCH($C108,'Shultis Faw'!$A$2:$A$26,1))+($C108-INDEX('Shultis Faw'!$A$2:$A$26,MATCH($C108,'Shultis Faw'!$A$2:$A$26,1)))*(INDEX('Shultis Faw'!$C$2:$C$26,MATCH($C108,'Shultis Faw'!$A$2:$A$26,1)+1)-INDEX('Shultis Faw'!$C$2:$C$26,MATCH($C108,'Shultis Faw'!$A$2:$A$26,1)))/(INDEX('Shultis Faw'!$A$2:$A$26,MATCH($C108,'Shultis Faw'!$A$2:$A$26,1)+1)-INDEX('Shultis Faw'!$A$2:$A$26,MATCH($C108,'Shultis Faw'!$A$2:$A$26,1))),$C108*'Shultis Faw'!$C$2/'Shultis Faw'!$A$2)","v":4.3398400800000001},{"$f":"_xlfn.IFNA(INDEX('Shultis Faw'!$D$2:$D$26,MATCH($C108,'Shultis Faw'!$A$2:$A$26,1))+($C108-INDEX('Shultis Faw'!$A$2:$A$26,MATCH($C108,'Shultis Faw'!$A$2:$A$26,1)))*(INDEX('Shultis Faw'!$D$2:$D$26,MATCH($C108,'Shultis Faw'!$A$2:$A$26,1)+1)-INDEX('Shultis Faw'!$D$2:$D$26,MATCH($C108,'Shultis Faw'!$A$2:$A$26,1)))/(INDEX('Shultis Faw'!$A$2:$A$26,MATCH($C108,'Shultis Faw'!$A$2:$A$26,1)+1)-INDEX('Shultis Faw'!$A$2:$A$26,MATCH($C108,'Shultis Faw'!$A$2:$A$26,1))),$C108*'Shultis Faw'!$D$2/'Shultis Faw'!$A$2)","v":1.4151358000000003},{"$f":"_xlfn.IFNA(INDEX('Shultis Faw'!$B$2:$B$26,MATCH($C108,'Shultis Faw'!$A$2:$A$26,1))+($C108-INDEX('Shultis Faw'!$A$2:$A$26,MATCH($C108,'Shultis Faw'!$A$2:$A$26,1)))*(INDEX('Shultis Faw'!$B$2:$B$26,MATCH($C108,'Shultis Faw'!$A$2:$A$26,1)+1)-INDEX('Shultis Faw'!$B$2:$B$26,MATCH($C108,'Shultis Faw'!$A$2:$A$26,1)))/(INDEX('Shultis Faw'!$A$2:$A$26,MATCH($C108,'Shultis Faw'!$A$2:$A$26,1)+1)-INDEX('Shultis Faw'!$A$2:$A$26,MATCH($C108,'Shultis Faw'!$A$2:$A$26,1))),$C108*'Shultis Faw'!$B$2/'Shultis Faw'!$A$2)","v":-7.599655000000001E-2},{"$f":"_xlfn.IFNA(INDEX('Shultis Faw'!$E$2:$E$26,MATCH($C108,'Shultis Faw'!$A$2:$A$26,1))+($C108-INDEX('Shultis Faw'!$A$2:$A$26,MATCH($C108,'Shultis Faw'!$A$2:$A$26,1)))*(INDEX('Shultis Faw'!$E$2:$E$26,MATCH($C108,'Shultis Faw'!$A$2:$A$26,1)+1)-INDEX('Shultis Faw'!$E$2:$E$26,MATCH($C108,'Shultis Faw'!$A$2:$A$26,1)))/(INDEX('Shultis Faw'!$A$2:$A$26,MATCH($C108,'Shultis Faw'!$A$2:$A$26,1)+1)-INDEX('Shultis Faw'!$A$2:$A$26,MATCH($C108,'Shultis Faw'!$A$2:$A$26,1))),$C108*'Shultis Faw'!$E$2/'Shultis Faw'!$A$2)","v":3.0221405000000007E-2},{"$f":"_xlfn.IFNA(INDEX('Shultis Faw'!$F$2:$F$26,MATCH($C108,'Shultis Faw'!$A$2:$A$26,1))+($C108-INDEX('Shultis Faw'!$A$2:$A$26,MATCH($C108,'Shultis Faw'!$A$2:$A$26,1)))*(INDEX('Shultis Faw'!$F$2:$F$26,MATCH($C108,'Shultis Faw'!$A$2:$A$26,1)+1)-INDEX('Shultis Faw'!$F$2:$F$26,MATCH($C108,'Shultis Faw'!$A$2:$A$26,1)))/(INDEX('Shultis Faw'!$A$2:$A$26,MATCH($C108,'Shultis Faw'!$A$2:$A$26,1)+1)-INDEX('Shultis Faw'!$A$2:$A$26,MATCH($C108,'Shultis Faw'!$A$2:$A$26,1))),$C108*'Shultis Faw'!$F$2/'Shultis Faw'!$A$2)","v":13.379896499999999},{"$f":"J108*(H108*'Externe blootstelling'!$D$23/2)^K108+L108*(TANH(((H108*'Externe blootstelling'!$D$23)/(2*M108))-2)-TANH(-2))/(1-TANH(-2))","v":1.2878419791330469},{"$f":"IF(N108=1,1+(I108-1)*H108*'Externe blootstelling'!$D$23/2,1+(I108-1)*(N108^(H108*'Externe blootstelling'!$D$23/2)-1)/(N108-1))","v":17.30584429929776},{"$f":"G108*EXP(-H108*'Externe blootstelling'!$D$23/2)*O108","v":2.7260949753176616E-4}]
[null,"X-ray",5.0093000000000006E-2,8.0148800000000006E-15,3.6299999999999999E-4,{"$f":"_xlfn.IFNA(INDEX('hp (pSv cm2)'!$B$2:$B$52,MATCH($C109,'hp (pSv cm2)'!$A$2:$A$52,1))+($C109-INDEX('hp (pSv cm2)'!$A$2:$A$52,MATCH($C109,'hp (pSv cm2)'!$A$2:$A$52,1)))*(INDEX('hp (pSv cm2)'!$B$2:$B$52,MATCH($C109,'hp (pSv cm2)'!$A$2:$A$52,1)+1)-INDEX('hp (pSv cm2)'!$B$2:$B$52,MATCH($C109,'hp (pSv cm2)'!$A$2:$A$52,1)))/(INDEX('hp (pSv cm2)'!$A$2:$A$52,MATCH($C109,'hp (pSv cm2)'!$A$2:$A$52,1)+1)-INDEX('hp (pSv cm2)'!$A$2:$A$52,MATCH($C109,'hp (pSv cm2)'!$A$2:$A$52,1))),$C109*'hp (pSv cm2)'!$B$2/'hp (pSv cm2)'!$A$2)","v":0.36918600000000001},1.34014518E-4,{"$f":"_xlfn.IFNA(0.997*(INDEX('Mass attenuation coefficients'!$B$2:$B$37,MATCH($C109,'Mass attenuation coefficients'!$A$2:$A$37,1))+($C109-INDEX('Mass attenuation coefficients'!$A$2:$A$37,MATCH($C109,'Mass attenuation coefficients'!$A$2:$A$37,1)))*(INDEX('Mass attenuation coefficients'!$B$2:$B$37,MATCH($C109,'Mass attenuation coefficients'!$A$2:$A$37,1)+1)-INDEX('Mass attenuation coefficients'!$B$2:$B$37,MATCH($C109,'Mass attenuation coefficients'!$A$2:$A$37,1)))/(INDEX('Mass attenuation coefficients'!$A$2:$A$37,MATCH($C109,'Mass attenuation coefficients'!$A$2:$A$37,1)+1)-INDEX('Mass attenuation coefficients'!$A$2:$A$37,MATCH($C109,'Mass attenuation coefficients'!$A$2:$A$37,1)))),0.997*$C109*'Mass attenuation coefficients'!$B$2/'Mass attenuation coefficients'!$A$2)","v":0.22602458589999999},{"$f":"_xlfn.IFNA(INDEX('Shultis Faw'!$C$2:$C$26,MATCH($C109,'Shultis Faw'!$A$2:$A$26,1))+($C109-INDEX('Shultis Faw'!$A$2:$A$26,MATCH($C109,'Shultis Faw'!$A$2:$A$26,1)))*(INDEX('Shultis Faw'!$C$2:$C$26,MATCH($C109,'Shultis Faw'!$A$2:$A$26,1)+1)-INDEX('Shultis Faw'!$C$2:$C$26,MATCH($C109,'Shultis Faw'!$A$2:$A$26,1)))/(INDEX('Shultis Faw'!$A$2:$A$26,MATCH($C109,'Shultis Faw'!$A$2:$A$26,1)+1)-INDEX('Shultis Faw'!$A$2:$A$26,MATCH($C109,'Shultis Faw'!$A$2:$A$26,1))),$C109*'Shultis Faw'!$C$2/'Shultis Faw'!$A$2)","v":4.4658546000000001},{"$f":"_xlfn.IFNA(INDEX('Shultis Faw'!$D$2:$D$26,MATCH($C109,'Shultis Faw'!$A$2:$A$26,1))+($C109-INDEX('Shultis Faw'!$A$2:$A$26,MATCH($C109,'Shultis Faw'!$A$2:$A$26,1)))*(INDEX('Shultis Faw'!$D$2:$D$26,MATCH($C109,'Shultis Faw'!$A$2:$A$26,1)+1)-INDEX('Shultis Faw'!$D$2:$D$26,MATCH($C109,'Shultis Faw'!$A$2:$A$26,1)))/(INDEX('Shultis Faw'!$A$2:$A$26,MATCH($C109,'Shultis Faw'!$A$2:$A$26,1)+1)-INDEX('Shultis Faw'!$A$2:$A$26,MATCH($C109,'Shultis Faw'!$A$2:$A$26,1))),$C109*'Shultis Faw'!$D$2/'Shultis Faw'!$A$2)","v":1.4595389000000001},{"$f":"_xlfn.IFNA(INDEX('Shultis Faw'!$B$2:$B$26,MATCH($C109,'Shultis Faw'!$A$2:$A$26,1))+($C109-INDEX('Shultis Faw'!$A$2:$A$26,MATCH($C109,'Shultis Faw'!$A$2:$A$26,1)))*(INDEX('Shultis Faw'!$B$2:$B$26,MATCH($C109,'Shultis Faw'!$A$2:$A$26,1)+1)-INDEX('Shultis Faw'!$B$2:$B$26,MATCH($C109,'Shultis Faw'!$A$2:$A$26,1)))/(INDEX('Shultis Faw'!$A$2:$A$26,MATCH($C109,'Shultis Faw'!$A$2:$A$26,1)+1)-INDEX('Shultis Faw'!$A$2:$A$26,MATCH($C109,'Shultis Faw'!$A$2:$A$26,1))),$C109*'Shultis Faw'!$B$2/'Shultis Faw'!$A$2)","v":-8.4390600000000024E-2},{"$f":"_xlfn.IFNA(INDEX('Shultis Faw'!$E$2:$E$26,MATCH($C109,'Shultis Faw'!$A$2:$A$26,1))+($C109-INDEX('Shultis Faw'!$A$2:$A$26,MATCH($C109,'Shultis Faw'!$A$2:$A$26,1)))*(INDEX('Shultis Faw'!$E$2:$E$26,MATCH($C109,'Shultis Faw'!$A$2:$A$26,1)+1)-INDEX('Shultis Faw'!$E$2:$E$26,MATCH($C109,'Shultis Faw'!$A$2:$A$26,1)))/(INDEX('Shultis Faw'!$A$2:$A$26,MATCH($C109,'Shultis Faw'!$A$2:$A$26,1)+1)-INDEX('Shultis Faw'!$A$2:$A$26,MATCH($C109,'Shultis Faw'!$A$2:$A$26,1))),$C109*'Shultis Faw'!$E$2/'Shultis Faw'!$A$2)","v":3.4304600000000005E-2},{"$f":"_xlfn.IFNA(INDEX('Shultis Faw'!$F$2:$F$26,MATCH($C109,'Shultis Faw'!$A$2:$A$26,1))+($C109-INDEX('Shultis Faw'!$A$2:$A$26,MATCH($C109,'Shultis Faw'!$A$2:$A$26,1)))*(INDEX('Shultis Faw'!$F$2:$F$26,MATCH($C109,'Shultis Faw'!$A$2:$A$26,1)+1)-INDEX('Shultis Faw'!$F$2:$F$26,MATCH($C109,'Shultis Faw'!$A$2:$A$26,1)))/(INDEX('Shultis Faw'!$A$2:$A$26,MATCH($C109,'Shultis Faw'!$A$2:$A$26,1)+1)-INDEX('Shultis Faw'!$A$2:$A$26,MATCH($C109,'Shultis Faw'!$A$2:$A$26,1))),$C109*'Shultis Faw'!$F$2/'Shultis Faw'!$A$2)","v":13.620185999999999},{"$f":"J109*(H109*'Externe blootstelling'!$D$23/2)^K109+L109*(TANH(((H109*'Externe blootstelling'!$D$23)/(2*M109))-2)-TANH(-2))/(1-TANH(-2))","v":1.3170358509551454},{"$f":"IF(N109=1,1+(I109-1)*H109*'Externe blootstelling'!$D$23/2,1+(I109-1)*(N109^(H109*'Externe blootstelling'!$D$23/2)-1)/(N109-1))","v":17.876720269906688},{"$f":"G109*EXP(-H109*'Externe blootstelling'!$D$23/2)*O109","v":8.0727450448340549E-5}]
[null," g ",0.12178170000000001,1.9485072000000001E-14,0.28410000000000002,{"$f":"_xlfn.IFNA(INDEX('hp (pSv cm2)'!$B$2:$B$52,MATCH($C110,'hp (pSv cm2)'!$A$2:$A$52,1))+($C110-INDEX('hp (pSv cm2)'!$A$2:$A$52,MATCH($C110,'hp (pSv cm2)'!$A$2:$A$52,1)))*(INDEX('hp (pSv cm2)'!$B$2:$B$52,MATCH($C110,'hp (pSv cm2)'!$A$2:$A$52,1)+1)-INDEX('hp (pSv cm2)'!$B$2:$B$52,MATCH($C110,'hp (pSv cm2)'!$A$2:$A$52,1)))/(INDEX('hp (pSv cm2)'!$A$2:$A$52,MATCH($C110,'hp (pSv cm2)'!$A$2:$A$52,1)+1)-INDEX('hp (pSv cm2)'!$A$2:$A$52,MATCH($C110,'hp (pSv cm2)'!$A$2:$A$52,1))),$C110*'hp (pSv cm2)'!$B$2/'hp (pSv cm2)'!$A$2)","v":0.61776018600000004},0.17550566884260002,{"$f":"_xlfn.IFNA(0.997*(INDEX('Mass attenuation coefficients'!$B$2:$B$37,MATCH($C110,'Mass attenuation coefficients'!$A$2:$A$37,1))+($C110-INDEX('Mass attenuation coefficients'!$A$2:$A$37,MATCH($C110,'Mass attenuation coefficients'!$A$2:$A$37,1)))*(INDEX('Mass attenuation coefficients'!$B$2:$B$37,MATCH($C110,'Mass attenuation coefficients'!$A$2:$A$37,1)+1)-INDEX('Mass attenuation coefficients'!$B$2:$B$37,MATCH($C110,'Mass attenuation coefficients'!$A$2:$A$37,1)))/(INDEX('Mass attenuation coefficients'!$A$2:$A$37,MATCH($C110,'Mass attenuation coefficients'!$A$2:$A$37,1)+1)-INDEX('Mass attenuation coefficients'!$A$2:$A$37,MATCH($C110,'Mass attenuation coefficients'!$A$2:$A$37,1)))),0.997*$C110*'Mass attenuation coefficients'!$B$2/'Mass attenuation coefficients'!$A$2)","v":0.16141449262039997},{"$f":"_xlfn.IFNA(INDEX('Shultis Faw'!$C$2:$C$26,MATCH($C110,'Shultis Faw'!$A$2:$A$26,1))+($C110-INDEX('Shultis Faw'!$A$2:$A$26,MATCH($C110,'Shultis Faw'!$A$2:$A$26,1)))*(INDEX('Shultis Faw'!$C$2:$C$26,MATCH($C110,'Shultis Faw'!$A$2:$A$26,1)+1)-INDEX('Shultis Faw'!$C$2:$C$26,MATCH($C110,'Shultis Faw'!$A$2:$A$26,1)))/(INDEX('Shultis Faw'!$A$2:$A$26,MATCH($C110,'Shultis Faw'!$A$2:$A$26,1)+1)-INDEX('Shultis Faw'!$A$2:$A$26,MATCH($C110,'Shultis Faw'!$A$2:$A$26,1))),$C110*'Shultis Faw'!$C$2/'Shultis Faw'!$A$2)","v":4.3293043559999997},{"$f":"_xlfn.IFNA(INDEX('Shultis Faw'!$D$2:$D$26,MATCH($C110,'Shultis Faw'!$A$2:$A$26,1))+($C110-INDEX('Shultis Faw'!$A$2:$A$26,MATCH($C110,'Shultis Faw'!$A$2:$A$26,1)))*(INDEX('Shultis Faw'!$D$2:$D$26,MATCH($C110,'Shultis Faw'!$A$2:$A$26,1)+1)-INDEX('Shultis Faw'!$D$2:$D$26,MATCH($C110,'Shultis Faw'!$A$2:$A$26,1)))/(INDEX('Shultis Faw'!$A$2:$A$26,MATCH($C110,'Shultis Faw'!$A$2:$A$26,1)+1)-INDEX('Shultis Faw'!$A$2:$A$26,MATCH($C110,'Shultis Faw'!$A$2:$A$26,1))),$C110*'Shultis Faw'!$D$2/'Shultis Faw'!$A$2)","v":2.230148314},{"$f":"_xlfn.IFNA(INDEX('Shultis Faw'!$B$2:$B$26,MATCH($C110,'Shultis Faw'!$A$2:$A$26,1))+($C110-INDEX('Shultis Faw'!$A$2:$A$26,MATCH($C110,'Shultis Faw'!$A$2:$A$26,1)))*(INDEX('Shultis Faw'!$B$2:$B$26,MATCH($C110,'Shultis Faw'!$A$2:$A$26,1)+1)-INDEX('Shultis Faw'!$B$2:$B$26,MATCH($C110,'Shultis Faw'!$A$2:$A$26,1)))/(INDEX('Shultis Faw'!$A$2:$A$26,MATCH($C110,'Shultis Faw'!$A$2:$A$26,1)+1)-INDEX('Shultis Faw'!$A$2:$A$26,MATCH($C110,'Shultis Faw'!$A$2:$A$26,1))),$C110*'Shultis Faw'!$B$2/'Shultis Faw'!$A$2)","v":-0.18556436600000001},{"$f":"_xlfn.IFNA(INDEX('Shultis Faw'!$E$2:$E$26,MATCH($C110,'Shultis Faw'!$A$2:$A$26,1))+($C110-INDEX('Shultis Faw'!$A$2:$A$26,MATCH($C110,'Shultis Faw'!$A$2:$A$26,1)))*(INDEX('Shultis Faw'!$E$2:$E$26,MATCH($C110,'Shultis Faw'!$A$2:$A$26,1)+1)-INDEX('Shultis Faw'!$E$2:$E$26,MATCH($C110,'Shultis Faw'!$A$2:$A$26,1)))/(INDEX('Shultis Faw'!$A$2:$A$26,MATCH($C110,'Shultis Faw'!$A$2:$A$26,1)+1)-INDEX('Shultis Faw'!$A$2:$A$26,MATCH($C110,'Shultis Faw'!$A$2:$A$26,1))),$C110*'Shultis Faw'!$E$2/'Shultis Faw'!$A$2)","v":8.0465393400000002E-2},{"$f":"_xlfn.IFNA(INDEX('Shultis Faw'!$F$2:$F$26,MATCH($C110,'Shultis Faw'!$A$2:$A$26,1))+($C110-INDEX('Shultis Faw'!$A$2:$A$26,MATCH($C110,'Shultis Faw'!$A$2:$A$26,1)))*(INDEX('Shultis Faw'!$F$2:$F$26,MATCH($C110,'Shultis Faw'!$A$2:$A$26,1)+1)-INDEX('Shultis Faw'!$F$2:$F$26,MATCH($C110,'Shultis Faw'!$A$2:$A$26,1)))/(INDEX('Shultis Faw'!$A$2:$A$26,MATCH($C110,'Shultis Faw'!$A$2:$A$26,1)+1)-INDEX('Shultis Faw'!$A$2:$A$26,MATCH($C110,'Shultis Faw'!$A$2:$A$26,1))),$C110*'Shultis Faw'!$F$2/'Shultis Faw'!$A$2)","v":13.70464524},{"$f":"J110*(H110*'Externe blootstelling'!$D$23/2)^K110+L110*(TANH(((H110*'Externe blootstelling'!$D$23)/(2*M110))-2)-TANH(-2))/(1-TANH(-2))","v":1.8932607067507699},{"$f":"IF(N110=1,1+(I110-1)*H110*'Externe blootstelling'!$D$23/2,1+(I110-1)*(N110^(H110*'Externe blootstelling'!$D$23/2)-1)/(N110-1))","v":14.753690226162437},{"$f":"G110*EXP(-H110*'Externe blootstelling'!$D$23/2)*O110","v":0.22996961476880318}]
[null," g ",0.12569,2.01104E-14,1.8999999999999998E-4,{"$f":"_xlfn.IFNA(INDEX('hp (pSv cm2)'!$B$2:$B$52,MATCH($C111,'hp (pSv cm2)'!$A$2:$A$52,1))+($C111-INDEX('hp (pSv cm2)'!$A$2:$A$52,MATCH($C111,'hp (pSv cm2)'!$A$2:$A$52,1)))*(INDEX('hp (pSv cm2)'!$B$2:$B$52,MATCH($C111,'hp (pSv cm2)'!$A$2:$A$52,1)+1)-INDEX('hp (pSv cm2)'!$B$2:$B$52,MATCH($C111,'hp (pSv cm2)'!$A$2:$A$52,1)))/(INDEX('hp (pSv cm2)'!$A$2:$A$52,MATCH($C111,'hp (pSv cm2)'!$A$2:$A$52,1)+1)-INDEX('hp (pSv cm2)'!$A$2:$A$52,MATCH($C111,'hp (pSv cm2)'!$A$2:$A$52,1))),$C111*'hp (pSv cm2)'!$B$2/'hp (pSv cm2)'!$A$2)","v":0.63566020000000001},1.2077543799999999E-4,{"$f":"_xlfn.IFNA(0.997*(INDEX('Mass attenuation coefficients'!$B$2:$B$37,MATCH($C111,'Mass attenuation coefficients'!$A$2:$A$37,1))+($C111-INDEX('Mass attenuation coefficients'!$A$2:$A$37,MATCH($C111,'Mass attenuation coefficients'!$A$2:$A$37,1)))*(INDEX('Mass attenuation coefficients'!$B$2:$B$37,MATCH($C111,'Mass attenuation coefficients'!$A$2:$A$37,1)+1)-INDEX('Mass attenuation coefficients'!$B$2:$B$37,MATCH($C111,'Mass attenuation coefficients'!$A$2:$A$37,1)))/(INDEX('Mass attenuation coefficients'!$A$2:$A$37,MATCH($C111,'Mass attenuation coefficients'!$A$2:$A$37,1)+1)-INDEX('Mass attenuation coefficients'!$A$2:$A$37,MATCH($C111,'Mass attenuation coefficients'!$A$2:$A$37,1)))),0.997*$C111*'Mass attenuation coefficients'!$B$2/'Mass attenuation coefficients'!$A$2)","v":0.15984027628},{"$f":"_xlfn.IFNA(INDEX('Shultis Faw'!$C$2:$C$26,MATCH($C111,'Shultis Faw'!$A$2:$A$26,1))+($C111-INDEX('Shultis Faw'!$A$2:$A$26,MATCH($C111,'Shultis Faw'!$A$2:$A$26,1)))*(INDEX('Shultis Faw'!$C$2:$C$26,MATCH($C111,'Shultis Faw'!$A$2:$A$26,1)+1)-INDEX('Shultis Faw'!$C$2:$C$26,MATCH($C111,'Shultis Faw'!$A$2:$A$26,1)))/(INDEX('Shultis Faw'!$A$2:$A$26,MATCH($C111,'Shultis Faw'!$A$2:$A$26,1)+1)-INDEX('Shultis Faw'!$A$2:$A$26,MATCH($C111,'Shultis Faw'!$A$2:$A$26,1))),$C111*'Shultis Faw'!$C$2/'Shultis Faw'!$A$2)","v":4.2694292000000003},{"$f":"_xlfn.IFNA(INDEX('Shultis Faw'!$D$2:$D$26,MATCH($C111,'Shultis Faw'!$A$2:$A$26,1))+($C111-INDEX('Shultis Faw'!$A$2:$A$26,MATCH($C111,'Shultis Faw'!$A$2:$A$26,1)))*(INDEX('Shultis Faw'!$D$2:$D$26,MATCH($C111,'Shultis Faw'!$A$2:$A$26,1)+1)-INDEX('Shultis Faw'!$D$2:$D$26,MATCH($C111,'Shultis Faw'!$A$2:$A$26,1)))/(INDEX('Shultis Faw'!$A$2:$A$26,MATCH($C111,'Shultis Faw'!$A$2:$A$26,1)+1)-INDEX('Shultis Faw'!$A$2:$A$26,MATCH($C111,'Shultis Faw'!$A$2:$A$26,1))),$C111*'Shultis Faw'!$D$2/'Shultis Faw'!$A$2)","v":2.2317898},{"$f":"_xlfn.IFNA(INDEX('Shultis Faw'!$B$2:$B$26,MATCH($C111,'Shultis Faw'!$A$2:$A$26,1))+($C111-INDEX('Shultis Faw'!$A$2:$A$26,MATCH($C111,'Shultis Faw'!$A$2:$A$26,1)))*(INDEX('Shultis Faw'!$B$2:$B$26,MATCH($C111,'Shultis Faw'!$A$2:$A$26,1)+1)-INDEX('Shultis Faw'!$B$2:$B$26,MATCH($C111,'Shultis Faw'!$A$2:$A$26,1)))/(INDEX('Shultis Faw'!$A$2:$A$26,MATCH($C111,'Shultis Faw'!$A$2:$A$26,1)+1)-INDEX('Shultis Faw'!$A$2:$A$26,MATCH($C111,'Shultis Faw'!$A$2:$A$26,1))),$C111*'Shultis Faw'!$B$2/'Shultis Faw'!$A$2)","v":-0.18548619999999999},{"$f":"_xlfn.IFNA(INDEX('Shultis Faw'!$E$2:$E$26,MATCH($C111,'Shultis Faw'!$A$2:$A$26,1))+($C111-INDEX('Shultis Faw'!$A$2:$A$26,MATCH($C111,'Shultis Faw'!$A$2:$A$26,1)))*(INDEX('Shultis Faw'!$E$2:$E$26,MATCH($C111,'Shultis Faw'!$A$2:$A$26,1)+1)-INDEX('Shultis Faw'!$E$2:$E$26,MATCH($C111,'Shultis Faw'!$A$2:$A$26,1)))/(INDEX('Shultis Faw'!$A$2:$A$26,MATCH($C111,'Shultis Faw'!$A$2:$A$26,1)+1)-INDEX('Shultis Faw'!$A$2:$A$26,MATCH($C111,'Shultis Faw'!$A$2:$A$26,1))),$C111*'Shultis Faw'!$E$2/'Shultis Faw'!$A$2)","v":8.0082380000000009E-2},{"$f":"_xlfn.IFNA(INDEX('Shultis Faw'!$F$2:$F$26,MATCH($C111,'Shultis Faw'!$A$2:$A$26,1))+($C111-INDEX('Shultis Faw'!$A$2:$A$26,MATCH($C111,'Shultis Faw'!$A$2:$A$26,1)))*(INDEX('Shultis Faw'!$F$2:$F$26,MATCH($C111,'Shultis Faw'!$A$2:$A$26,1)+1)-INDEX('Shultis Faw'!$F$2:$F$26,MATCH($C111,'Shultis Faw'!$A$2:$A$26,1)))/(INDEX('Shultis Faw'!$A$2:$A$26,MATCH($C111,'Shultis Faw'!$A$2:$A$26,1)+1)-INDEX('Shultis Faw'!$A$2:$A$26,MATCH($C111,'Shultis Faw'!$A$2:$A$26,1))),$C111*'Shultis Faw'!$F$2/'Shultis Faw'!$A$2)","v":13.771868},{"$f":"J111*(H111*'Externe blootstelling'!$D$23/2)^K111+L111*(TANH(((H111*'Externe blootstelling'!$D$23)/(2*M111))-2)-TANH(-2))/(1-TANH(-2))","v":1.8982178929907911},{"$f":"IF(N111=1,1+(I111-1)*H111*'Externe blootstelling'!$D$23/2,1+(I111-1)*(N111^(H111*'Externe blootstelling'!$D$23/2)-1)/(N111-1))","v":14.282179861757919},{"$f":"G111*EXP(-H111*'Externe blootstelling'!$D$23/2)*O111","v":1.5685807089624705E-4}]
[null," g ",0.14801,2.3681599999999999E-14,3.5000000000000005E-4,{"$f":"_xlfn.IFNA(INDEX('hp (pSv cm2)'!$B$2:$B$52,MATCH($C112,'hp (pSv cm2)'!$A$2:$A$52,1))+($C112-INDEX('hp (pSv cm2)'!$A$2:$A$52,MATCH($C112,'hp (pSv cm2)'!$A$2:$A$52,1)))*(INDEX('hp (pSv cm2)'!$B$2:$B$52,MATCH($C112,'hp (pSv cm2)'!$A$2:$A$52,1)+1)-INDEX('hp (pSv cm2)'!$B$2:$B$52,MATCH($C112,'hp (pSv cm2)'!$A$2:$A$52,1)))/(INDEX('hp (pSv cm2)'!$A$2:$A$52,MATCH($C112,'hp (pSv cm2)'!$A$2:$A$52,1)+1)-INDEX('hp (pSv cm2)'!$A$2:$A$52,MATCH($C112,'hp (pSv cm2)'!$A$2:$A$52,1))),$C112*'hp (pSv cm2)'!$B$2/'hp (pSv cm2)'!$A$2)","v":0.73788580000000004},2.5826003000000005E-4,{"$f":"_xlfn.IFNA(0.997*(INDEX('Mass attenuation coefficients'!$B$2:$B$37,MATCH($C112,'Mass attenuation coefficients'!$A$2:$A$37,1))+($C112-INDEX('Mass attenuation coefficients'!$A$2:$A$37,MATCH($C112,'Mass attenuation coefficients'!$A$2:$A$37,1)))*(INDEX('Mass attenuation coefficients'!$B$2:$B$37,MATCH($C112,'Mass attenuation coefficients'!$A$2:$A$37,1)+1)-INDEX('Mass attenuation coefficients'!$B$2:$B$37,MATCH($C112,'Mass attenuation coefficients'!$A$2:$A$37,1)))/(INDEX('Mass attenuation coefficients'!$A$2:$A$37,MATCH($C112,'Mass attenuation coefficients'!$A$2:$A$37,1)+1)-INDEX('Mass attenuation coefficients'!$A$2:$A$37,MATCH($C112,'Mass attenuation coefficients'!$A$2:$A$37,1)))),0.997*$C112*'Mass attenuation coefficients'!$B$2/'Mass attenuation coefficients'!$A$2)","v":0.15085004812},{"$f":"_xlfn.IFNA(INDEX('Shultis Faw'!$C$2:$C$26,MATCH($C112,'Shultis Faw'!$A$2:$A$26,1))+($C112-INDEX('Shultis Faw'!$A$2:$A$26,MATCH($C112,'Shultis Faw'!$A$2:$A$26,1)))*(INDEX('Shultis Faw'!$C$2:$C$26,MATCH($C112,'Shultis Faw'!$A$2:$A$26,1)+1)-INDEX('Shultis Faw'!$C$2:$C$26,MATCH($C112,'Shultis Faw'!$A$2:$A$26,1)))/(INDEX('Shultis Faw'!$A$2:$A$26,MATCH($C112,'Shultis Faw'!$A$2:$A$26,1)+1)-INDEX('Shultis Faw'!$A$2:$A$26,MATCH($C112,'Shultis Faw'!$A$2:$A$26,1))),$C112*'Shultis Faw'!$C$2/'Shultis Faw'!$A$2)","v":3.9274867999999996},{"$f":"_xlfn.IFNA(INDEX('Shultis Faw'!$D$2:$D$26,MATCH($C112,'Shultis Faw'!$A$2:$A$26,1))+($C112-INDEX('Shultis Faw'!$A$2:$A$26,MATCH($C112,'Shultis Faw'!$A$2:$A$26,1)))*(INDEX('Shultis Faw'!$D$2:$D$26,MATCH($C112,'Shultis Faw'!$A$2:$A$26,1)+1)-INDEX('Shultis Faw'!$D$2:$D$26,MATCH($C112,'Shultis Faw'!$A$2:$A$26,1)))/(INDEX('Shultis Faw'!$A$2:$A$26,MATCH($C112,'Shultis Faw'!$A$2:$A$26,1)+1)-INDEX('Shultis Faw'!$A$2:$A$26,MATCH($C112,'Shultis Faw'!$A$2:$A$26,1))),$C112*'Shultis Faw'!$D$2/'Shultis Faw'!$A$2)","v":2.2411642000000001},{"$f":"_xlfn.IFNA(INDEX('Shultis Faw'!$B$2:$B$26,MATCH($C112,'Shultis Faw'!$A$2:$A$26,1))+($C112-INDEX('Shultis Faw'!$A$2:$A$26,MATCH($C112,'Shultis Faw'!$A$2:$A$26,1)))*(INDEX('Shultis Faw'!$B$2:$B$26,MATCH($C112,'Shultis Faw'!$A$2:$A$26,1)+1)-INDEX('Shultis Faw'!$B$2:$B$26,MATCH($C112,'Shultis Faw'!$A$2:$A$26,1)))/(INDEX('Shultis Faw'!$A$2:$A$26,MATCH($C112,'Shultis Faw'!$A$2:$A$26,1)+1)-INDEX('Shultis Faw'!$A$2:$A$26,MATCH($C112,'Shultis Faw'!$A$2:$A$26,1))),$C112*'Shultis Faw'!$B$2/'Shultis Faw'!$A$2)","v":-0.1850398},{"$f":"_xlfn.IFNA(INDEX('Shultis Faw'!$E$2:$E$26,MATCH($C112,'Shultis Faw'!$A$2:$A$26,1))+($C112-INDEX('Shultis Faw'!$A$2:$A$26,MATCH($C112,'Shultis Faw'!$A$2:$A$26,1)))*(INDEX('Shultis Faw'!$E$2:$E$26,MATCH($C112,'Shultis Faw'!$A$2:$A$26,1)+1)-INDEX('Shultis Faw'!$E$2:$E$26,MATCH($C112,'Shultis Faw'!$A$2:$A$26,1)))/(INDEX('Shultis Faw'!$A$2:$A$26,MATCH($C112,'Shultis Faw'!$A$2:$A$26,1)+1)-INDEX('Shultis Faw'!$A$2:$A$26,MATCH($C112,'Shultis Faw'!$A$2:$A$26,1))),$C112*'Shultis Faw'!$E$2/'Shultis Faw'!$A$2)","v":7.7895020000000009E-2},{"$f":"_xlfn.IFNA(INDEX('Shultis Faw'!$F$2:$F$26,MATCH($C112,'Shultis Faw'!$A$2:$A$26,1))+($C112-INDEX('Shultis Faw'!$A$2:$A$26,MATCH($C112,'Shultis Faw'!$A$2:$A$26,1)))*(INDEX('Shultis Faw'!$F$2:$F$26,MATCH($C112,'Shultis Faw'!$A$2:$A$26,1)+1)-INDEX('Shultis Faw'!$F$2:$F$26,MATCH($C112,'Shultis Faw'!$A$2:$A$26,1)))/(INDEX('Shultis Faw'!$A$2:$A$26,MATCH($C112,'Shultis Faw'!$A$2:$A$26,1)+1)-INDEX('Shultis Faw'!$A$2:$A$26,MATCH($C112,'Shultis Faw'!$A$2:$A$26,1))),$C112*'Shultis Faw'!$F$2/'Shultis Faw'!$A$2)","v":14.155771999999999},{"$f":"J112*(H112*'Externe blootstelling'!$D$23/2)^K112+L112*(TANH(((H112*'Externe blootstelling'!$D$23)/(2*M112))-2)-TANH(-2))/(1-TANH(-2))","v":1.9273913642294915},{"$f":"IF(N112=1,1+(I112-1)*H112*'Externe blootstelling'!$D$23/2,1+(I112-1)*(N112^(H112*'Externe blootstelling'!$D$23/2)-1)/(N112-1))","v":11.776410607967875},{"$f":"G112*EXP(-H112*'Externe blootstelling'!$D$23/2)*O112","v":3.1649728183963318E-4}]
[null," g ",0.19259999999999999,3.0815999999999996E-14,6.7999999999999999E-5,{"$f":"_xlfn.IFNA(INDEX('hp (pSv cm2)'!$B$2:$B$52,MATCH($C113,'hp (pSv cm2)'!$A$2:$A$52,1))+($C113-INDEX('hp (pSv cm2)'!$A$2:$A$52,MATCH($C113,'hp (pSv cm2)'!$A$2:$A$52,1)))*(INDEX('hp (pSv cm2)'!$B$2:$B$52,MATCH($C113,'hp (pSv cm2)'!$A$2:$A$52,1)+1)-INDEX('hp (pSv cm2)'!$B$2:$B$52,MATCH($C113,'hp (pSv cm2)'!$A$2:$A$52,1)))/(INDEX('hp (pSv cm2)'!$A$2:$A$52,MATCH($C113,'hp (pSv cm2)'!$A$2:$A$52,1)+1)-INDEX('hp (pSv cm2)'!$A$2:$A$52,MATCH($C113,'hp (pSv cm2)'!$A$2:$A$52,1))),$C113*'hp (pSv cm2)'!$B$2/'hp (pSv cm2)'!$A$2)","v":0.96255599999999997},6.5453807999999995E-5,{"$f":"_xlfn.IFNA(0.997*(INDEX('Mass attenuation coefficients'!$B$2:$B$37,MATCH($C113,'Mass attenuation coefficients'!$A$2:$A$37,1))+($C113-INDEX('Mass attenuation coefficients'!$A$2:$A$37,MATCH($C113,'Mass attenuation coefficients'!$A$2:$A$37,1)))*(INDEX('Mass attenuation coefficients'!$B$2:$B$37,MATCH($C113,'Mass attenuation coefficients'!$A$2:$A$37,1)+1)-INDEX('Mass attenuation coefficients'!$B$2:$B$37,MATCH($C113,'Mass attenuation coefficients'!$A$2:$A$37,1)))/(INDEX('Mass attenuation coefficients'!$A$2:$A$37,MATCH($C113,'Mass attenuation coefficients'!$A$2:$A$37,1)+1)-INDEX('Mass attenuation coefficients'!$A$2:$A$37,MATCH($C113,'Mass attenuation coefficients'!$A$2:$A$37,1)))),0.997*$C113*'Mass attenuation coefficients'!$B$2/'Mass attenuation coefficients'!$A$2)","v":0.13858100600000001},{"$f":"_xlfn.IFNA(INDEX('Shultis Faw'!$C$2:$C$26,MATCH($C113,'Shultis Faw'!$A$2:$A$26,1))+($C113-INDEX('Shultis Faw'!$A$2:$A$26,MATCH($C113,'Shultis Faw'!$A$2:$A$26,1)))*(INDEX('Shultis Faw'!$C$2:$C$26,MATCH($C113,'Shultis Faw'!$A$2:$A$26,1)+1)-INDEX('Shultis Faw'!$C$2:$C$26,MATCH($C113,'Shultis Faw'!$A$2:$A$26,1)))/(INDEX('Shultis Faw'!$A$2:$A$26,MATCH($C113,'Shultis Faw'!$A$2:$A$26,1)+1)-INDEX('Shultis Faw'!$A$2:$A$26,MATCH($C113,'Shultis Faw'!$A$2:$A$26,1))),$C113*'Shultis Faw'!$C$2/'Shultis Faw'!$A$2)","v":3.5400120000000004},{"$f":"_xlfn.IFNA(INDEX('Shultis Faw'!$D$2:$D$26,MATCH($C113,'Shultis Faw'!$A$2:$A$26,1))+($C113-INDEX('Shultis Faw'!$A$2:$A$26,MATCH($C113,'Shultis Faw'!$A$2:$A$26,1)))*(INDEX('Shultis Faw'!$D$2:$D$26,MATCH($C113,'Shultis Faw'!$A$2:$A$26,1)+1)-INDEX('Shultis Faw'!$D$2:$D$26,MATCH($C113,'Shultis Faw'!$A$2:$A$26,1)))/(INDEX('Shultis Faw'!$A$2:$A$26,MATCH($C113,'Shultis Faw'!$A$2:$A$26,1)+1)-INDEX('Shultis Faw'!$A$2:$A$26,MATCH($C113,'Shultis Faw'!$A$2:$A$26,1))),$C113*'Shultis Faw'!$D$2/'Shultis Faw'!$A$2)","v":2.1670240000000001},{"$f":"_xlfn.IFNA(INDEX('Shultis Faw'!$B$2:$B$26,MATCH($C113,'Shultis Faw'!$A$2:$A$26,1))+($C113-INDEX('Shultis Faw'!$A$2:$A$26,MATCH($C113,'Shultis Faw'!$A$2:$A$26,1)))*(INDEX('Shultis Faw'!$B$2:$B$26,MATCH($C113,'Shultis Faw'!$A$2:$A$26,1)+1)-INDEX('Shultis Faw'!$B$2:$B$26,MATCH($C113,'Shultis Faw'!$A$2:$A$26,1)))/(INDEX('Shultis Faw'!$A$2:$A$26,MATCH($C113,'Shultis Faw'!$A$2:$A$26,1)+1)-INDEX('Shultis Faw'!$A$2:$A$26,MATCH($C113,'Shultis Faw'!$A$2:$A$26,1))),$C113*'Shultis Faw'!$B$2/'Shultis Faw'!$A$2)","v":-0.17733199999999999},{"$f":"_xlfn.IFNA(INDEX('Shultis Faw'!$E$2:$E$26,MATCH($C113,'Shultis Faw'!$A$2:$A$26,1))+($C113-INDEX('Shultis Faw'!$A$2:$A$26,MATCH($C113,'Shultis Faw'!$A$2:$A$26,1)))*(INDEX('Shultis Faw'!$E$2:$E$26,MATCH($C113,'Shultis Faw'!$A$2:$A$26,1)+1)-INDEX('Shultis Faw'!$E$2:$E$26,MATCH($C113,'Shultis Faw'!$A$2:$A$26,1)))/(INDEX('Shultis Faw'!$A$2:$A$26,MATCH($C113,'Shultis Faw'!$A$2:$A$26,1)+1)-INDEX('Shultis Faw'!$A$2:$A$26,MATCH($C113,'Shultis Faw'!$A$2:$A$26,1))),$C113*'Shultis Faw'!$E$2/'Shultis Faw'!$A$2)","v":7.7444399999999997E-2},{"$f":"_xlfn.IFNA(INDEX('Shultis Faw'!$F$2:$F$26,MATCH($C113,'Shultis Faw'!$A$2:$A$26,1))+($C113-INDEX('Shultis Faw'!$A$2:$A$26,MATCH($C113,'Shultis Faw'!$A$2:$A$26,1)))*(INDEX('Shultis Faw'!$F$2:$F$26,MATCH($C113,'Shultis Faw'!$A$2:$A$26,1)+1)-INDEX('Shultis Faw'!$F$2:$F$26,MATCH($C113,'Shultis Faw'!$A$2:$A$26,1)))/(INDEX('Shultis Faw'!$A$2:$A$26,MATCH($C113,'Shultis Faw'!$A$2:$A$26,1)+1)-INDEX('Shultis Faw'!$A$2:$A$26,MATCH($C113,'Shultis Faw'!$A$2:$A$26,1))),$C113*'Shultis Faw'!$F$2/'Shultis Faw'!$A$2)","v":14.45412},{"$f":"J113*(H113*'Externe blootstelling'!$D$23/2)^K113+L113*(TANH(((H113*'Externe blootstelling'!$D$23)/(2*M113))-2)-TANH(-2))/(1-TANH(-2))","v":1.9037669519819012},{"$f":"IF(N113=1,1+(I113-1)*H113*'Externe blootstelling'!$D$23/2,1+(I113-1)*(N113^(H113*'Externe blootstelling'!$D$23/2)-1)/(N113-1))","v":8.9051328525580011},{"$f":"G113*EXP(-H113*'Externe blootstelling'!$D$23/2)*O113","v":7.2912305025272302E-5}]
[null," g ",0.20760000000000001,3.3215999999999997E-14,5.8999999999999998E-5,{"$f":"_xlfn.IFNA(INDEX('hp (pSv cm2)'!$B$2:$B$52,MATCH($C114,'hp (pSv cm2)'!$A$2:$A$52,1))+($C114-INDEX('hp (pSv cm2)'!$A$2:$A$52,MATCH($C114,'hp (pSv cm2)'!$A$2:$A$52,1)))*(INDEX('hp (pSv cm2)'!$B$2:$B$52,MATCH($C114,'hp (pSv cm2)'!$A$2:$A$52,1)+1)-INDEX('hp (pSv cm2)'!$B$2:$B$52,MATCH($C114,'hp (pSv cm2)'!$A$2:$A$52,1)))/(INDEX('hp (pSv cm2)'!$A$2:$A$52,MATCH($C114,'hp (pSv cm2)'!$A$2:$A$52,1)+1)-INDEX('hp (pSv cm2)'!$A$2:$A$52,MATCH($C114,'hp (pSv cm2)'!$A$2:$A$52,1))),$C114*'hp (pSv cm2)'!$B$2/'hp (pSv cm2)'!$A$2)","v":1.0387599999999999},6.1286839999999987E-5,{"$f":"_xlfn.IFNA(0.997*(INDEX('Mass attenuation coefficients'!$B$2:$B$37,MATCH($C114,'Mass attenuation coefficients'!$A$2:$A$37,1))+($C114-INDEX('Mass attenuation coefficients'!$A$2:$A$37,MATCH($C114,'Mass attenuation coefficients'!$A$2:$A$37,1)))*(INDEX('Mass attenuation coefficients'!$B$2:$B$37,MATCH($C114,'Mass attenuation coefficients'!$A$2:$A$37,1)+1)-INDEX('Mass attenuation coefficients'!$B$2:$B$37,MATCH($C114,'Mass attenuation coefficients'!$A$2:$A$37,1)))/(INDEX('Mass attenuation coefficients'!$A$2:$A$37,MATCH($C114,'Mass attenuation coefficients'!$A$2:$A$37,1)+1)-INDEX('Mass attenuation coefficients'!$A$2:$A$37,MATCH($C114,'Mass attenuation coefficients'!$A$2:$A$37,1)))),0.997*$C114*'Mass attenuation coefficients'!$B$2/'Mass attenuation coefficients'!$A$2)","v":0.13519479520000002},{"$f":"_xlfn.IFNA(INDEX('Shultis Faw'!$C$2:$C$26,MATCH($C114,'Shultis Faw'!$A$2:$A$26,1))+($C114-INDEX('Shultis Faw'!$A$2:$A$26,MATCH($C114,'Shultis Faw'!$A$2:$A$26,1)))*(INDEX('Shultis Faw'!$C$2:$C$26,MATCH($C114,'Shultis Faw'!$A$2:$A$26,1)+1)-INDEX('Shultis Faw'!$C$2:$C$26,MATCH($C114,'Shultis Faw'!$A$2:$A$26,1)))/(INDEX('Shultis Faw'!$A$2:$A$26,MATCH($C114,'Shultis Faw'!$A$2:$A$26,1)+1)-INDEX('Shultis Faw'!$A$2:$A$26,MATCH($C114,'Shultis Faw'!$A$2:$A$26,1))),$C114*'Shultis Faw'!$C$2/'Shultis Faw'!$A$2)","v":3.4355920000000002},{"$f":"_xlfn.IFNA(INDEX('Shultis Faw'!$D$2:$D$26,MATCH($C114,'Shultis Faw'!$A$2:$A$26,1))+($C114-INDEX('Shultis Faw'!$A$2:$A$26,MATCH($C114,'Shultis Faw'!$A$2:$A$26,1)))*(INDEX('Shultis Faw'!$D$2:$D$26,MATCH($C114,'Shultis Faw'!$A$2:$A$26,1)+1)-INDEX('Shultis Faw'!$D$2:$D$26,MATCH($C114,'Shultis Faw'!$A$2:$A$26,1)))/(INDEX('Shultis Faw'!$A$2:$A$26,MATCH($C114,'Shultis Faw'!$A$2:$A$26,1)+1)-INDEX('Shultis Faw'!$A$2:$A$26,MATCH($C114,'Shultis Faw'!$A$2:$A$26,1))),$C114*'Shultis Faw'!$D$2/'Shultis Faw'!$A$2)","v":2.1439680000000001},{"$f":"_xlfn.IFNA(INDEX('Shultis Faw'!$B$2:$B$26,MATCH($C114,'Shultis Faw'!$A$2:$A$26,1))+($C114-INDEX('Shultis Faw'!$A$2:$A$26,MATCH($C114,'Shultis Faw'!$A$2:$A$26,1)))*(INDEX('Shultis Faw'!$B$2:$B$26,MATCH($C114,'Shultis Faw'!$A$2:$A$26,1)+1)-INDEX('Shultis Faw'!$B$2:$B$26,MATCH($C114,'Shultis Faw'!$A$2:$A$26,1)))/(INDEX('Shultis Faw'!$A$2:$A$26,MATCH($C114,'Shultis Faw'!$A$2:$A$26,1)+1)-INDEX('Shultis Faw'!$A$2:$A$26,MATCH($C114,'Shultis Faw'!$A$2:$A$26,1))),$C114*'Shultis Faw'!$B$2/'Shultis Faw'!$A$2)","v":-0.17508799999999999},{"$f":"_xlfn.IFNA(INDEX('Shultis Faw'!$E$2:$E$26,MATCH($C114,'Shultis Faw'!$A$2:$A$26,1))+($C114-INDEX('Shultis Faw'!$A$2:$A$26,MATCH($C114,'Shultis Faw'!$A$2:$A$26,1)))*(INDEX('Shultis Faw'!$E$2:$E$26,MATCH($C114,'Shultis Faw'!$A$2:$A$26,1)+1)-INDEX('Shultis Faw'!$E$2:$E$26,MATCH($C114,'Shultis Faw'!$A$2:$A$26,1)))/(INDEX('Shultis Faw'!$A$2:$A$26,MATCH($C114,'Shultis Faw'!$A$2:$A$26,1)+1)-INDEX('Shultis Faw'!$A$2:$A$26,MATCH($C114,'Shultis Faw'!$A$2:$A$26,1))),$C114*'Shultis Faw'!$E$2/'Shultis Faw'!$A$2)","v":7.6495599999999997E-2},{"$f":"_xlfn.IFNA(INDEX('Shultis Faw'!$F$2:$F$26,MATCH($C114,'Shultis Faw'!$A$2:$A$26,1))+($C114-INDEX('Shultis Faw'!$A$2:$A$26,MATCH($C114,'Shultis Faw'!$A$2:$A$26,1)))*(INDEX('Shultis Faw'!$F$2:$F$26,MATCH($C114,'Shultis Faw'!$A$2:$A$26,1)+1)-INDEX('Shultis Faw'!$F$2:$F$26,MATCH($C114,'Shultis Faw'!$A$2:$A$26,1)))/(INDEX('Shultis Faw'!$A$2:$A$26,MATCH($C114,'Shultis Faw'!$A$2:$A$26,1)+1)-INDEX('Shultis Faw'!$A$2:$A$26,MATCH($C114,'Shultis Faw'!$A$2:$A$26,1))),$C114*'Shultis Faw'!$F$2/'Shultis Faw'!$A$2)","v":14.477959999999999},{"$f":"J114*(H114*'Externe blootstelling'!$D$23/2)^K114+L114*(TANH(((H114*'Externe blootstelling'!$D$23)/(2*M114))-2)-TANH(-2))/(1-TANH(-2))","v":1.8947795746906038},{"$f":"IF(N114=1,1+(I114-1)*H114*'Externe blootstelling'!$D$23/2,1+(I114-1)*(N114^(H114*'Externe blootstelling'!$D$23/2)-1)/(N114-1))","v":8.2264573509301471},{"$f":"G114*EXP(-H114*'Externe blootstelling'!$D$23/2)*O114","v":6.6353643756977135E-5}]
[null," g ",0.20940999999999999,3.3505599999999991E-14,5.4999999999999995E-5,{"$f":"_xlfn.IFNA(INDEX('hp (pSv cm2)'!$B$2:$B$52,MATCH($C115,'hp (pSv cm2)'!$A$2:$A$52,1))+($C115-INDEX('hp (pSv cm2)'!$A$2:$A$52,MATCH($C115,'hp (pSv cm2)'!$A$2:$A$52,1)))*(INDEX('hp (pSv cm2)'!$B$2:$B$52,MATCH($C115,'hp (pSv cm2)'!$A$2:$A$52,1)+1)-INDEX('hp (pSv cm2)'!$B$2:$B$52,MATCH($C115,'hp (pSv cm2)'!$A$2:$A$52,1)))/(INDEX('hp (pSv cm2)'!$A$2:$A$52,MATCH($C115,'hp (pSv cm2)'!$A$2:$A$52,1)+1)-INDEX('hp (pSv cm2)'!$A$2:$A$52,MATCH($C115,'hp (pSv cm2)'!$A$2:$A$52,1))),$C115*'hp (pSv cm2)'!$B$2/'hp (pSv cm2)'!$A$2)","v":1.0479909999999999},5.7639504999999989E-5,{"$f":"_xlfn.IFNA(0.997*(INDEX('Mass attenuation coefficients'!$B$2:$B$37,MATCH($C115,'Mass attenuation coefficients'!$A$2:$A$37,1))+($C115-INDEX('Mass attenuation coefficients'!$A$2:$A$37,MATCH($C115,'Mass attenuation coefficients'!$A$2:$A$37,1)))*(INDEX('Mass attenuation coefficients'!$B$2:$B$37,MATCH($C115,'Mass attenuation coefficients'!$A$2:$A$37,1)+1)-INDEX('Mass attenuation coefficients'!$B$2:$B$37,MATCH($C115,'Mass attenuation coefficients'!$A$2:$A$37,1)))/(INDEX('Mass attenuation coefficients'!$A$2:$A$37,MATCH($C115,'Mass attenuation coefficients'!$A$2:$A$37,1)+1)-INDEX('Mass attenuation coefficients'!$A$2:$A$37,MATCH($C115,'Mass attenuation coefficients'!$A$2:$A$37,1)))),0.997*$C115*'Mass attenuation coefficients'!$B$2/'Mass attenuation coefficients'!$A$2)","v":0.13486275432},{"$f":"_xlfn.IFNA(INDEX('Shultis Faw'!$C$2:$C$26,MATCH($C115,'Shultis Faw'!$A$2:$A$26,1))+($C115-INDEX('Shultis Faw'!$A$2:$A$26,MATCH($C115,'Shultis Faw'!$A$2:$A$26,1)))*(INDEX('Shultis Faw'!$C$2:$C$26,MATCH($C115,'Shultis Faw'!$A$2:$A$26,1)+1)-INDEX('Shultis Faw'!$C$2:$C$26,MATCH($C115,'Shultis Faw'!$A$2:$A$26,1)))/(INDEX('Shultis Faw'!$A$2:$A$26,MATCH($C115,'Shultis Faw'!$A$2:$A$26,1)+1)-INDEX('Shultis Faw'!$A$2:$A$26,MATCH($C115,'Shultis Faw'!$A$2:$A$26,1))),$C115*'Shultis Faw'!$C$2/'Shultis Faw'!$A$2)","v":3.4254922000000003},{"$f":"_xlfn.IFNA(INDEX('Shultis Faw'!$D$2:$D$26,MATCH($C115,'Shultis Faw'!$A$2:$A$26,1))+($C115-INDEX('Shultis Faw'!$A$2:$A$26,MATCH($C115,'Shultis Faw'!$A$2:$A$26,1)))*(INDEX('Shultis Faw'!$D$2:$D$26,MATCH($C115,'Shultis Faw'!$A$2:$A$26,1)+1)-INDEX('Shultis Faw'!$D$2:$D$26,MATCH($C115,'Shultis Faw'!$A$2:$A$26,1)))/(INDEX('Shultis Faw'!$A$2:$A$26,MATCH($C115,'Shultis Faw'!$A$2:$A$26,1)+1)-INDEX('Shultis Faw'!$A$2:$A$26,MATCH($C115,'Shultis Faw'!$A$2:$A$26,1))),$C115*'Shultis Faw'!$D$2/'Shultis Faw'!$A$2)","v":2.1415788},{"$f":"_xlfn.IFNA(INDEX('Shultis Faw'!$B$2:$B$26,MATCH($C115,'Shultis Faw'!$A$2:$A$26,1))+($C115-INDEX('Shultis Faw'!$A$2:$A$26,MATCH($C115,'Shultis Faw'!$A$2:$A$26,1)))*(INDEX('Shultis Faw'!$B$2:$B$26,MATCH($C115,'Shultis Faw'!$A$2:$A$26,1)+1)-INDEX('Shultis Faw'!$B$2:$B$26,MATCH($C115,'Shultis Faw'!$A$2:$A$26,1)))/(INDEX('Shultis Faw'!$A$2:$A$26,MATCH($C115,'Shultis Faw'!$A$2:$A$26,1)+1)-INDEX('Shultis Faw'!$A$2:$A$26,MATCH($C115,'Shultis Faw'!$A$2:$A$26,1))),$C115*'Shultis Faw'!$B$2/'Shultis Faw'!$A$2)","v":-0.17487079999999999},{"$f":"_xlfn.IFNA(INDEX('Shultis Faw'!$E$2:$E$26,MATCH($C115,'Shultis Faw'!$A$2:$A$26,1))+($C115-INDEX('Shultis Faw'!$A$2:$A$26,MATCH($C115,'Shultis Faw'!$A$2:$A$26,1)))*(INDEX('Shultis Faw'!$E$2:$E$26,MATCH($C115,'Shultis Faw'!$A$2:$A$26,1)+1)-INDEX('Shultis Faw'!$E$2:$E$26,MATCH($C115,'Shultis Faw'!$A$2:$A$26,1)))/(INDEX('Shultis Faw'!$A$2:$A$26,MATCH($C115,'Shultis Faw'!$A$2:$A$26,1)+1)-INDEX('Shultis Faw'!$A$2:$A$26,MATCH($C115,'Shultis Faw'!$A$2:$A$26,1))),$C115*'Shultis Faw'!$E$2/'Shultis Faw'!$A$2)","v":7.6280210000000001E-2},{"$f":"_xlfn.IFNA(INDEX('Shultis Faw'!$F$2:$F$26,MATCH($C115,'Shultis Faw'!$A$2:$A$26,1))+($C115-INDEX('Shultis Faw'!$A$2:$A$26,MATCH($C115,'Shultis Faw'!$A$2:$A$26,1)))*(INDEX('Shultis Faw'!$F$2:$F$26,MATCH($C115,'Shultis Faw'!$A$2:$A$26,1)+1)-INDEX('Shultis Faw'!$F$2:$F$26,MATCH($C115,'Shultis Faw'!$A$2:$A$26,1)))/(INDEX('Shultis Faw'!$A$2:$A$26,MATCH($C115,'Shultis Faw'!$A$2:$A$26,1)+1)-INDEX('Shultis Faw'!$A$2:$A$26,MATCH($C115,'Shultis Faw'!$A$2:$A$26,1))),$C115*'Shultis Faw'!$F$2/'Shultis Faw'!$A$2)","v":14.472711},{"$f":"J115*(H115*'Externe blootstelling'!$D$23/2)^K115+L115*(TANH(((H115*'Externe blootstelling'!$D$23)/(2*M115))-2)-TANH(-2))/(1-TANH(-2))","v":1.893770842984094},{"$f":"IF(N115=1,1+(I115-1)*H115*'Externe blootstelling'!$D$23/2,1+(I115-1)*(N115^(H115*'Externe blootstelling'!$D$23/2)-1)/(N115-1))","v":8.1624470258925559},{"$f":"G115*EXP(-H115*'Externe blootstelling'!$D$23/2)*O115","v":6.2228361790176202E-5}]
[null," g ",0.21256800000000001,3.4010879999999998E-14,1.9599999999999999E-4,{"$f":"_xlfn.IFNA(INDEX('hp (pSv cm2)'!$B$2:$B$52,MATCH($C116,'hp (pSv cm2)'!$A$2:$A$52,1))+($C116-INDEX('hp (pSv cm2)'!$A$2:$A$52,MATCH($C116,'hp (pSv cm2)'!$A$2:$A$52,1)))*(INDEX('hp (pSv cm2)'!$B$2:$B$52,MATCH($C116,'hp (pSv cm2)'!$A$2:$A$52,1)+1)-INDEX('hp (pSv cm2)'!$B$2:$B$52,MATCH($C116,'hp (pSv cm2)'!$A$2:$A$52,1)))/(INDEX('hp (pSv cm2)'!$A$2:$A$52,MATCH($C116,'hp (pSv cm2)'!$A$2:$A$52,1)+1)-INDEX('hp (pSv cm2)'!$A$2:$A$52,MATCH($C116,'hp (pSv cm2)'!$A$2:$A$52,1))),$C116*'hp (pSv cm2)'!$B$2/'hp (pSv cm2)'!$A$2)","v":1.0640968},2.0856297279999998E-4,{"$f":"_xlfn.IFNA(0.997*(INDEX('Mass attenuation coefficients'!$B$2:$B$37,MATCH($C116,'Mass attenuation coefficients'!$A$2:$A$37,1))+($C116-INDEX('Mass attenuation coefficients'!$A$2:$A$37,MATCH($C116,'Mass attenuation coefficients'!$A$2:$A$37,1)))*(INDEX('Mass attenuation coefficients'!$B$2:$B$37,MATCH($C116,'Mass attenuation coefficients'!$A$2:$A$37,1)+1)-INDEX('Mass attenuation coefficients'!$B$2:$B$37,MATCH($C116,'Mass attenuation coefficients'!$A$2:$A$37,1)))/(INDEX('Mass attenuation coefficients'!$A$2:$A$37,MATCH($C116,'Mass attenuation coefficients'!$A$2:$A$37,1)+1)-INDEX('Mass attenuation coefficients'!$A$2:$A$37,MATCH($C116,'Mass attenuation coefficients'!$A$2:$A$37,1)))),0.997*$C116*'Mass attenuation coefficients'!$B$2/'Mass attenuation coefficients'!$A$2)","v":0.13428342553600003},{"$f":"_xlfn.IFNA(INDEX('Shultis Faw'!$C$2:$C$26,MATCH($C116,'Shultis Faw'!$A$2:$A$26,1))+($C116-INDEX('Shultis Faw'!$A$2:$A$26,MATCH($C116,'Shultis Faw'!$A$2:$A$26,1)))*(INDEX('Shultis Faw'!$C$2:$C$26,MATCH($C116,'Shultis Faw'!$A$2:$A$26,1)+1)-INDEX('Shultis Faw'!$C$2:$C$26,MATCH($C116,'Shultis Faw'!$A$2:$A$26,1)))/(INDEX('Shultis Faw'!$A$2:$A$26,MATCH($C116,'Shultis Faw'!$A$2:$A$26,1)+1)-INDEX('Shultis Faw'!$A$2:$A$26,MATCH($C116,'Shultis Faw'!$A$2:$A$26,1))),$C116*'Shultis Faw'!$C$2/'Shultis Faw'!$A$2)","v":3.4078705600000001},{"$f":"_xlfn.IFNA(INDEX('Shultis Faw'!$D$2:$D$26,MATCH($C116,'Shultis Faw'!$A$2:$A$26,1))+($C116-INDEX('Shultis Faw'!$A$2:$A$26,MATCH($C116,'Shultis Faw'!$A$2:$A$26,1)))*(INDEX('Shultis Faw'!$D$2:$D$26,MATCH($C116,'Shultis Faw'!$A$2:$A$26,1)+1)-INDEX('Shultis Faw'!$D$2:$D$26,MATCH($C116,'Shultis Faw'!$A$2:$A$26,1)))/(INDEX('Shultis Faw'!$A$2:$A$26,MATCH($C116,'Shultis Faw'!$A$2:$A$26,1)+1)-INDEX('Shultis Faw'!$A$2:$A$26,MATCH($C116,'Shultis Faw'!$A$2:$A$26,1))),$C116*'Shultis Faw'!$D$2/'Shultis Faw'!$A$2)","v":2.1374102399999999},{"$f":"_xlfn.IFNA(INDEX('Shultis Faw'!$B$2:$B$26,MATCH($C116,'Shultis Faw'!$A$2:$A$26,1))+($C116-INDEX('Shultis Faw'!$A$2:$A$26,MATCH($C116,'Shultis Faw'!$A$2:$A$26,1)))*(INDEX('Shultis Faw'!$B$2:$B$26,MATCH($C116,'Shultis Faw'!$A$2:$A$26,1)+1)-INDEX('Shultis Faw'!$B$2:$B$26,MATCH($C116,'Shultis Faw'!$A$2:$A$26,1)))/(INDEX('Shultis Faw'!$A$2:$A$26,MATCH($C116,'Shultis Faw'!$A$2:$A$26,1)+1)-INDEX('Shultis Faw'!$A$2:$A$26,MATCH($C116,'Shultis Faw'!$A$2:$A$26,1))),$C116*'Shultis Faw'!$B$2/'Shultis Faw'!$A$2)","v":-0.17449183999999998},{"$f":"_xlfn.IFNA(INDEX('Shultis Faw'!$E$2:$E$26,MATCH($C116,'Shultis Faw'!$A$2:$A$26,1))+($C116-INDEX('Shultis Faw'!$A$2:$A$26,MATCH($C116,'Shultis Faw'!$A$2:$A$26,1)))*(INDEX('Shultis Faw'!$E$2:$E$26,MATCH($C116,'Shultis Faw'!$A$2:$A$26,1)+1)-INDEX('Shultis Faw'!$E$2:$E$26,MATCH($C116,'Shultis Faw'!$A$2:$A$26,1)))/(INDEX('Shultis Faw'!$A$2:$A$26,MATCH($C116,'Shultis Faw'!$A$2:$A$26,1)+1)-INDEX('Shultis Faw'!$A$2:$A$26,MATCH($C116,'Shultis Faw'!$A$2:$A$26,1))),$C116*'Shultis Faw'!$E$2/'Shultis Faw'!$A$2)","v":7.5904407999999993E-2},{"$f":"_xlfn.IFNA(INDEX('Shultis Faw'!$F$2:$F$26,MATCH($C116,'Shultis Faw'!$A$2:$A$26,1))+($C116-INDEX('Shultis Faw'!$A$2:$A$26,MATCH($C116,'Shultis Faw'!$A$2:$A$26,1)))*(INDEX('Shultis Faw'!$F$2:$F$26,MATCH($C116,'Shultis Faw'!$A$2:$A$26,1)+1)-INDEX('Shultis Faw'!$F$2:$F$26,MATCH($C116,'Shultis Faw'!$A$2:$A$26,1)))/(INDEX('Shultis Faw'!$A$2:$A$26,MATCH($C116,'Shultis Faw'!$A$2:$A$26,1)+1)-INDEX('Shultis Faw'!$A$2:$A$26,MATCH($C116,'Shultis Faw'!$A$2:$A$26,1))),$C116*'Shultis Faw'!$F$2/'Shultis Faw'!$A$2)","v":14.4635528},{"$f":"J116*(H116*'Externe blootstelling'!$D$23/2)^K116+L116*(TANH(((H116*'Externe blootstelling'!$D$23)/(2*M116))-2)-TANH(-2))/(1-TANH(-2))","v":1.8920064689758724},{"$f":"IF(N116=1,1+(I116-1)*H116*'Externe blootstelling'!$D$23/2,1+(I116-1)*(N116^(H116*'Externe blootstelling'!$D$23/2)-1)/(N116-1))","v":8.0517869176853001},{"$f":"G116*EXP(-H116*'Externe blootstelling'!$D$23/2)*O116","v":2.2405323605203549E-4}]
[null," g ",0.23730999999999999,3.7969599999999998E-14,2.5000000000000001E-5,{"$f":"_xlfn.IFNA(INDEX('hp (pSv cm2)'!$B$2:$B$52,MATCH($C117,'hp (pSv cm2)'!$A$2:$A$52,1))+($C117-INDEX('hp (pSv cm2)'!$A$2:$A$52,MATCH($C117,'hp (pSv cm2)'!$A$2:$A$52,1)))*(INDEX('hp (pSv cm2)'!$B$2:$B$52,MATCH($C117,'hp (pSv cm2)'!$A$2:$A$52,1)+1)-INDEX('hp (pSv cm2)'!$B$2:$B$52,MATCH($C117,'hp (pSv cm2)'!$A$2:$A$52,1)))/(INDEX('hp (pSv cm2)'!$A$2:$A$52,MATCH($C117,'hp (pSv cm2)'!$A$2:$A$52,1)+1)-INDEX('hp (pSv cm2)'!$A$2:$A$52,MATCH($C117,'hp (pSv cm2)'!$A$2:$A$52,1))),$C117*'hp (pSv cm2)'!$B$2/'hp (pSv cm2)'!$A$2)","v":1.1902809999999999},2.9757024999999998E-5,{"$f":"_xlfn.IFNA(0.997*(INDEX('Mass attenuation coefficients'!$B$2:$B$37,MATCH($C117,'Mass attenuation coefficients'!$A$2:$A$37,1))+($C117-INDEX('Mass attenuation coefficients'!$A$2:$A$37,MATCH($C117,'Mass attenuation coefficients'!$A$2:$A$37,1)))*(INDEX('Mass attenuation coefficients'!$B$2:$B$37,MATCH($C117,'Mass attenuation coefficients'!$A$2:$A$37,1)+1)-INDEX('Mass attenuation coefficients'!$B$2:$B$37,MATCH($C117,'Mass attenuation coefficients'!$A$2:$A$37,1)))/(INDEX('Mass attenuation coefficients'!$A$2:$A$37,MATCH($C117,'Mass attenuation coefficients'!$A$2:$A$37,1)+1)-INDEX('Mass attenuation coefficients'!$A$2:$A$37,MATCH($C117,'Mass attenuation coefficients'!$A$2:$A$37,1)))),0.997*$C117*'Mass attenuation coefficients'!$B$2/'Mass attenuation coefficients'!$A$2)","v":0.12974455511999999},{"$f":"_xlfn.IFNA(INDEX('Shultis Faw'!$C$2:$C$26,MATCH($C117,'Shultis Faw'!$A$2:$A$26,1))+($C117-INDEX('Shultis Faw'!$A$2:$A$26,MATCH($C117,'Shultis Faw'!$A$2:$A$26,1)))*(INDEX('Shultis Faw'!$C$2:$C$26,MATCH($C117,'Shultis Faw'!$A$2:$A$26,1)+1)-INDEX('Shultis Faw'!$C$2:$C$26,MATCH($C117,'Shultis Faw'!$A$2:$A$26,1)))/(INDEX('Shultis Faw'!$A$2:$A$26,MATCH($C117,'Shultis Faw'!$A$2:$A$26,1)+1)-INDEX('Shultis Faw'!$A$2:$A$26,MATCH($C117,'Shultis Faw'!$A$2:$A$26,1))),$C117*'Shultis Faw'!$C$2/'Shultis Faw'!$A$2)","v":3.2698102000000002},{"$f":"_xlfn.IFNA(INDEX('Shultis Faw'!$D$2:$D$26,MATCH($C117,'Shultis Faw'!$A$2:$A$26,1))+($C117-INDEX('Shultis Faw'!$A$2:$A$26,MATCH($C117,'Shultis Faw'!$A$2:$A$26,1)))*(INDEX('Shultis Faw'!$D$2:$D$26,MATCH($C117,'Shultis Faw'!$A$2:$A$26,1)+1)-INDEX('Shultis Faw'!$D$2:$D$26,MATCH($C117,'Shultis Faw'!$A$2:$A$26,1)))/(INDEX('Shultis Faw'!$A$2:$A$26,MATCH($C117,'Shultis Faw'!$A$2:$A$26,1)+1)-INDEX('Shultis Faw'!$A$2:$A$26,MATCH($C117,'Shultis Faw'!$A$2:$A$26,1))),$C117*'Shultis Faw'!$D$2/'Shultis Faw'!$A$2)","v":2.1047507999999997},{"$f":"_xlfn.IFNA(INDEX('Shultis Faw'!$B$2:$B$26,MATCH($C117,'Shultis Faw'!$A$2:$A$26,1))+($C117-INDEX('Shultis Faw'!$A$2:$A$26,MATCH($C117,'Shultis Faw'!$A$2:$A$26,1)))*(INDEX('Shultis Faw'!$B$2:$B$26,MATCH($C117,'Shultis Faw'!$A$2:$A$26,1)+1)-INDEX('Shultis Faw'!$B$2:$B$26,MATCH($C117,'Shultis Faw'!$A$2:$A$26,1)))/(INDEX('Shultis Faw'!$A$2:$A$26,MATCH($C117,'Shultis Faw'!$A$2:$A$26,1)+1)-INDEX('Shultis Faw'!$A$2:$A$26,MATCH($C117,'Shultis Faw'!$A$2:$A$26,1))),$C117*'Shultis Faw'!$B$2/'Shultis Faw'!$A$2)","v":-0.1715228},{"$f":"_xlfn.IFNA(INDEX('Shultis Faw'!$E$2:$E$26,MATCH($C117,'Shultis Faw'!$A$2:$A$26,1))+($C117-INDEX('Shultis Faw'!$A$2:$A$26,MATCH($C117,'Shultis Faw'!$A$2:$A$26,1)))*(INDEX('Shultis Faw'!$E$2:$E$26,MATCH($C117,'Shultis Faw'!$A$2:$A$26,1)+1)-INDEX('Shultis Faw'!$E$2:$E$26,MATCH($C117,'Shultis Faw'!$A$2:$A$26,1)))/(INDEX('Shultis Faw'!$A$2:$A$26,MATCH($C117,'Shultis Faw'!$A$2:$A$26,1)+1)-INDEX('Shultis Faw'!$A$2:$A$26,MATCH($C117,'Shultis Faw'!$A$2:$A$26,1))),$C117*'Shultis Faw'!$E$2/'Shultis Faw'!$A$2)","v":7.2960109999999995E-2},{"$f":"_xlfn.IFNA(INDEX('Shultis Faw'!$F$2:$F$26,MATCH($C117,'Shultis Faw'!$A$2:$A$26,1))+($C117-INDEX('Shultis Faw'!$A$2:$A$26,MATCH($C117,'Shultis Faw'!$A$2:$A$26,1)))*(INDEX('Shultis Faw'!$F$2:$F$26,MATCH($C117,'Shultis Faw'!$A$2:$A$26,1)+1)-INDEX('Shultis Faw'!$F$2:$F$26,MATCH($C117,'Shultis Faw'!$A$2:$A$26,1)))/(INDEX('Shultis Faw'!$A$2:$A$26,MATCH($C117,'Shultis Faw'!$A$2:$A$26,1)+1)-INDEX('Shultis Faw'!$A$2:$A$26,MATCH($C117,'Shultis Faw'!$A$2:$A$26,1))),$C117*'Shultis Faw'!$F$2/'Shultis Faw'!$A$2)","v":14.391801000000001},{"$f":"J117*(H117*'Externe blootstelling'!$D$23/2)^K117+L117*(TANH(((H117*'Externe blootstelling'!$D$23)/(2*M117))-2)-TANH(-2))/(1-TANH(-2))","v":1.8779904690396525},{"$f":"IF(N117=1,1+(I117-1)*H117*'Externe blootstelling'!$D$23/2,1+(I117-1)*(N117^(H117*'Externe blootstelling'!$D$23/2)-1)/(N117-1))","v":7.2283626447422211},{"$f":"G117*EXP(-H117*'Externe blootstelling'!$D$23/2)*O117","v":3.0719863209463715E-5}]
[null," g ",0.23941999999999999,3.8307199999999996E-14,8.0000000000000007E-5,{"$f":"_xlfn.IFNA(INDEX('hp (pSv cm2)'!$B$2:$B$52,MATCH($C118,'hp (pSv cm2)'!$A$2:$A$52,1))+($C118-INDEX('hp (pSv cm2)'!$A$2:$A$52,MATCH($C118,'hp (pSv cm2)'!$A$2:$A$52,1)))*(INDEX('hp (pSv cm2)'!$B$2:$B$52,MATCH($C118,'hp (pSv cm2)'!$A$2:$A$52,1)+1)-INDEX('hp (pSv cm2)'!$B$2:$B$52,MATCH($C118,'hp (pSv cm2)'!$A$2:$A$52,1)))/(INDEX('hp (pSv cm2)'!$A$2:$A$52,MATCH($C118,'hp (pSv cm2)'!$A$2:$A$52,1)+1)-INDEX('hp (pSv cm2)'!$A$2:$A$52,MATCH($C118,'hp (pSv cm2)'!$A$2:$A$52,1))),$C118*'hp (pSv cm2)'!$B$2/'hp (pSv cm2)'!$A$2)","v":1.2010419999999999},9.6083360000000006E-5,{"$f":"_xlfn.IFNA(0.997*(INDEX('Mass attenuation coefficients'!$B$2:$B$37,MATCH($C118,'Mass attenuation coefficients'!$A$2:$A$37,1))+($C118-INDEX('Mass attenuation coefficients'!$A$2:$A$37,MATCH($C118,'Mass attenuation coefficients'!$A$2:$A$37,1)))*(INDEX('Mass attenuation coefficients'!$B$2:$B$37,MATCH($C118,'Mass attenuation coefficients'!$A$2:$A$37,1)+1)-INDEX('Mass attenuation coefficients'!$B$2:$B$37,MATCH($C118,'Mass attenuation coefficients'!$A$2:$A$37,1)))/(INDEX('Mass attenuation coefficients'!$A$2:$A$37,MATCH($C118,'Mass attenuation coefficients'!$A$2:$A$37,1)+1)-INDEX('Mass attenuation coefficients'!$A$2:$A$37,MATCH($C118,'Mass attenuation coefficients'!$A$2:$A$37,1)))),0.997*$C118*'Mass attenuation coefficients'!$B$2/'Mass attenuation coefficients'!$A$2)","v":0.12935747984000001},{"$f":"_xlfn.IFNA(INDEX('Shultis Faw'!$C$2:$C$26,MATCH($C118,'Shultis Faw'!$A$2:$A$26,1))+($C118-INDEX('Shultis Faw'!$A$2:$A$26,MATCH($C118,'Shultis Faw'!$A$2:$A$26,1)))*(INDEX('Shultis Faw'!$C$2:$C$26,MATCH($C118,'Shultis Faw'!$A$2:$A$26,1)+1)-INDEX('Shultis Faw'!$C$2:$C$26,MATCH($C118,'Shultis Faw'!$A$2:$A$26,1)))/(INDEX('Shultis Faw'!$A$2:$A$26,MATCH($C118,'Shultis Faw'!$A$2:$A$26,1)+1)-INDEX('Shultis Faw'!$A$2:$A$26,MATCH($C118,'Shultis Faw'!$A$2:$A$26,1))),$C118*'Shultis Faw'!$C$2/'Shultis Faw'!$A$2)","v":3.2580363999999999},{"$f":"_xlfn.IFNA(INDEX('Shultis Faw'!$D$2:$D$26,MATCH($C118,'Shultis Faw'!$A$2:$A$26,1))+($C118-INDEX('Shultis Faw'!$A$2:$A$26,MATCH($C118,'Shultis Faw'!$A$2:$A$26,1)))*(INDEX('Shultis Faw'!$D$2:$D$26,MATCH($C118,'Shultis Faw'!$A$2:$A$26,1)+1)-INDEX('Shultis Faw'!$D$2:$D$26,MATCH($C118,'Shultis Faw'!$A$2:$A$26,1)))/(INDEX('Shultis Faw'!$A$2:$A$26,MATCH($C118,'Shultis Faw'!$A$2:$A$26,1)+1)-INDEX('Shultis Faw'!$A$2:$A$26,MATCH($C118,'Shultis Faw'!$A$2:$A$26,1))),$C118*'Shultis Faw'!$D$2/'Shultis Faw'!$A$2)","v":2.1019655999999998},{"$f":"_xlfn.IFNA(INDEX('Shultis Faw'!$B$2:$B$26,MATCH($C118,'Shultis Faw'!$A$2:$A$26,1))+($C118-INDEX('Shultis Faw'!$A$2:$A$26,MATCH($C118,'Shultis Faw'!$A$2:$A$26,1)))*(INDEX('Shultis Faw'!$B$2:$B$26,MATCH($C118,'Shultis Faw'!$A$2:$A$26,1)+1)-INDEX('Shultis Faw'!$B$2:$B$26,MATCH($C118,'Shultis Faw'!$A$2:$A$26,1)))/(INDEX('Shultis Faw'!$A$2:$A$26,MATCH($C118,'Shultis Faw'!$A$2:$A$26,1)+1)-INDEX('Shultis Faw'!$A$2:$A$26,MATCH($C118,'Shultis Faw'!$A$2:$A$26,1))),$C118*'Shultis Faw'!$B$2/'Shultis Faw'!$A$2)","v":-0.17126959999999999},{"$f":"_xlfn.IFNA(INDEX('Shultis Faw'!$E$2:$E$26,MATCH($C118,'Shultis Faw'!$A$2:$A$26,1))+($C118-INDEX('Shultis Faw'!$A$2:$A$26,MATCH($C118,'Shultis Faw'!$A$2:$A$26,1)))*(INDEX('Shultis Faw'!$E$2:$E$26,MATCH($C118,'Shultis Faw'!$A$2:$A$26,1)+1)-INDEX('Shultis Faw'!$E$2:$E$26,MATCH($C118,'Shultis Faw'!$A$2:$A$26,1)))/(INDEX('Shultis Faw'!$A$2:$A$26,MATCH($C118,'Shultis Faw'!$A$2:$A$26,1)+1)-INDEX('Shultis Faw'!$A$2:$A$26,MATCH($C118,'Shultis Faw'!$A$2:$A$26,1))),$C118*'Shultis Faw'!$E$2/'Shultis Faw'!$A$2)","v":7.2709019999999999E-2},{"$f":"_xlfn.IFNA(INDEX('Shultis Faw'!$F$2:$F$26,MATCH($C118,'Shultis Faw'!$A$2:$A$26,1))+($C118-INDEX('Shultis Faw'!$A$2:$A$26,MATCH($C118,'Shultis Faw'!$A$2:$A$26,1)))*(INDEX('Shultis Faw'!$F$2:$F$26,MATCH($C118,'Shultis Faw'!$A$2:$A$26,1)+1)-INDEX('Shultis Faw'!$F$2:$F$26,MATCH($C118,'Shultis Faw'!$A$2:$A$26,1)))/(INDEX('Shultis Faw'!$A$2:$A$26,MATCH($C118,'Shultis Faw'!$A$2:$A$26,1)+1)-INDEX('Shultis Faw'!$A$2:$A$26,MATCH($C118,'Shultis Faw'!$A$2:$A$26,1))),$C118*'Shultis Faw'!$F$2/'Shultis Faw'!$A$2)","v":14.385682000000001},{"$f":"J118*(H118*'Externe blootstelling'!$D$23/2)^K118+L118*(TANH(((H118*'Externe blootstelling'!$D$23)/(2*M118))-2)-TANH(-2))/(1-TANH(-2))","v":1.8767794098708046},{"$f":"IF(N118=1,1+(I118-1)*H118*'Externe blootstelling'!$D$23/2,1+(I118-1)*(N118^(H118*'Externe blootstelling'!$D$23/2)-1)/(N118-1))","v":7.1616032937903711},{"$f":"G118*EXP(-H118*'Externe blootstelling'!$D$23/2)*O118","v":9.8848446131767176E-5}]
[null," g ",0.24469739999999998,3.9151583999999995E-14,7.5499999999999998E-2,{"$f":"_xlfn.IFNA(INDEX('hp (pSv cm2)'!$B$2:$B$52,MATCH($C119,'hp (pSv cm2)'!$A$2:$A$52,1))+($C119-INDEX('hp (pSv cm2)'!$A$2:$A$52,MATCH($C119,'hp (pSv cm2)'!$A$2:$A$52,1)))*(INDEX('hp (pSv cm2)'!$B$2:$B$52,MATCH($C119,'hp (pSv cm2)'!$A$2:$A$52,1)+1)-INDEX('hp (pSv cm2)'!$B$2:$B$52,MATCH($C119,'hp (pSv cm2)'!$A$2:$A$52,1)))/(INDEX('hp (pSv cm2)'!$A$2:$A$52,MATCH($C119,'hp (pSv cm2)'!$A$2:$A$52,1)+1)-INDEX('hp (pSv cm2)'!$A$2:$A$52,MATCH($C119,'hp (pSv cm2)'!$A$2:$A$52,1))),$C119*'hp (pSv cm2)'!$B$2/'hp (pSv cm2)'!$A$2)","v":1.22795674},9.2710733869999992E-2,{"$f":"_xlfn.IFNA(0.997*(INDEX('Mass attenuation coefficients'!$B$2:$B$37,MATCH($C119,'Mass attenuation coefficients'!$A$2:$A$37,1))+($C119-INDEX('Mass attenuation coefficients'!$A$2:$A$37,MATCH($C119,'Mass attenuation coefficients'!$A$2:$A$37,1)))*(INDEX('Mass attenuation coefficients'!$B$2:$B$37,MATCH($C119,'Mass attenuation coefficients'!$A$2:$A$37,1)+1)-INDEX('Mass attenuation coefficients'!$B$2:$B$37,MATCH($C119,'Mass attenuation coefficients'!$A$2:$A$37,1)))/(INDEX('Mass attenuation coefficients'!$A$2:$A$37,MATCH($C119,'Mass attenuation coefficients'!$A$2:$A$37,1)+1)-INDEX('Mass attenuation coefficients'!$A$2:$A$37,MATCH($C119,'Mass attenuation coefficients'!$A$2:$A$37,1)))),0.997*$C119*'Mass attenuation coefficients'!$B$2/'Mass attenuation coefficients'!$A$2)","v":0.12838935136480001},{"$f":"_xlfn.IFNA(INDEX('Shultis Faw'!$C$2:$C$26,MATCH($C119,'Shultis Faw'!$A$2:$A$26,1))+($C119-INDEX('Shultis Faw'!$A$2:$A$26,MATCH($C119,'Shultis Faw'!$A$2:$A$26,1)))*(INDEX('Shultis Faw'!$C$2:$C$26,MATCH($C119,'Shultis Faw'!$A$2:$A$26,1)+1)-INDEX('Shultis Faw'!$C$2:$C$26,MATCH($C119,'Shultis Faw'!$A$2:$A$26,1)))/(INDEX('Shultis Faw'!$A$2:$A$26,MATCH($C119,'Shultis Faw'!$A$2:$A$26,1)+1)-INDEX('Shultis Faw'!$A$2:$A$26,MATCH($C119,'Shultis Faw'!$A$2:$A$26,1))),$C119*'Shultis Faw'!$C$2/'Shultis Faw'!$A$2)","v":3.2285885080000001},{"$f":"_xlfn.IFNA(INDEX('Shultis Faw'!$D$2:$D$26,MATCH($C119,'Shultis Faw'!$A$2:$A$26,1))+($C119-INDEX('Shultis Faw'!$A$2:$A$26,MATCH($C119,'Shultis Faw'!$A$2:$A$26,1)))*(INDEX('Shultis Faw'!$D$2:$D$26,MATCH($C119,'Shultis Faw'!$A$2:$A$26,1)+1)-INDEX('Shultis Faw'!$D$2:$D$26,MATCH($C119,'Shultis Faw'!$A$2:$A$26,1)))/(INDEX('Shultis Faw'!$A$2:$A$26,MATCH($C119,'Shultis Faw'!$A$2:$A$26,1)+1)-INDEX('Shultis Faw'!$A$2:$A$26,MATCH($C119,'Shultis Faw'!$A$2:$A$26,1))),$C119*'Shultis Faw'!$D$2/'Shultis Faw'!$A$2)","v":2.0949994319999998},{"$f":"_xlfn.IFNA(INDEX('Shultis Faw'!$B$2:$B$26,MATCH($C119,'Shultis Faw'!$A$2:$A$26,1))+($C119-INDEX('Shultis Faw'!$A$2:$A$26,MATCH($C119,'Shultis Faw'!$A$2:$A$26,1)))*(INDEX('Shultis Faw'!$B$2:$B$26,MATCH($C119,'Shultis Faw'!$A$2:$A$26,1)+1)-INDEX('Shultis Faw'!$B$2:$B$26,MATCH($C119,'Shultis Faw'!$A$2:$A$26,1)))/(INDEX('Shultis Faw'!$A$2:$A$26,MATCH($C119,'Shultis Faw'!$A$2:$A$26,1)+1)-INDEX('Shultis Faw'!$A$2:$A$26,MATCH($C119,'Shultis Faw'!$A$2:$A$26,1))),$C119*'Shultis Faw'!$B$2/'Shultis Faw'!$A$2)","v":-0.17063631200000001},{"$f":"_xlfn.IFNA(INDEX('Shultis Faw'!$E$2:$E$26,MATCH($C119,'Shultis Faw'!$A$2:$A$26,1))+($C119-INDEX('Shultis Faw'!$A$2:$A$26,MATCH($C119,'Shultis Faw'!$A$2:$A$26,1)))*(INDEX('Shultis Faw'!$E$2:$E$26,MATCH($C119,'Shultis Faw'!$A$2:$A$26,1)+1)-INDEX('Shultis Faw'!$E$2:$E$26,MATCH($C119,'Shultis Faw'!$A$2:$A$26,1)))/(INDEX('Shultis Faw'!$A$2:$A$26,MATCH($C119,'Shultis Faw'!$A$2:$A$26,1)+1)-INDEX('Shultis Faw'!$A$2:$A$26,MATCH($C119,'Shultis Faw'!$A$2:$A$26,1))),$C119*'Shultis Faw'!$E$2/'Shultis Faw'!$A$2)","v":7.2081009400000007E-2},{"$f":"_xlfn.IFNA(INDEX('Shultis Faw'!$F$2:$F$26,MATCH($C119,'Shultis Faw'!$A$2:$A$26,1))+($C119-INDEX('Shultis Faw'!$A$2:$A$26,MATCH($C119,'Shultis Faw'!$A$2:$A$26,1)))*(INDEX('Shultis Faw'!$F$2:$F$26,MATCH($C119,'Shultis Faw'!$A$2:$A$26,1)+1)-INDEX('Shultis Faw'!$F$2:$F$26,MATCH($C119,'Shultis Faw'!$A$2:$A$26,1)))/(INDEX('Shultis Faw'!$A$2:$A$26,MATCH($C119,'Shultis Faw'!$A$2:$A$26,1)+1)-INDEX('Shultis Faw'!$A$2:$A$26,MATCH($C119,'Shultis Faw'!$A$2:$A$26,1))),$C119*'Shultis Faw'!$F$2/'Shultis Faw'!$A$2)","v":14.37037754},{"$f":"J119*(H119*'Externe blootstelling'!$D$23/2)^K119+L119*(TANH(((H119*'Externe blootstelling'!$D$23)/(2*M119))-2)-TANH(-2))/(1-TANH(-2))","v":1.8737395624919331},{"$f":"IF(N119=1,1+(I119-1)*H119*'Externe blootstelling'!$D$23/2,1+(I119-1)*(N119^(H119*'Externe blootstelling'!$D$23/2)-1)/(N119-1))","v":6.9969302489422853},{"$f":"G119*EXP(-H119*'Externe blootstelling'!$D$23/2)*O119","v":9.4548743323014814E-2}]
[null," g ",0.251633,4.026128E-14,6.7100000000000005E-4,{"$f":"_xlfn.IFNA(INDEX('hp (pSv cm2)'!$B$2:$B$52,MATCH($C120,'hp (pSv cm2)'!$A$2:$A$52,1))+($C120-INDEX('hp (pSv cm2)'!$A$2:$A$52,MATCH($C120,'hp (pSv cm2)'!$A$2:$A$52,1)))*(INDEX('hp (pSv cm2)'!$B$2:$B$52,MATCH($C120,'hp (pSv cm2)'!$A$2:$A$52,1)+1)-INDEX('hp (pSv cm2)'!$B$2:$B$52,MATCH($C120,'hp (pSv cm2)'!$A$2:$A$52,1)))/(INDEX('hp (pSv cm2)'!$A$2:$A$52,MATCH($C120,'hp (pSv cm2)'!$A$2:$A$52,1)+1)-INDEX('hp (pSv cm2)'!$A$2:$A$52,MATCH($C120,'hp (pSv cm2)'!$A$2:$A$52,1))),$C120*'hp (pSv cm2)'!$B$2/'hp (pSv cm2)'!$A$2)","v":1.2633283},8.4769328930000003E-4,{"$f":"_xlfn.IFNA(0.997*(INDEX('Mass attenuation coefficients'!$B$2:$B$37,MATCH($C120,'Mass attenuation coefficients'!$A$2:$A$37,1))+($C120-INDEX('Mass attenuation coefficients'!$A$2:$A$37,MATCH($C120,'Mass attenuation coefficients'!$A$2:$A$37,1)))*(INDEX('Mass attenuation coefficients'!$B$2:$B$37,MATCH($C120,'Mass attenuation coefficients'!$A$2:$A$37,1)+1)-INDEX('Mass attenuation coefficients'!$B$2:$B$37,MATCH($C120,'Mass attenuation coefficients'!$A$2:$A$37,1)))/(INDEX('Mass attenuation coefficients'!$A$2:$A$37,MATCH($C120,'Mass attenuation coefficients'!$A$2:$A$37,1)+1)-INDEX('Mass attenuation coefficients'!$A$2:$A$37,MATCH($C120,'Mass attenuation coefficients'!$A$2:$A$37,1)))),0.997*$C120*'Mass attenuation coefficients'!$B$2/'Mass attenuation coefficients'!$A$2)","v":0.127117029416},{"$f":"_xlfn.IFNA(INDEX('Shultis Faw'!$C$2:$C$26,MATCH($C120,'Shultis Faw'!$A$2:$A$26,1))+($C120-INDEX('Shultis Faw'!$A$2:$A$26,MATCH($C120,'Shultis Faw'!$A$2:$A$26,1)))*(INDEX('Shultis Faw'!$C$2:$C$26,MATCH($C120,'Shultis Faw'!$A$2:$A$26,1)+1)-INDEX('Shultis Faw'!$C$2:$C$26,MATCH($C120,'Shultis Faw'!$A$2:$A$26,1)))/(INDEX('Shultis Faw'!$A$2:$A$26,MATCH($C120,'Shultis Faw'!$A$2:$A$26,1)+1)-INDEX('Shultis Faw'!$A$2:$A$26,MATCH($C120,'Shultis Faw'!$A$2:$A$26,1))),$C120*'Shultis Faw'!$C$2/'Shultis Faw'!$A$2)","v":3.1898878600000002},{"$f":"_xlfn.IFNA(INDEX('Shultis Faw'!$D$2:$D$26,MATCH($C120,'Shultis Faw'!$A$2:$A$26,1))+($C120-INDEX('Shultis Faw'!$A$2:$A$26,MATCH($C120,'Shultis Faw'!$A$2:$A$26,1)))*(INDEX('Shultis Faw'!$D$2:$D$26,MATCH($C120,'Shultis Faw'!$A$2:$A$26,1)+1)-INDEX('Shultis Faw'!$D$2:$D$26,MATCH($C120,'Shultis Faw'!$A$2:$A$26,1)))/(INDEX('Shultis Faw'!$A$2:$A$26,MATCH($C120,'Shultis Faw'!$A$2:$A$26,1)+1)-INDEX('Shultis Faw'!$A$2:$A$26,MATCH($C120,'Shultis Faw'!$A$2:$A$26,1))),$C120*'Shultis Faw'!$D$2/'Shultis Faw'!$A$2)","v":2.0858444399999998},{"$f":"_xlfn.IFNA(INDEX('Shultis Faw'!$B$2:$B$26,MATCH($C120,'Shultis Faw'!$A$2:$A$26,1))+($C120-INDEX('Shultis Faw'!$A$2:$A$26,MATCH($C120,'Shultis Faw'!$A$2:$A$26,1)))*(INDEX('Shultis Faw'!$B$2:$B$26,MATCH($C120,'Shultis Faw'!$A$2:$A$26,1)+1)-INDEX('Shultis Faw'!$B$2:$B$26,MATCH($C120,'Shultis Faw'!$A$2:$A$26,1)))/(INDEX('Shultis Faw'!$A$2:$A$26,MATCH($C120,'Shultis Faw'!$A$2:$A$26,1)+1)-INDEX('Shultis Faw'!$A$2:$A$26,MATCH($C120,'Shultis Faw'!$A$2:$A$26,1))),$C120*'Shultis Faw'!$B$2/'Shultis Faw'!$A$2)","v":-0.16980403999999999},{"$f":"_xlfn.IFNA(INDEX('Shultis Faw'!$E$2:$E$26,MATCH($C120,'Shultis Faw'!$A$2:$A$26,1))+($C120-INDEX('Shultis Faw'!$A$2:$A$26,MATCH($C120,'Shultis Faw'!$A$2:$A$26,1)))*(INDEX('Shultis Faw'!$E$2:$E$26,MATCH($C120,'Shultis Faw'!$A$2:$A$26,1)+1)-INDEX('Shultis Faw'!$E$2:$E$26,MATCH($C120,'Shultis Faw'!$A$2:$A$26,1)))/(INDEX('Shultis Faw'!$A$2:$A$26,MATCH($C120,'Shultis Faw'!$A$2:$A$26,1)+1)-INDEX('Shultis Faw'!$A$2:$A$26,MATCH($C120,'Shultis Faw'!$A$2:$A$26,1))),$C120*'Shultis Faw'!$E$2/'Shultis Faw'!$A$2)","v":7.1255673000000005E-2},{"$f":"_xlfn.IFNA(INDEX('Shultis Faw'!$F$2:$F$26,MATCH($C120,'Shultis Faw'!$A$2:$A$26,1))+($C120-INDEX('Shultis Faw'!$A$2:$A$26,MATCH($C120,'Shultis Faw'!$A$2:$A$26,1)))*(INDEX('Shultis Faw'!$F$2:$F$26,MATCH($C120,'Shultis Faw'!$A$2:$A$26,1)+1)-INDEX('Shultis Faw'!$F$2:$F$26,MATCH($C120,'Shultis Faw'!$A$2:$A$26,1)))/(INDEX('Shultis Faw'!$A$2:$A$26,MATCH($C120,'Shultis Faw'!$A$2:$A$26,1)+1)-INDEX('Shultis Faw'!$A$2:$A$26,MATCH($C120,'Shultis Faw'!$A$2:$A$26,1))),$C120*'Shultis Faw'!$F$2/'Shultis Faw'!$A$2)","v":14.350264300000001},{"$f":"J120*(H120*'Externe blootstelling'!$D$23/2)^K120+L120*(TANH(((H120*'Externe blootstelling'!$D$23)/(2*M120))-2)-TANH(-2))/(1-TANH(-2))","v":1.8697210934517035},{"$f":"IF(N120=1,1+(I120-1)*H120*'Externe blootstelling'!$D$23/2,1+(I120-1)*(N120^(H120*'Externe blootstelling'!$D$23/2)-1)/(N120-1))","v":6.7854393622486668},{"$f":"G120*EXP(-H120*'Externe blootstelling'!$D$23/2)*O120","v":8.5452220494349558E-4}]
[null," g ",0.26985999999999999,4.3177599999999995E-14,6.0000000000000002E-5,{"$f":"_xlfn.IFNA(INDEX('hp (pSv cm2)'!$B$2:$B$52,MATCH($C121,'hp (pSv cm2)'!$A$2:$A$52,1))+($C121-INDEX('hp (pSv cm2)'!$A$2:$A$52,MATCH($C121,'hp (pSv cm2)'!$A$2:$A$52,1)))*(INDEX('hp (pSv cm2)'!$B$2:$B$52,MATCH($C121,'hp (pSv cm2)'!$A$2:$A$52,1)+1)-INDEX('hp (pSv cm2)'!$B$2:$B$52,MATCH($C121,'hp (pSv cm2)'!$A$2:$A$52,1)))/(INDEX('hp (pSv cm2)'!$A$2:$A$52,MATCH($C121,'hp (pSv cm2)'!$A$2:$A$52,1)+1)-INDEX('hp (pSv cm2)'!$A$2:$A$52,MATCH($C121,'hp (pSv cm2)'!$A$2:$A$52,1))),$C121*'hp (pSv cm2)'!$B$2/'hp (pSv cm2)'!$A$2)","v":1.3562859999999999},8.1377160000000001E-5,{"$f":"_xlfn.IFNA(0.997*(INDEX('Mass attenuation coefficients'!$B$2:$B$37,MATCH($C121,'Mass attenuation coefficients'!$A$2:$A$37,1))+($C121-INDEX('Mass attenuation coefficients'!$A$2:$A$37,MATCH($C121,'Mass attenuation coefficients'!$A$2:$A$37,1)))*(INDEX('Mass attenuation coefficients'!$B$2:$B$37,MATCH($C121,'Mass attenuation coefficients'!$A$2:$A$37,1)+1)-INDEX('Mass attenuation coefficients'!$B$2:$B$37,MATCH($C121,'Mass attenuation coefficients'!$A$2:$A$37,1)))/(INDEX('Mass attenuation coefficients'!$A$2:$A$37,MATCH($C121,'Mass attenuation coefficients'!$A$2:$A$37,1)+1)-INDEX('Mass attenuation coefficients'!$A$2:$A$37,MATCH($C121,'Mass attenuation coefficients'!$A$2:$A$37,1)))),0.997*$C121*'Mass attenuation coefficients'!$B$2/'Mass attenuation coefficients'!$A$2)","v":0.12377332272000001},{"$f":"_xlfn.IFNA(INDEX('Shultis Faw'!$C$2:$C$26,MATCH($C121,'Shultis Faw'!$A$2:$A$26,1))+($C121-INDEX('Shultis Faw'!$A$2:$A$26,MATCH($C121,'Shultis Faw'!$A$2:$A$26,1)))*(INDEX('Shultis Faw'!$C$2:$C$26,MATCH($C121,'Shultis Faw'!$A$2:$A$26,1)+1)-INDEX('Shultis Faw'!$C$2:$C$26,MATCH($C121,'Shultis Faw'!$A$2:$A$26,1)))/(INDEX('Shultis Faw'!$A$2:$A$26,MATCH($C121,'Shultis Faw'!$A$2:$A$26,1)+1)-INDEX('Shultis Faw'!$A$2:$A$26,MATCH($C121,'Shultis Faw'!$A$2:$A$26,1))),$C121*'Shultis Faw'!$C$2/'Shultis Faw'!$A$2)","v":3.0881812000000002},{"$f":"_xlfn.IFNA(INDEX('Shultis Faw'!$D$2:$D$26,MATCH($C121,'Shultis Faw'!$A$2:$A$26,1))+($C121-INDEX('Shultis Faw'!$A$2:$A$26,MATCH($C121,'Shultis Faw'!$A$2:$A$26,1)))*(INDEX('Shultis Faw'!$D$2:$D$26,MATCH($C121,'Shultis Faw'!$A$2:$A$26,1)+1)-INDEX('Shultis Faw'!$D$2:$D$26,MATCH($C121,'Shultis Faw'!$A$2:$A$26,1)))/(INDEX('Shultis Faw'!$A$2:$A$26,MATCH($C121,'Shultis Faw'!$A$2:$A$26,1)+1)-INDEX('Shultis Faw'!$A$2:$A$26,MATCH($C121,'Shultis Faw'!$A$2:$A$26,1))),$C121*'Shultis Faw'!$D$2/'Shultis Faw'!$A$2)","v":2.0617847999999999},{"$f":"_xlfn.IFNA(INDEX('Shultis Faw'!$B$2:$B$26,MATCH($C121,'Shultis Faw'!$A$2:$A$26,1))+($C121-INDEX('Shultis Faw'!$A$2:$A$26,MATCH($C121,'Shultis Faw'!$A$2:$A$26,1)))*(INDEX('Shultis Faw'!$B$2:$B$26,MATCH($C121,'Shultis Faw'!$A$2:$A$26,1)+1)-INDEX('Shultis Faw'!$B$2:$B$26,MATCH($C121,'Shultis Faw'!$A$2:$A$26,1)))/(INDEX('Shultis Faw'!$A$2:$A$26,MATCH($C121,'Shultis Faw'!$A$2:$A$26,1)+1)-INDEX('Shultis Faw'!$A$2:$A$26,MATCH($C121,'Shultis Faw'!$A$2:$A$26,1))),$C121*'Shultis Faw'!$B$2/'Shultis Faw'!$A$2)","v":-0.16761680000000001},{"$f":"_xlfn.IFNA(INDEX('Shultis Faw'!$E$2:$E$26,MATCH($C121,'Shultis Faw'!$A$2:$A$26,1))+($C121-INDEX('Shultis Faw'!$A$2:$A$26,MATCH($C121,'Shultis Faw'!$A$2:$A$26,1)))*(INDEX('Shultis Faw'!$E$2:$E$26,MATCH($C121,'Shultis Faw'!$A$2:$A$26,1)+1)-INDEX('Shultis Faw'!$E$2:$E$26,MATCH($C121,'Shultis Faw'!$A$2:$A$26,1)))/(INDEX('Shultis Faw'!$A$2:$A$26,MATCH($C121,'Shultis Faw'!$A$2:$A$26,1)+1)-INDEX('Shultis Faw'!$A$2:$A$26,MATCH($C121,'Shultis Faw'!$A$2:$A$26,1))),$C121*'Shultis Faw'!$E$2/'Shultis Faw'!$A$2)","v":6.9086659999999994E-2},{"$f":"_xlfn.IFNA(INDEX('Shultis Faw'!$F$2:$F$26,MATCH($C121,'Shultis Faw'!$A$2:$A$26,1))+($C121-INDEX('Shultis Faw'!$A$2:$A$26,MATCH($C121,'Shultis Faw'!$A$2:$A$26,1)))*(INDEX('Shultis Faw'!$F$2:$F$26,MATCH($C121,'Shultis Faw'!$A$2:$A$26,1)+1)-INDEX('Shultis Faw'!$F$2:$F$26,MATCH($C121,'Shultis Faw'!$A$2:$A$26,1)))/(INDEX('Shultis Faw'!$A$2:$A$26,MATCH($C121,'Shultis Faw'!$A$2:$A$26,1)+1)-INDEX('Shultis Faw'!$A$2:$A$26,MATCH($C121,'Shultis Faw'!$A$2:$A$26,1))),$C121*'Shultis Faw'!$F$2/'Shultis Faw'!$A$2)","v":14.297406000000001},{"$f":"J121*(H121*'Externe blootstelling'!$D$23/2)^K121+L121*(TANH(((H121*'Externe blootstelling'!$D$23)/(2*M121))-2)-TANH(-2))/(1-TANH(-2))","v":1.8590337282727889},{"$f":"IF(N121=1,1+(I121-1)*H121*'Externe blootstelling'!$D$23/2,1+(I121-1)*(N121^(H121*'Externe blootstelling'!$D$23/2)-1)/(N121-1))","v":6.2554393325065236},{"$f":"G121*EXP(-H121*'Externe blootstelling'!$D$23/2)*O121","v":7.9515039639126495E-5}]
[null," g ",0.27113099999999996,4.3380959999999985E-14,7.7999999999999999E-4,{"$f":"_xlfn.IFNA(INDEX('hp (pSv cm2)'!$B$2:$B$52,MATCH($C122,'hp (pSv cm2)'!$A$2:$A$52,1))+($C122-INDEX('hp (pSv cm2)'!$A$2:$A$52,MATCH($C122,'hp (pSv cm2)'!$A$2:$A$52,1)))*(INDEX('hp (pSv cm2)'!$B$2:$B$52,MATCH($C122,'hp (pSv cm2)'!$A$2:$A$52,1)+1)-INDEX('hp (pSv cm2)'!$B$2:$B$52,MATCH($C122,'hp (pSv cm2)'!$A$2:$A$52,1)))/(INDEX('hp (pSv cm2)'!$A$2:$A$52,MATCH($C122,'hp (pSv cm2)'!$A$2:$A$52,1)+1)-INDEX('hp (pSv cm2)'!$A$2:$A$52,MATCH($C122,'hp (pSv cm2)'!$A$2:$A$52,1))),$C122*'hp (pSv cm2)'!$B$2/'hp (pSv cm2)'!$A$2)","v":1.3627680999999998},1.0629591179999998E-3,{"$f":"_xlfn.IFNA(0.997*(INDEX('Mass attenuation coefficients'!$B$2:$B$37,MATCH($C122,'Mass attenuation coefficients'!$A$2:$A$37,1))+($C122-INDEX('Mass attenuation coefficients'!$A$2:$A$37,MATCH($C122,'Mass attenuation coefficients'!$A$2:$A$37,1)))*(INDEX('Mass attenuation coefficients'!$B$2:$B$37,MATCH($C122,'Mass attenuation coefficients'!$A$2:$A$37,1)+1)-INDEX('Mass attenuation coefficients'!$B$2:$B$37,MATCH($C122,'Mass attenuation coefficients'!$A$2:$A$37,1)))/(INDEX('Mass attenuation coefficients'!$A$2:$A$37,MATCH($C122,'Mass attenuation coefficients'!$A$2:$A$37,1)+1)-INDEX('Mass attenuation coefficients'!$A$2:$A$37,MATCH($C122,'Mass attenuation coefficients'!$A$2:$A$37,1)))),0.997*$C122*'Mass attenuation coefficients'!$B$2/'Mass attenuation coefficients'!$A$2)","v":0.12354016031200001},{"$f":"_xlfn.IFNA(INDEX('Shultis Faw'!$C$2:$C$26,MATCH($C122,'Shultis Faw'!$A$2:$A$26,1))+($C122-INDEX('Shultis Faw'!$A$2:$A$26,MATCH($C122,'Shultis Faw'!$A$2:$A$26,1)))*(INDEX('Shultis Faw'!$C$2:$C$26,MATCH($C122,'Shultis Faw'!$A$2:$A$26,1)+1)-INDEX('Shultis Faw'!$C$2:$C$26,MATCH($C122,'Shultis Faw'!$A$2:$A$26,1)))/(INDEX('Shultis Faw'!$A$2:$A$26,MATCH($C122,'Shultis Faw'!$A$2:$A$26,1)+1)-INDEX('Shultis Faw'!$A$2:$A$26,MATCH($C122,'Shultis Faw'!$A$2:$A$26,1))),$C122*'Shultis Faw'!$C$2/'Shultis Faw'!$A$2)","v":3.0810890200000003},{"$f":"_xlfn.IFNA(INDEX('Shultis Faw'!$D$2:$D$26,MATCH($C122,'Shultis Faw'!$A$2:$A$26,1))+($C122-INDEX('Shultis Faw'!$A$2:$A$26,MATCH($C122,'Shultis Faw'!$A$2:$A$26,1)))*(INDEX('Shultis Faw'!$D$2:$D$26,MATCH($C122,'Shultis Faw'!$A$2:$A$26,1)+1)-INDEX('Shultis Faw'!$D$2:$D$26,MATCH($C122,'Shultis Faw'!$A$2:$A$26,1)))/(INDEX('Shultis Faw'!$A$2:$A$26,MATCH($C122,'Shultis Faw'!$A$2:$A$26,1)+1)-INDEX('Shultis Faw'!$A$2:$A$26,MATCH($C122,'Shultis Faw'!$A$2:$A$26,1))),$C122*'Shultis Faw'!$D$2/'Shultis Faw'!$A$2)","v":2.0601070799999999},{"$f":"_xlfn.IFNA(INDEX('Shultis Faw'!$B$2:$B$26,MATCH($C122,'Shultis Faw'!$A$2:$A$26,1))+($C122-INDEX('Shultis Faw'!$A$2:$A$26,MATCH($C122,'Shultis Faw'!$A$2:$A$26,1)))*(INDEX('Shultis Faw'!$B$2:$B$26,MATCH($C122,'Shultis Faw'!$A$2:$A$26,1)+1)-INDEX('Shultis Faw'!$B$2:$B$26,MATCH($C122,'Shultis Faw'!$A$2:$A$26,1)))/(INDEX('Shultis Faw'!$A$2:$A$26,MATCH($C122,'Shultis Faw'!$A$2:$A$26,1)+1)-INDEX('Shultis Faw'!$A$2:$A$26,MATCH($C122,'Shultis Faw'!$A$2:$A$26,1))),$C122*'Shultis Faw'!$B$2/'Shultis Faw'!$A$2)","v":-0.16746428000000002},{"$f":"_xlfn.IFNA(INDEX('Shultis Faw'!$E$2:$E$26,MATCH($C122,'Shultis Faw'!$A$2:$A$26,1))+($C122-INDEX('Shultis Faw'!$A$2:$A$26,MATCH($C122,'Shultis Faw'!$A$2:$A$26,1)))*(INDEX('Shultis Faw'!$E$2:$E$26,MATCH($C122,'Shultis Faw'!$A$2:$A$26,1)+1)-INDEX('Shultis Faw'!$E$2:$E$26,MATCH($C122,'Shultis Faw'!$A$2:$A$26,1)))/(INDEX('Shultis Faw'!$A$2:$A$26,MATCH($C122,'Shultis Faw'!$A$2:$A$26,1)+1)-INDEX('Shultis Faw'!$A$2:$A$26,MATCH($C122,'Shultis Faw'!$A$2:$A$26,1))),$C122*'Shultis Faw'!$E$2/'Shultis Faw'!$A$2)","v":6.8935411000000002E-2},{"$f":"_xlfn.IFNA(INDEX('Shultis Faw'!$F$2:$F$26,MATCH($C122,'Shultis Faw'!$A$2:$A$26,1))+($C122-INDEX('Shultis Faw'!$A$2:$A$26,MATCH($C122,'Shultis Faw'!$A$2:$A$26,1)))*(INDEX('Shultis Faw'!$F$2:$F$26,MATCH($C122,'Shultis Faw'!$A$2:$A$26,1)+1)-INDEX('Shultis Faw'!$F$2:$F$26,MATCH($C122,'Shultis Faw'!$A$2:$A$26,1)))/(INDEX('Shultis Faw'!$A$2:$A$26,MATCH($C122,'Shultis Faw'!$A$2:$A$26,1)+1)-INDEX('Shultis Faw'!$A$2:$A$26,MATCH($C122,'Shultis Faw'!$A$2:$A$26,1))),$C122*'Shultis Faw'!$F$2/'Shultis Faw'!$A$2)","v":14.293720100000002},{"$f":"J122*(H122*'Externe blootstelling'!$D$23/2)^K122+L122*(TANH(((H122*'Externe blootstelling'!$D$23)/(2*M122))-2)-TANH(-2))/(1-TANH(-2))","v":1.8582816568425631},{"$f":"IF(N122=1,1+(I122-1)*H122*'Externe blootstelling'!$D$23/2,1+(I122-1)*(N122^(H122*'Externe blootstelling'!$D$23/2)-1)/(N122-1))","v":6.2198368081941497},{"$f":"G122*EXP(-H122*'Externe blootstelling'!$D$23/2)*O122","v":1.0363427248729427E-3}]
[null," g ",0.275449,4.4071839999999999E-14,3.2300000000000004E-4,{"$f":"_xlfn.IFNA(INDEX('hp (pSv cm2)'!$B$2:$B$52,MATCH($C123,'hp (pSv cm2)'!$A$2:$A$52,1))+($C123-INDEX('hp (pSv cm2)'!$A$2:$A$52,MATCH($C123,'hp (pSv cm2)'!$A$2:$A$52,1)))*(INDEX('hp (pSv cm2)'!$B$2:$B$52,MATCH($C123,'hp (pSv cm2)'!$A$2:$A$52,1)+1)-INDEX('hp (pSv cm2)'!$B$2:$B$52,MATCH($C123,'hp (pSv cm2)'!$A$2:$A$52,1)))/(INDEX('hp (pSv cm2)'!$A$2:$A$52,MATCH($C123,'hp (pSv cm2)'!$A$2:$A$52,1)+1)-INDEX('hp (pSv cm2)'!$A$2:$A$52,MATCH($C123,'hp (pSv cm2)'!$A$2:$A$52,1))),$C123*'hp (pSv cm2)'!$B$2/'hp (pSv cm2)'!$A$2)","v":1.3847899000000001},4.472871377000001E-4,{"$f":"_xlfn.IFNA(0.997*(INDEX('Mass attenuation coefficients'!$B$2:$B$37,MATCH($C123,'Mass attenuation coefficients'!$A$2:$A$37,1))+($C123-INDEX('Mass attenuation coefficients'!$A$2:$A$37,MATCH($C123,'Mass attenuation coefficients'!$A$2:$A$37,1)))*(INDEX('Mass attenuation coefficients'!$B$2:$B$37,MATCH($C123,'Mass attenuation coefficients'!$A$2:$A$37,1)+1)-INDEX('Mass attenuation coefficients'!$B$2:$B$37,MATCH($C123,'Mass attenuation coefficients'!$A$2:$A$37,1)))/(INDEX('Mass attenuation coefficients'!$A$2:$A$37,MATCH($C123,'Mass attenuation coefficients'!$A$2:$A$37,1)+1)-INDEX('Mass attenuation coefficients'!$A$2:$A$37,MATCH($C123,'Mass attenuation coefficients'!$A$2:$A$37,1)))),0.997*$C123*'Mass attenuation coefficients'!$B$2/'Mass attenuation coefficients'!$A$2)","v":0.122748031848},{"$f":"_xlfn.IFNA(INDEX('Shultis Faw'!$C$2:$C$26,MATCH($C123,'Shultis Faw'!$A$2:$A$26,1))+($C123-INDEX('Shultis Faw'!$A$2:$A$26,MATCH($C123,'Shultis Faw'!$A$2:$A$26,1)))*(INDEX('Shultis Faw'!$C$2:$C$26,MATCH($C123,'Shultis Faw'!$A$2:$A$26,1)+1)-INDEX('Shultis Faw'!$C$2:$C$26,MATCH($C123,'Shultis Faw'!$A$2:$A$26,1)))/(INDEX('Shultis Faw'!$A$2:$A$26,MATCH($C123,'Shultis Faw'!$A$2:$A$26,1)+1)-INDEX('Shultis Faw'!$A$2:$A$26,MATCH($C123,'Shultis Faw'!$A$2:$A$26,1))),$C123*'Shultis Faw'!$C$2/'Shultis Faw'!$A$2)","v":3.05699458},{"$f":"_xlfn.IFNA(INDEX('Shultis Faw'!$D$2:$D$26,MATCH($C123,'Shultis Faw'!$A$2:$A$26,1))+($C123-INDEX('Shultis Faw'!$A$2:$A$26,MATCH($C123,'Shultis Faw'!$A$2:$A$26,1)))*(INDEX('Shultis Faw'!$D$2:$D$26,MATCH($C123,'Shultis Faw'!$A$2:$A$26,1)+1)-INDEX('Shultis Faw'!$D$2:$D$26,MATCH($C123,'Shultis Faw'!$A$2:$A$26,1)))/(INDEX('Shultis Faw'!$A$2:$A$26,MATCH($C123,'Shultis Faw'!$A$2:$A$26,1)+1)-INDEX('Shultis Faw'!$A$2:$A$26,MATCH($C123,'Shultis Faw'!$A$2:$A$26,1))),$C123*'Shultis Faw'!$D$2/'Shultis Faw'!$A$2)","v":2.0544073199999997},{"$f":"_xlfn.IFNA(INDEX('Shultis Faw'!$B$2:$B$26,MATCH($C123,'Shultis Faw'!$A$2:$A$26,1))+($C123-INDEX('Shultis Faw'!$A$2:$A$26,MATCH($C123,'Shultis Faw'!$A$2:$A$26,1)))*(INDEX('Shultis Faw'!$B$2:$B$26,MATCH($C123,'Shultis Faw'!$A$2:$A$26,1)+1)-INDEX('Shultis Faw'!$B$2:$B$26,MATCH($C123,'Shultis Faw'!$A$2:$A$26,1)))/(INDEX('Shultis Faw'!$A$2:$A$26,MATCH($C123,'Shultis Faw'!$A$2:$A$26,1)+1)-INDEX('Shultis Faw'!$A$2:$A$26,MATCH($C123,'Shultis Faw'!$A$2:$A$26,1))),$C123*'Shultis Faw'!$B$2/'Shultis Faw'!$A$2)","v":-0.16694612},{"$f":"_xlfn.IFNA(INDEX('Shultis Faw'!$E$2:$E$26,MATCH($C123,'Shultis Faw'!$A$2:$A$26,1))+($C123-INDEX('Shultis Faw'!$A$2:$A$26,MATCH($C123,'Shultis Faw'!$A$2:$A$26,1)))*(INDEX('Shultis Faw'!$E$2:$E$26,MATCH($C123,'Shultis Faw'!$A$2:$A$26,1)+1)-INDEX('Shultis Faw'!$E$2:$E$26,MATCH($C123,'Shultis Faw'!$A$2:$A$26,1)))/(INDEX('Shultis Faw'!$A$2:$A$26,MATCH($C123,'Shultis Faw'!$A$2:$A$26,1)+1)-INDEX('Shultis Faw'!$A$2:$A$26,MATCH($C123,'Shultis Faw'!$A$2:$A$26,1))),$C123*'Shultis Faw'!$E$2/'Shultis Faw'!$A$2)","v":6.8421569000000002E-2},{"$f":"_xlfn.IFNA(INDEX('Shultis Faw'!$F$2:$F$26,MATCH($C123,'Shultis Faw'!$A$2:$A$26,1))+($C123-INDEX('Shultis Faw'!$A$2:$A$26,MATCH($C123,'Shultis Faw'!$A$2:$A$26,1)))*(INDEX('Shultis Faw'!$F$2:$F$26,MATCH($C123,'Shultis Faw'!$A$2:$A$26,1)+1)-INDEX('Shultis Faw'!$F$2:$F$26,MATCH($C123,'Shultis Faw'!$A$2:$A$26,1)))/(INDEX('Shultis Faw'!$A$2:$A$26,MATCH($C123,'Shultis Faw'!$A$2:$A$26,1)+1)-INDEX('Shultis Faw'!$A$2:$A$26,MATCH($C123,'Shultis Faw'!$A$2:$A$26,1))),$C123*'Shultis Faw'!$F$2/'Shultis Faw'!$A$2)","v":14.2811979},{"$f":"J123*(H123*'Externe blootstelling'!$D$23/2)^K123+L123*(TANH(((H123*'Externe blootstelling'!$D$23)/(2*M123))-2)-TANH(-2))/(1-TANH(-2))","v":1.8557200024927791},{"$f":"IF(N123=1,1+(I123-1)*H123*'Externe blootstelling'!$D$23/2,1+(I123-1)*(N123^(H123*'Externe blootstelling'!$D$23/2)-1)/(N123-1))","v":6.1001698357625411},{"$f":"G123*EXP(-H123*'Externe blootstelling'!$D$23/2)*O123","v":4.3280915904151768E-4}]
[null," g ",0.28598000000000001,4.5756799999999994E-14,1E-4,{"$f":"_xlfn.IFNA(INDEX('hp (pSv cm2)'!$B$2:$B$52,MATCH($C124,'hp (pSv cm2)'!$A$2:$A$52,1))+($C124-INDEX('hp (pSv cm2)'!$A$2:$A$52,MATCH($C124,'hp (pSv cm2)'!$A$2:$A$52,1)))*(INDEX('hp (pSv cm2)'!$B$2:$B$52,MATCH($C124,'hp (pSv cm2)'!$A$2:$A$52,1)+1)-INDEX('hp (pSv cm2)'!$B$2:$B$52,MATCH($C124,'hp (pSv cm2)'!$A$2:$A$52,1)))/(INDEX('hp (pSv cm2)'!$A$2:$A$52,MATCH($C124,'hp (pSv cm2)'!$A$2:$A$52,1)+1)-INDEX('hp (pSv cm2)'!$A$2:$A$52,MATCH($C124,'hp (pSv cm2)'!$A$2:$A$52,1))),$C124*'hp (pSv cm2)'!$B$2/'hp (pSv cm2)'!$A$2)","v":1.4384980000000001},1.4384980000000001E-4,{"$f":"_xlfn.IFNA(0.997*(INDEX('Mass attenuation coefficients'!$B$2:$B$37,MATCH($C124,'Mass attenuation coefficients'!$A$2:$A$37,1))+($C124-INDEX('Mass attenuation coefficients'!$A$2:$A$37,MATCH($C124,'Mass attenuation coefficients'!$A$2:$A$37,1)))*(INDEX('Mass attenuation coefficients'!$B$2:$B$37,MATCH($C124,'Mass attenuation coefficients'!$A$2:$A$37,1)+1)-INDEX('Mass attenuation coefficients'!$B$2:$B$37,MATCH($C124,'Mass attenuation coefficients'!$A$2:$A$37,1)))/(INDEX('Mass attenuation coefficients'!$A$2:$A$37,MATCH($C124,'Mass attenuation coefficients'!$A$2:$A$37,1)+1)-INDEX('Mass attenuation coefficients'!$A$2:$A$37,MATCH($C124,'Mass attenuation coefficients'!$A$2:$A$37,1)))),0.997*$C124*'Mass attenuation coefficients'!$B$2/'Mass attenuation coefficients'!$A$2)","v":0.12081614096},{"$f":"_xlfn.IFNA(INDEX('Shultis Faw'!$C$2:$C$26,MATCH($C124,'Shultis Faw'!$A$2:$A$26,1))+($C124-INDEX('Shultis Faw'!$A$2:$A$26,MATCH($C124,'Shultis Faw'!$A$2:$A$26,1)))*(INDEX('Shultis Faw'!$C$2:$C$26,MATCH($C124,'Shultis Faw'!$A$2:$A$26,1)+1)-INDEX('Shultis Faw'!$C$2:$C$26,MATCH($C124,'Shultis Faw'!$A$2:$A$26,1)))/(INDEX('Shultis Faw'!$A$2:$A$26,MATCH($C124,'Shultis Faw'!$A$2:$A$26,1)+1)-INDEX('Shultis Faw'!$A$2:$A$26,MATCH($C124,'Shultis Faw'!$A$2:$A$26,1))),$C124*'Shultis Faw'!$C$2/'Shultis Faw'!$A$2)","v":2.9982316},{"$f":"_xlfn.IFNA(INDEX('Shultis Faw'!$D$2:$D$26,MATCH($C124,'Shultis Faw'!$A$2:$A$26,1))+($C124-INDEX('Shultis Faw'!$A$2:$A$26,MATCH($C124,'Shultis Faw'!$A$2:$A$26,1)))*(INDEX('Shultis Faw'!$D$2:$D$26,MATCH($C124,'Shultis Faw'!$A$2:$A$26,1)+1)-INDEX('Shultis Faw'!$D$2:$D$26,MATCH($C124,'Shultis Faw'!$A$2:$A$26,1)))/(INDEX('Shultis Faw'!$A$2:$A$26,MATCH($C124,'Shultis Faw'!$A$2:$A$26,1)+1)-INDEX('Shultis Faw'!$A$2:$A$26,MATCH($C124,'Shultis Faw'!$A$2:$A$26,1))),$C124*'Shultis Faw'!$D$2/'Shultis Faw'!$A$2)","v":2.0405063999999999},{"$f":"_xlfn.IFNA(INDEX('Shultis Faw'!$B$2:$B$26,MATCH($C124,'Shultis Faw'!$A$2:$A$26,1))+($C124-INDEX('Shultis Faw'!$A$2:$A$26,MATCH($C124,'Shultis Faw'!$A$2:$A$26,1)))*(INDEX('Shultis Faw'!$B$2:$B$26,MATCH($C124,'Shultis Faw'!$A$2:$A$26,1)+1)-INDEX('Shultis Faw'!$B$2:$B$26,MATCH($C124,'Shultis Faw'!$A$2:$A$26,1)))/(INDEX('Shultis Faw'!$A$2:$A$26,MATCH($C124,'Shultis Faw'!$A$2:$A$26,1)+1)-INDEX('Shultis Faw'!$A$2:$A$26,MATCH($C124,'Shultis Faw'!$A$2:$A$26,1))),$C124*'Shultis Faw'!$B$2/'Shultis Faw'!$A$2)","v":-0.16568240000000001},{"$f":"_xlfn.IFNA(INDEX('Shultis Faw'!$E$2:$E$26,MATCH($C124,'Shultis Faw'!$A$2:$A$26,1))+($C124-INDEX('Shultis Faw'!$A$2:$A$26,MATCH($C124,'Shultis Faw'!$A$2:$A$26,1)))*(INDEX('Shultis Faw'!$E$2:$E$26,MATCH($C124,'Shultis Faw'!$A$2:$A$26,1)+1)-INDEX('Shultis Faw'!$E$2:$E$26,MATCH($C124,'Shultis Faw'!$A$2:$A$26,1)))/(INDEX('Shultis Faw'!$A$2:$A$26,MATCH($C124,'Shultis Faw'!$A$2:$A$26,1)+1)-INDEX('Shultis Faw'!$A$2:$A$26,MATCH($C124,'Shultis Faw'!$A$2:$A$26,1))),$C124*'Shultis Faw'!$E$2/'Shultis Faw'!$A$2)","v":6.716838E-2},{"$f":"_xlfn.IFNA(INDEX('Shultis Faw'!$F$2:$F$26,MATCH($C124,'Shultis Faw'!$A$2:$A$26,1))+($C124-INDEX('Shultis Faw'!$A$2:$A$26,MATCH($C124,'Shultis Faw'!$A$2:$A$26,1)))*(INDEX('Shultis Faw'!$F$2:$F$26,MATCH($C124,'Shultis Faw'!$A$2:$A$26,1)+1)-INDEX('Shultis Faw'!$F$2:$F$26,MATCH($C124,'Shultis Faw'!$A$2:$A$26,1)))/(INDEX('Shultis Faw'!$A$2:$A$26,MATCH($C124,'Shultis Faw'!$A$2:$A$26,1)+1)-INDEX('Shultis Faw'!$A$2:$A$26,MATCH($C124,'Shultis Faw'!$A$2:$A$26,1))),$C124*'Shultis Faw'!$F$2/'Shultis Faw'!$A$2)","v":14.250658000000001},{"$f":"J124*(H124*'Externe blootstelling'!$D$23/2)^K124+L124*(TANH(((H124*'Externe blootstelling'!$D$23)/(2*M124))-2)-TANH(-2))/(1-TANH(-2))","v":1.8494296693817307},{"$f":"IF(N124=1,1+(I124-1)*H124*'Externe blootstelling'!$D$23/2,1+(I124-1)*(N124^(H124*'Externe blootstelling'!$D$23/2)-1)/(N124-1))","v":5.8165113470842966},{"$f":"G124*EXP(-H124*'Externe blootstelling'!$D$23/2)*O124","v":1.366234009339002E-4}]
[null," g ",0.2959387,4.7350191999999998E-14,4.4200000000000003E-3,{"$f":"_xlfn.IFNA(INDEX('hp (pSv cm2)'!$B$2:$B$52,MATCH($C125,'hp (pSv cm2)'!$A$2:$A$52,1))+($C125-INDEX('hp (pSv cm2)'!$A$2:$A$52,MATCH($C125,'hp (pSv cm2)'!$A$2:$A$52,1)))*(INDEX('hp (pSv cm2)'!$B$2:$B$52,MATCH($C125,'hp (pSv cm2)'!$A$2:$A$52,1)+1)-INDEX('hp (pSv cm2)'!$B$2:$B$52,MATCH($C125,'hp (pSv cm2)'!$A$2:$A$52,1)))/(INDEX('hp (pSv cm2)'!$A$2:$A$52,MATCH($C125,'hp (pSv cm2)'!$A$2:$A$52,1)+1)-INDEX('hp (pSv cm2)'!$A$2:$A$52,MATCH($C125,'hp (pSv cm2)'!$A$2:$A$52,1))),$C125*'hp (pSv cm2)'!$B$2/'hp (pSv cm2)'!$A$2)","v":1.48928737},6.5826501754000007E-3,{"$f":"_xlfn.IFNA(0.997*(INDEX('Mass attenuation coefficients'!$B$2:$B$37,MATCH($C125,'Mass attenuation coefficients'!$A$2:$A$37,1))+($C125-INDEX('Mass attenuation coefficients'!$A$2:$A$37,MATCH($C125,'Mass attenuation coefficients'!$A$2:$A$37,1)))*(INDEX('Mass attenuation coefficients'!$B$2:$B$37,MATCH($C125,'Mass attenuation coefficients'!$A$2:$A$37,1)+1)-INDEX('Mass attenuation coefficients'!$B$2:$B$37,MATCH($C125,'Mass attenuation coefficients'!$A$2:$A$37,1)))/(INDEX('Mass attenuation coefficients'!$A$2:$A$37,MATCH($C125,'Mass attenuation coefficients'!$A$2:$A$37,1)+1)-INDEX('Mass attenuation coefficients'!$A$2:$A$37,MATCH($C125,'Mass attenuation coefficients'!$A$2:$A$37,1)))),0.997*$C125*'Mass attenuation coefficients'!$B$2/'Mass attenuation coefficients'!$A$2)","v":0.11898923736239998},{"$f":"_xlfn.IFNA(INDEX('Shultis Faw'!$C$2:$C$26,MATCH($C125,'Shultis Faw'!$A$2:$A$26,1))+($C125-INDEX('Shultis Faw'!$A$2:$A$26,MATCH($C125,'Shultis Faw'!$A$2:$A$26,1)))*(INDEX('Shultis Faw'!$C$2:$C$26,MATCH($C125,'Shultis Faw'!$A$2:$A$26,1)+1)-INDEX('Shultis Faw'!$C$2:$C$26,MATCH($C125,'Shultis Faw'!$A$2:$A$26,1)))/(INDEX('Shultis Faw'!$A$2:$A$26,MATCH($C125,'Shultis Faw'!$A$2:$A$26,1)+1)-INDEX('Shultis Faw'!$A$2:$A$26,MATCH($C125,'Shultis Faw'!$A$2:$A$26,1))),$C125*'Shultis Faw'!$C$2/'Shultis Faw'!$A$2)","v":2.9426620539999999},{"$f":"_xlfn.IFNA(INDEX('Shultis Faw'!$D$2:$D$26,MATCH($C125,'Shultis Faw'!$A$2:$A$26,1))+($C125-INDEX('Shultis Faw'!$A$2:$A$26,MATCH($C125,'Shultis Faw'!$A$2:$A$26,1)))*(INDEX('Shultis Faw'!$D$2:$D$26,MATCH($C125,'Shultis Faw'!$A$2:$A$26,1)+1)-INDEX('Shultis Faw'!$D$2:$D$26,MATCH($C125,'Shultis Faw'!$A$2:$A$26,1)))/(INDEX('Shultis Faw'!$A$2:$A$26,MATCH($C125,'Shultis Faw'!$A$2:$A$26,1)+1)-INDEX('Shultis Faw'!$A$2:$A$26,MATCH($C125,'Shultis Faw'!$A$2:$A$26,1))),$C125*'Shultis Faw'!$D$2/'Shultis Faw'!$A$2)","v":2.0273609159999997},{"$f":"_xlfn.IFNA(INDEX('Shultis Faw'!$B$2:$B$26,MATCH($C125,'Shultis Faw'!$A$2:$A$26,1))+($C125-INDEX('Shultis Faw'!$A$2:$A$26,MATCH($C125,'Shultis Faw'!$A$2:$A$26,1)))*(INDEX('Shultis Faw'!$B$2:$B$26,MATCH($C125,'Shultis Faw'!$A$2:$A$26,1)+1)-INDEX('Shultis Faw'!$B$2:$B$26,MATCH($C125,'Shultis Faw'!$A$2:$A$26,1)))/(INDEX('Shultis Faw'!$A$2:$A$26,MATCH($C125,'Shultis Faw'!$A$2:$A$26,1)+1)-INDEX('Shultis Faw'!$A$2:$A$26,MATCH($C125,'Shultis Faw'!$A$2:$A$26,1))),$C125*'Shultis Faw'!$B$2/'Shultis Faw'!$A$2)","v":-0.164487356},{"$f":"_xlfn.IFNA(INDEX('Shultis Faw'!$E$2:$E$26,MATCH($C125,'Shultis Faw'!$A$2:$A$26,1))+($C125-INDEX('Shultis Faw'!$A$2:$A$26,MATCH($C125,'Shultis Faw'!$A$2:$A$26,1)))*(INDEX('Shultis Faw'!$E$2:$E$26,MATCH($C125,'Shultis Faw'!$A$2:$A$26,1)+1)-INDEX('Shultis Faw'!$E$2:$E$26,MATCH($C125,'Shultis Faw'!$A$2:$A$26,1)))/(INDEX('Shultis Faw'!$A$2:$A$26,MATCH($C125,'Shultis Faw'!$A$2:$A$26,1)+1)-INDEX('Shultis Faw'!$A$2:$A$26,MATCH($C125,'Shultis Faw'!$A$2:$A$26,1))),$C125*'Shultis Faw'!$E$2/'Shultis Faw'!$A$2)","v":6.59832947E-2},{"$f":"_xlfn.IFNA(INDEX('Shultis Faw'!$F$2:$F$26,MATCH($C125,'Shultis Faw'!$A$2:$A$26,1))+($C125-INDEX('Shultis Faw'!$A$2:$A$26,MATCH($C125,'Shultis Faw'!$A$2:$A$26,1)))*(INDEX('Shultis Faw'!$F$2:$F$26,MATCH($C125,'Shultis Faw'!$A$2:$A$26,1)+1)-INDEX('Shultis Faw'!$F$2:$F$26,MATCH($C125,'Shultis Faw'!$A$2:$A$26,1)))/(INDEX('Shultis Faw'!$A$2:$A$26,MATCH($C125,'Shultis Faw'!$A$2:$A$26,1)+1)-INDEX('Shultis Faw'!$A$2:$A$26,MATCH($C125,'Shultis Faw'!$A$2:$A$26,1))),$C125*'Shultis Faw'!$F$2/'Shultis Faw'!$A$2)","v":14.221777770000001},{"$f":"J125*(H125*'Externe blootstelling'!$D$23/2)^K125+L125*(TANH(((H125*'Externe blootstelling'!$D$23)/(2*M125))-2)-TANH(-2))/(1-TANH(-2))","v":1.8434255283459158},{"$f":"IF(N125=1,1+(I125-1)*H125*'Externe blootstelling'!$D$23/2,1+(I125-1)*(N125^(H125*'Externe blootstelling'!$D$23/2)-1)/(N125-1))","v":5.558678005411311},{"$f":"G125*EXP(-H125*'Externe blootstelling'!$D$23/2)*O125","v":6.1408254867185968E-3}]
[null," g ",0.31517399999999995,5.0427839999999991E-14,4.9600000000000002E-4,{"$f":"_xlfn.IFNA(INDEX('hp (pSv cm2)'!$B$2:$B$52,MATCH($C126,'hp (pSv cm2)'!$A$2:$A$52,1))+($C126-INDEX('hp (pSv cm2)'!$A$2:$A$52,MATCH($C126,'hp (pSv cm2)'!$A$2:$A$52,1)))*(INDEX('hp (pSv cm2)'!$B$2:$B$52,MATCH($C126,'hp (pSv cm2)'!$A$2:$A$52,1)+1)-INDEX('hp (pSv cm2)'!$B$2:$B$52,MATCH($C126,'hp (pSv cm2)'!$A$2:$A$52,1)))/(INDEX('hp (pSv cm2)'!$A$2:$A$52,MATCH($C126,'hp (pSv cm2)'!$A$2:$A$52,1)+1)-INDEX('hp (pSv cm2)'!$A$2:$A$52,MATCH($C126,'hp (pSv cm2)'!$A$2:$A$52,1))),$C126*'hp (pSv cm2)'!$B$2/'hp (pSv cm2)'!$A$2)","v":1.5843525999999999},7.8583888959999997E-4,{"$f":"_xlfn.IFNA(0.997*(INDEX('Mass attenuation coefficients'!$B$2:$B$37,MATCH($C126,'Mass attenuation coefficients'!$A$2:$A$37,1))+($C126-INDEX('Mass attenuation coefficients'!$A$2:$A$37,MATCH($C126,'Mass attenuation coefficients'!$A$2:$A$37,1)))*(INDEX('Mass attenuation coefficients'!$B$2:$B$37,MATCH($C126,'Mass attenuation coefficients'!$A$2:$A$37,1)+1)-INDEX('Mass attenuation coefficients'!$B$2:$B$37,MATCH($C126,'Mass attenuation coefficients'!$A$2:$A$37,1)))/(INDEX('Mass attenuation coefficients'!$A$2:$A$37,MATCH($C126,'Mass attenuation coefficients'!$A$2:$A$37,1)+1)-INDEX('Mass attenuation coefficients'!$A$2:$A$37,MATCH($C126,'Mass attenuation coefficients'!$A$2:$A$37,1)))),0.997*$C126*'Mass attenuation coefficients'!$B$2/'Mass attenuation coefficients'!$A$2)","v":0.11635314025000001},{"$f":"_xlfn.IFNA(INDEX('Shultis Faw'!$C$2:$C$26,MATCH($C126,'Shultis Faw'!$A$2:$A$26,1))+($C126-INDEX('Shultis Faw'!$A$2:$A$26,MATCH($C126,'Shultis Faw'!$A$2:$A$26,1)))*(INDEX('Shultis Faw'!$C$2:$C$26,MATCH($C126,'Shultis Faw'!$A$2:$A$26,1)+1)-INDEX('Shultis Faw'!$C$2:$C$26,MATCH($C126,'Shultis Faw'!$A$2:$A$26,1)))/(INDEX('Shultis Faw'!$A$2:$A$26,MATCH($C126,'Shultis Faw'!$A$2:$A$26,1)+1)-INDEX('Shultis Faw'!$A$2:$A$26,MATCH($C126,'Shultis Faw'!$A$2:$A$26,1))),$C126*'Shultis Faw'!$C$2/'Shultis Faw'!$A$2)","v":2.8805475999999999},{"$f":"_xlfn.IFNA(INDEX('Shultis Faw'!$D$2:$D$26,MATCH($C126,'Shultis Faw'!$A$2:$A$26,1))+($C126-INDEX('Shultis Faw'!$A$2:$A$26,MATCH($C126,'Shultis Faw'!$A$2:$A$26,1)))*(INDEX('Shultis Faw'!$D$2:$D$26,MATCH($C126,'Shultis Faw'!$A$2:$A$26,1)+1)-INDEX('Shultis Faw'!$D$2:$D$26,MATCH($C126,'Shultis Faw'!$A$2:$A$26,1)))/(INDEX('Shultis Faw'!$A$2:$A$26,MATCH($C126,'Shultis Faw'!$A$2:$A$26,1)+1)-INDEX('Shultis Faw'!$A$2:$A$26,MATCH($C126,'Shultis Faw'!$A$2:$A$26,1))),$C126*'Shultis Faw'!$D$2/'Shultis Faw'!$A$2)","v":2.0007563999999998},{"$f":"_xlfn.IFNA(INDEX('Shultis Faw'!$B$2:$B$26,MATCH($C126,'Shultis Faw'!$A$2:$A$26,1))+($C126-INDEX('Shultis Faw'!$A$2:$A$26,MATCH($C126,'Shultis Faw'!$A$2:$A$26,1)))*(INDEX('Shultis Faw'!$B$2:$B$26,MATCH($C126,'Shultis Faw'!$A$2:$A$26,1)+1)-INDEX('Shultis Faw'!$B$2:$B$26,MATCH($C126,'Shultis Faw'!$A$2:$A$26,1)))/(INDEX('Shultis Faw'!$A$2:$A$26,MATCH($C126,'Shultis Faw'!$A$2:$A$26,1)+1)-INDEX('Shultis Faw'!$A$2:$A$26,MATCH($C126,'Shultis Faw'!$A$2:$A$26,1))),$C126*'Shultis Faw'!$B$2/'Shultis Faw'!$A$2)","v":-0.1617239},{"$f":"_xlfn.IFNA(INDEX('Shultis Faw'!$E$2:$E$26,MATCH($C126,'Shultis Faw'!$A$2:$A$26,1))+($C126-INDEX('Shultis Faw'!$A$2:$A$26,MATCH($C126,'Shultis Faw'!$A$2:$A$26,1)))*(INDEX('Shultis Faw'!$E$2:$E$26,MATCH($C126,'Shultis Faw'!$A$2:$A$26,1)+1)-INDEX('Shultis Faw'!$E$2:$E$26,MATCH($C126,'Shultis Faw'!$A$2:$A$26,1)))/(INDEX('Shultis Faw'!$A$2:$A$26,MATCH($C126,'Shultis Faw'!$A$2:$A$26,1)+1)-INDEX('Shultis Faw'!$A$2:$A$26,MATCH($C126,'Shultis Faw'!$A$2:$A$26,1))),$C126*'Shultis Faw'!$E$2/'Shultis Faw'!$A$2)","v":6.4589560000000004E-2},{"$f":"_xlfn.IFNA(INDEX('Shultis Faw'!$F$2:$F$26,MATCH($C126,'Shultis Faw'!$A$2:$A$26,1))+($C126-INDEX('Shultis Faw'!$A$2:$A$26,MATCH($C126,'Shultis Faw'!$A$2:$A$26,1)))*(INDEX('Shultis Faw'!$F$2:$F$26,MATCH($C126,'Shultis Faw'!$A$2:$A$26,1)+1)-INDEX('Shultis Faw'!$F$2:$F$26,MATCH($C126,'Shultis Faw'!$A$2:$A$26,1)))/(INDEX('Shultis Faw'!$A$2:$A$26,MATCH($C126,'Shultis Faw'!$A$2:$A$26,1)+1)-INDEX('Shultis Faw'!$A$2:$A$26,MATCH($C126,'Shultis Faw'!$A$2:$A$26,1))),$C126*'Shultis Faw'!$F$2/'Shultis Faw'!$A$2)","v":14.2145522},{"$f":"J126*(H126*'Externe blootstelling'!$D$23/2)^K126+L126*(TANH(((H126*'Externe blootstelling'!$D$23)/(2*M126))-2)-TANH(-2))/(1-TANH(-2))","v":1.8287509841213221},{"$f":"IF(N126=1,1+(I126-1)*H126*'Externe blootstelling'!$D$23/2,1+(I126-1)*(N126^(H126*'Externe blootstelling'!$D$23/2)-1)/(N126-1))","v":5.2381212850591661},{"$f":"G126*EXP(-H126*'Externe blootstelling'!$D$23/2)*O126","v":7.1868100414025139E-4}]
[null," g ",0.31619999999999998,5.0591999999999995E-14,3.1000000000000001E-5,{"$f":"_xlfn.IFNA(INDEX('hp (pSv cm2)'!$B$2:$B$52,MATCH($C127,'hp (pSv cm2)'!$A$2:$A$52,1))+($C127-INDEX('hp (pSv cm2)'!$A$2:$A$52,MATCH($C127,'hp (pSv cm2)'!$A$2:$A$52,1)))*(INDEX('hp (pSv cm2)'!$B$2:$B$52,MATCH($C127,'hp (pSv cm2)'!$A$2:$A$52,1)+1)-INDEX('hp (pSv cm2)'!$B$2:$B$52,MATCH($C127,'hp (pSv cm2)'!$A$2:$A$52,1)))/(INDEX('hp (pSv cm2)'!$A$2:$A$52,MATCH($C127,'hp (pSv cm2)'!$A$2:$A$52,1)+1)-INDEX('hp (pSv cm2)'!$A$2:$A$52,MATCH($C127,'hp (pSv cm2)'!$A$2:$A$52,1))),$C127*'hp (pSv cm2)'!$B$2/'hp (pSv cm2)'!$A$2)","v":1.58938},4.9270780000000001E-5,{"$f":"_xlfn.IFNA(0.997*(INDEX('Mass attenuation coefficients'!$B$2:$B$37,MATCH($C127,'Mass attenuation coefficients'!$A$2:$A$37,1))+($C127-INDEX('Mass attenuation coefficients'!$A$2:$A$37,MATCH($C127,'Mass attenuation coefficients'!$A$2:$A$37,1)))*(INDEX('Mass attenuation coefficients'!$B$2:$B$37,MATCH($C127,'Mass attenuation coefficients'!$A$2:$A$37,1)+1)-INDEX('Mass attenuation coefficients'!$B$2:$B$37,MATCH($C127,'Mass attenuation coefficients'!$A$2:$A$37,1)))/(INDEX('Mass attenuation coefficients'!$A$2:$A$37,MATCH($C127,'Mass attenuation coefficients'!$A$2:$A$37,1)+1)-INDEX('Mass attenuation coefficients'!$A$2:$A$37,MATCH($C127,'Mass attenuation coefficients'!$A$2:$A$37,1)))),0.997*$C127*'Mass attenuation coefficients'!$B$2/'Mass attenuation coefficients'!$A$2)","v":0.116225275},{"$f":"_xlfn.IFNA(INDEX('Shultis Faw'!$C$2:$C$26,MATCH($C127,'Shultis Faw'!$A$2:$A$26,1))+($C127-INDEX('Shultis Faw'!$A$2:$A$26,MATCH($C127,'Shultis Faw'!$A$2:$A$26,1)))*(INDEX('Shultis Faw'!$C$2:$C$26,MATCH($C127,'Shultis Faw'!$A$2:$A$26,1)+1)-INDEX('Shultis Faw'!$C$2:$C$26,MATCH($C127,'Shultis Faw'!$A$2:$A$26,1)))/(INDEX('Shultis Faw'!$A$2:$A$26,MATCH($C127,'Shultis Faw'!$A$2:$A$26,1)+1)-INDEX('Shultis Faw'!$A$2:$A$26,MATCH($C127,'Shultis Faw'!$A$2:$A$26,1))),$C127*'Shultis Faw'!$C$2/'Shultis Faw'!$A$2)","v":2.8778800000000002},{"$f":"_xlfn.IFNA(INDEX('Shultis Faw'!$D$2:$D$26,MATCH($C127,'Shultis Faw'!$A$2:$A$26,1))+($C127-INDEX('Shultis Faw'!$A$2:$A$26,MATCH($C127,'Shultis Faw'!$A$2:$A$26,1)))*(INDEX('Shultis Faw'!$D$2:$D$26,MATCH($C127,'Shultis Faw'!$A$2:$A$26,1)+1)-INDEX('Shultis Faw'!$D$2:$D$26,MATCH($C127,'Shultis Faw'!$A$2:$A$26,1)))/(INDEX('Shultis Faw'!$A$2:$A$26,MATCH($C127,'Shultis Faw'!$A$2:$A$26,1)+1)-INDEX('Shultis Faw'!$A$2:$A$26,MATCH($C127,'Shultis Faw'!$A$2:$A$26,1))),$C127*'Shultis Faw'!$D$2/'Shultis Faw'!$A$2)","v":1.9993199999999998},{"$f":"_xlfn.IFNA(INDEX('Shultis Faw'!$B$2:$B$26,MATCH($C127,'Shultis Faw'!$A$2:$A$26,1))+($C127-INDEX('Shultis Faw'!$A$2:$A$26,MATCH($C127,'Shultis Faw'!$A$2:$A$26,1)))*(INDEX('Shultis Faw'!$B$2:$B$26,MATCH($C127,'Shultis Faw'!$A$2:$A$26,1)+1)-INDEX('Shultis Faw'!$B$2:$B$26,MATCH($C127,'Shultis Faw'!$A$2:$A$26,1)))/(INDEX('Shultis Faw'!$A$2:$A$26,MATCH($C127,'Shultis Faw'!$A$2:$A$26,1)+1)-INDEX('Shultis Faw'!$A$2:$A$26,MATCH($C127,'Shultis Faw'!$A$2:$A$26,1))),$C127*'Shultis Faw'!$B$2/'Shultis Faw'!$A$2)","v":-0.16157000000000002},{"$f":"_xlfn.IFNA(INDEX('Shultis Faw'!$E$2:$E$26,MATCH($C127,'Shultis Faw'!$A$2:$A$26,1))+($C127-INDEX('Shultis Faw'!$A$2:$A$26,MATCH($C127,'Shultis Faw'!$A$2:$A$26,1)))*(INDEX('Shultis Faw'!$E$2:$E$26,MATCH($C127,'Shultis Faw'!$A$2:$A$26,1)+1)-INDEX('Shultis Faw'!$E$2:$E$26,MATCH($C127,'Shultis Faw'!$A$2:$A$26,1)))/(INDEX('Shultis Faw'!$A$2:$A$26,MATCH($C127,'Shultis Faw'!$A$2:$A$26,1)+1)-INDEX('Shultis Faw'!$A$2:$A$26,MATCH($C127,'Shultis Faw'!$A$2:$A$26,1))),$C127*'Shultis Faw'!$E$2/'Shultis Faw'!$A$2)","v":6.4528000000000002E-2},{"$f":"_xlfn.IFNA(INDEX('Shultis Faw'!$F$2:$F$26,MATCH($C127,'Shultis Faw'!$A$2:$A$26,1))+($C127-INDEX('Shultis Faw'!$A$2:$A$26,MATCH($C127,'Shultis Faw'!$A$2:$A$26,1)))*(INDEX('Shultis Faw'!$F$2:$F$26,MATCH($C127,'Shultis Faw'!$A$2:$A$26,1)+1)-INDEX('Shultis Faw'!$F$2:$F$26,MATCH($C127,'Shultis Faw'!$A$2:$A$26,1)))/(INDEX('Shultis Faw'!$A$2:$A$26,MATCH($C127,'Shultis Faw'!$A$2:$A$26,1)+1)-INDEX('Shultis Faw'!$A$2:$A$26,MATCH($C127,'Shultis Faw'!$A$2:$A$26,1))),$C127*'Shultis Faw'!$F$2/'Shultis Faw'!$A$2)","v":14.214860000000002},{"$f":"J127*(H127*'Externe blootstelling'!$D$23/2)^K127+L127*(TANH(((H127*'Externe blootstelling'!$D$23)/(2*M127))-2)-TANH(-2))/(1-TANH(-2))","v":1.8279188524913403},{"$f":"IF(N127=1,1+(I127-1)*H127*'Externe blootstelling'!$D$23/2,1+(I127-1)*(N127^(H127*'Externe blootstelling'!$D$23/2)-1)/(N127-1))","v":5.2236836018678465},{"$f":"G127*EXP(-H127*'Externe blootstelling'!$D$23/2)*O127","v":4.5022164207014255E-5}]
[null," g ",0.32002999999999998,5.1204799999999999E-14,1.7E-5,{"$f":"_xlfn.IFNA(INDEX('hp (pSv cm2)'!$B$2:$B$52,MATCH($C128,'hp (pSv cm2)'!$A$2:$A$52,1))+($C128-INDEX('hp (pSv cm2)'!$A$2:$A$52,MATCH($C128,'hp (pSv cm2)'!$A$2:$A$52,1)))*(INDEX('hp (pSv cm2)'!$B$2:$B$52,MATCH($C128,'hp (pSv cm2)'!$A$2:$A$52,1)+1)-INDEX('hp (pSv cm2)'!$B$2:$B$52,MATCH($C128,'hp (pSv cm2)'!$A$2:$A$52,1)))/(INDEX('hp (pSv cm2)'!$A$2:$A$52,MATCH($C128,'hp (pSv cm2)'!$A$2:$A$52,1)+1)-INDEX('hp (pSv cm2)'!$A$2:$A$52,MATCH($C128,'hp (pSv cm2)'!$A$2:$A$52,1))),$C128*'hp (pSv cm2)'!$B$2/'hp (pSv cm2)'!$A$2)","v":1.608147},2.7338499E-5,{"$f":"_xlfn.IFNA(0.997*(INDEX('Mass attenuation coefficients'!$B$2:$B$37,MATCH($C128,'Mass attenuation coefficients'!$A$2:$A$37,1))+($C128-INDEX('Mass attenuation coefficients'!$A$2:$A$37,MATCH($C128,'Mass attenuation coefficients'!$A$2:$A$37,1)))*(INDEX('Mass attenuation coefficients'!$B$2:$B$37,MATCH($C128,'Mass attenuation coefficients'!$A$2:$A$37,1)+1)-INDEX('Mass attenuation coefficients'!$B$2:$B$37,MATCH($C128,'Mass attenuation coefficients'!$A$2:$A$37,1)))/(INDEX('Mass attenuation coefficients'!$A$2:$A$37,MATCH($C128,'Mass attenuation coefficients'!$A$2:$A$37,1)+1)-INDEX('Mass attenuation coefficients'!$A$2:$A$37,MATCH($C128,'Mass attenuation coefficients'!$A$2:$A$37,1)))),0.997*$C128*'Mass attenuation coefficients'!$B$2/'Mass attenuation coefficients'!$A$2)","v":0.11574796125},{"$f":"_xlfn.IFNA(INDEX('Shultis Faw'!$C$2:$C$26,MATCH($C128,'Shultis Faw'!$A$2:$A$26,1))+($C128-INDEX('Shultis Faw'!$A$2:$A$26,MATCH($C128,'Shultis Faw'!$A$2:$A$26,1)))*(INDEX('Shultis Faw'!$C$2:$C$26,MATCH($C128,'Shultis Faw'!$A$2:$A$26,1)+1)-INDEX('Shultis Faw'!$C$2:$C$26,MATCH($C128,'Shultis Faw'!$A$2:$A$26,1)))/(INDEX('Shultis Faw'!$A$2:$A$26,MATCH($C128,'Shultis Faw'!$A$2:$A$26,1)+1)-INDEX('Shultis Faw'!$A$2:$A$26,MATCH($C128,'Shultis Faw'!$A$2:$A$26,1))),$C128*'Shultis Faw'!$C$2/'Shultis Faw'!$A$2)","v":2.8679220000000001},{"$f":"_xlfn.IFNA(INDEX('Shultis Faw'!$D$2:$D$26,MATCH($C128,'Shultis Faw'!$A$2:$A$26,1))+($C128-INDEX('Shultis Faw'!$A$2:$A$26,MATCH($C128,'Shultis Faw'!$A$2:$A$26,1)))*(INDEX('Shultis Faw'!$D$2:$D$26,MATCH($C128,'Shultis Faw'!$A$2:$A$26,1)+1)-INDEX('Shultis Faw'!$D$2:$D$26,MATCH($C128,'Shultis Faw'!$A$2:$A$26,1)))/(INDEX('Shultis Faw'!$A$2:$A$26,MATCH($C128,'Shultis Faw'!$A$2:$A$26,1)+1)-INDEX('Shultis Faw'!$A$2:$A$26,MATCH($C128,'Shultis Faw'!$A$2:$A$26,1))),$C128*'Shultis Faw'!$D$2/'Shultis Faw'!$A$2)","v":1.9939579999999999},{"$f":"_xlfn.IFNA(INDEX('Shultis Faw'!$B$2:$B$26,MATCH($C128,'Shultis Faw'!$A$2:$A$26,1))+($C128-INDEX('Shultis Faw'!$A$2:$A$26,MATCH($C128,'Shultis Faw'!$A$2:$A$26,1)))*(INDEX('Shultis Faw'!$B$2:$B$26,MATCH($C128,'Shultis Faw'!$A$2:$A$26,1)+1)-INDEX('Shultis Faw'!$B$2:$B$26,MATCH($C128,'Shultis Faw'!$A$2:$A$26,1)))/(INDEX('Shultis Faw'!$A$2:$A$26,MATCH($C128,'Shultis Faw'!$A$2:$A$26,1)+1)-INDEX('Shultis Faw'!$A$2:$A$26,MATCH($C128,'Shultis Faw'!$A$2:$A$26,1))),$C128*'Shultis Faw'!$B$2/'Shultis Faw'!$A$2)","v":-0.16099550000000001},{"$f":"_xlfn.IFNA(INDEX('Shultis Faw'!$E$2:$E$26,MATCH($C128,'Shultis Faw'!$A$2:$A$26,1))+($C128-INDEX('Shultis Faw'!$A$2:$A$26,MATCH($C128,'Shultis Faw'!$A$2:$A$26,1)))*(INDEX('Shultis Faw'!$E$2:$E$26,MATCH($C128,'Shultis Faw'!$A$2:$A$26,1)+1)-INDEX('Shultis Faw'!$E$2:$E$26,MATCH($C128,'Shultis Faw'!$A$2:$A$26,1)))/(INDEX('Shultis Faw'!$A$2:$A$26,MATCH($C128,'Shultis Faw'!$A$2:$A$26,1)+1)-INDEX('Shultis Faw'!$A$2:$A$26,MATCH($C128,'Shultis Faw'!$A$2:$A$26,1))),$C128*'Shultis Faw'!$E$2/'Shultis Faw'!$A$2)","v":6.42982E-2},{"$f":"_xlfn.IFNA(INDEX('Shultis Faw'!$F$2:$F$26,MATCH($C128,'Shultis Faw'!$A$2:$A$26,1))+($C128-INDEX('Shultis Faw'!$A$2:$A$26,MATCH($C128,'Shultis Faw'!$A$2:$A$26,1)))*(INDEX('Shultis Faw'!$F$2:$F$26,MATCH($C128,'Shultis Faw'!$A$2:$A$26,1)+1)-INDEX('Shultis Faw'!$F$2:$F$26,MATCH($C128,'Shultis Faw'!$A$2:$A$26,1)))/(INDEX('Shultis Faw'!$A$2:$A$26,MATCH($C128,'Shultis Faw'!$A$2:$A$26,1)+1)-INDEX('Shultis Faw'!$A$2:$A$26,MATCH($C128,'Shultis Faw'!$A$2:$A$26,1))),$C128*'Shultis Faw'!$F$2/'Shultis Faw'!$A$2)","v":14.216009000000001},{"$f":"J128*(H128*'Externe blootstelling'!$D$23/2)^K128+L128*(TANH(((H128*'Externe blootstelling'!$D$23)/(2*M128))-2)-TANH(-2))/(1-TANH(-2))","v":1.8248052604847282},{"$f":"IF(N128=1,1+(I128-1)*H128*'Externe blootstelling'!$D$23/2,1+(I128-1)*(N128^(H128*'Externe blootstelling'!$D$23/2)-1)/(N128-1))","v":5.1701392356527256},{"$f":"G128*EXP(-H128*'Externe blootstelling'!$D$23/2)*O128","v":2.4902697462080172E-5}]
[null," g ",0.32483000000000001,5.1972799999999999E-14,7.3800000000000005E-4,{"$f":"_xlfn.IFNA(INDEX('hp (pSv cm2)'!$B$2:$B$52,MATCH($C129,'hp (pSv cm2)'!$A$2:$A$52,1))+($C129-INDEX('hp (pSv cm2)'!$A$2:$A$52,MATCH($C129,'hp (pSv cm2)'!$A$2:$A$52,1)))*(INDEX('hp (pSv cm2)'!$B$2:$B$52,MATCH($C129,'hp (pSv cm2)'!$A$2:$A$52,1)+1)-INDEX('hp (pSv cm2)'!$B$2:$B$52,MATCH($C129,'hp (pSv cm2)'!$A$2:$A$52,1)))/(INDEX('hp (pSv cm2)'!$A$2:$A$52,MATCH($C129,'hp (pSv cm2)'!$A$2:$A$52,1)+1)-INDEX('hp (pSv cm2)'!$A$2:$A$52,MATCH($C129,'hp (pSv cm2)'!$A$2:$A$52,1))),$C129*'hp (pSv cm2)'!$B$2/'hp (pSv cm2)'!$A$2)","v":1.631667},1.2041702460000002E-3,{"$f":"_xlfn.IFNA(0.997*(INDEX('Mass attenuation coefficients'!$B$2:$B$37,MATCH($C129,'Mass attenuation coefficients'!$A$2:$A$37,1))+($C129-INDEX('Mass attenuation coefficients'!$A$2:$A$37,MATCH($C129,'Mass attenuation coefficients'!$A$2:$A$37,1)))*(INDEX('Mass attenuation coefficients'!$B$2:$B$37,MATCH($C129,'Mass attenuation coefficients'!$A$2:$A$37,1)+1)-INDEX('Mass attenuation coefficients'!$B$2:$B$37,MATCH($C129,'Mass attenuation coefficients'!$A$2:$A$37,1)))/(INDEX('Mass attenuation coefficients'!$A$2:$A$37,MATCH($C129,'Mass attenuation coefficients'!$A$2:$A$37,1)+1)-INDEX('Mass attenuation coefficients'!$A$2:$A$37,MATCH($C129,'Mass attenuation coefficients'!$A$2:$A$37,1)))),0.997*$C129*'Mass attenuation coefficients'!$B$2/'Mass attenuation coefficients'!$A$2)","v":0.11514976125},{"$f":"_xlfn.IFNA(INDEX('Shultis Faw'!$C$2:$C$26,MATCH($C129,'Shultis Faw'!$A$2:$A$26,1))+($C129-INDEX('Shultis Faw'!$A$2:$A$26,MATCH($C129,'Shultis Faw'!$A$2:$A$26,1)))*(INDEX('Shultis Faw'!$C$2:$C$26,MATCH($C129,'Shultis Faw'!$A$2:$A$26,1)+1)-INDEX('Shultis Faw'!$C$2:$C$26,MATCH($C129,'Shultis Faw'!$A$2:$A$26,1)))/(INDEX('Shultis Faw'!$A$2:$A$26,MATCH($C129,'Shultis Faw'!$A$2:$A$26,1)+1)-INDEX('Shultis Faw'!$A$2:$A$26,MATCH($C129,'Shultis Faw'!$A$2:$A$26,1))),$C129*'Shultis Faw'!$C$2/'Shultis Faw'!$A$2)","v":2.855442},{"$f":"_xlfn.IFNA(INDEX('Shultis Faw'!$D$2:$D$26,MATCH($C129,'Shultis Faw'!$A$2:$A$26,1))+($C129-INDEX('Shultis Faw'!$A$2:$A$26,MATCH($C129,'Shultis Faw'!$A$2:$A$26,1)))*(INDEX('Shultis Faw'!$D$2:$D$26,MATCH($C129,'Shultis Faw'!$A$2:$A$26,1)+1)-INDEX('Shultis Faw'!$D$2:$D$26,MATCH($C129,'Shultis Faw'!$A$2:$A$26,1)))/(INDEX('Shultis Faw'!$A$2:$A$26,MATCH($C129,'Shultis Faw'!$A$2:$A$26,1)+1)-INDEX('Shultis Faw'!$A$2:$A$26,MATCH($C129,'Shultis Faw'!$A$2:$A$26,1))),$C129*'Shultis Faw'!$D$2/'Shultis Faw'!$A$2)","v":1.9872379999999998},{"$f":"_xlfn.IFNA(INDEX('Shultis Faw'!$B$2:$B$26,MATCH($C129,'Shultis Faw'!$A$2:$A$26,1))+($C129-INDEX('Shultis Faw'!$A$2:$A$26,MATCH($C129,'Shultis Faw'!$A$2:$A$26,1)))*(INDEX('Shultis Faw'!$B$2:$B$26,MATCH($C129,'Shultis Faw'!$A$2:$A$26,1)+1)-INDEX('Shultis Faw'!$B$2:$B$26,MATCH($C129,'Shultis Faw'!$A$2:$A$26,1)))/(INDEX('Shultis Faw'!$A$2:$A$26,MATCH($C129,'Shultis Faw'!$A$2:$A$26,1)+1)-INDEX('Shultis Faw'!$A$2:$A$26,MATCH($C129,'Shultis Faw'!$A$2:$A$26,1))),$C129*'Shultis Faw'!$B$2/'Shultis Faw'!$A$2)","v":-0.16027550000000002},{"$f":"_xlfn.IFNA(INDEX('Shultis Faw'!$E$2:$E$26,MATCH($C129,'Shultis Faw'!$A$2:$A$26,1))+($C129-INDEX('Shultis Faw'!$A$2:$A$26,MATCH($C129,'Shultis Faw'!$A$2:$A$26,1)))*(INDEX('Shultis Faw'!$E$2:$E$26,MATCH($C129,'Shultis Faw'!$A$2:$A$26,1)+1)-INDEX('Shultis Faw'!$E$2:$E$26,MATCH($C129,'Shultis Faw'!$A$2:$A$26,1)))/(INDEX('Shultis Faw'!$A$2:$A$26,MATCH($C129,'Shultis Faw'!$A$2:$A$26,1)+1)-INDEX('Shultis Faw'!$A$2:$A$26,MATCH($C129,'Shultis Faw'!$A$2:$A$26,1))),$C129*'Shultis Faw'!$E$2/'Shultis Faw'!$A$2)","v":6.4010200000000003E-2},{"$f":"_xlfn.IFNA(INDEX('Shultis Faw'!$F$2:$F$26,MATCH($C129,'Shultis Faw'!$A$2:$A$26,1))+($C129-INDEX('Shultis Faw'!$A$2:$A$26,MATCH($C129,'Shultis Faw'!$A$2:$A$26,1)))*(INDEX('Shultis Faw'!$F$2:$F$26,MATCH($C129,'Shultis Faw'!$A$2:$A$26,1)+1)-INDEX('Shultis Faw'!$F$2:$F$26,MATCH($C129,'Shultis Faw'!$A$2:$A$26,1)))/(INDEX('Shultis Faw'!$A$2:$A$26,MATCH($C129,'Shultis Faw'!$A$2:$A$26,1)+1)-INDEX('Shultis Faw'!$A$2:$A$26,MATCH($C129,'Shultis Faw'!$A$2:$A$26,1))),$C129*'Shultis Faw'!$F$2/'Shultis Faw'!$A$2)","v":14.217449},{"$f":"J129*(H129*'Externe blootstelling'!$D$23/2)^K129+L129*(TANH(((H129*'Externe blootstelling'!$D$23)/(2*M129))-2)-TANH(-2))/(1-TANH(-2))","v":1.8208868608459556},{"$f":"IF(N129=1,1+(I129-1)*H129*'Externe blootstelling'!$D$23/2,1+(I129-1)*(N129^(H129*'Externe blootstelling'!$D$23/2)-1)/(N129-1))","v":5.1038089440347898},{"$f":"G129*EXP(-H129*'Externe blootstelling'!$D$23/2)*O129","v":1.0925685928341441E-3}]
[null," g ",0.32942500000000002,5.2707999999999997E-14,1.2900000000000001E-3,{"$f":"_xlfn.IFNA(INDEX('hp (pSv cm2)'!$B$2:$B$52,MATCH($C130,'hp (pSv cm2)'!$A$2:$A$52,1))+($C130-INDEX('hp (pSv cm2)'!$A$2:$A$52,MATCH($C130,'hp (pSv cm2)'!$A$2:$A$52,1)))*(INDEX('hp (pSv cm2)'!$B$2:$B$52,MATCH($C130,'hp (pSv cm2)'!$A$2:$A$52,1)+1)-INDEX('hp (pSv cm2)'!$B$2:$B$52,MATCH($C130,'hp (pSv cm2)'!$A$2:$A$52,1)))/(INDEX('hp (pSv cm2)'!$A$2:$A$52,MATCH($C130,'hp (pSv cm2)'!$A$2:$A$52,1)+1)-INDEX('hp (pSv cm2)'!$A$2:$A$52,MATCH($C130,'hp (pSv cm2)'!$A$2:$A$52,1))),$C130*'hp (pSv cm2)'!$B$2/'hp (pSv cm2)'!$A$2)","v":1.6541825000000001},2.1338954250000003E-3,{"$f":"_xlfn.IFNA(0.997*(INDEX('Mass attenuation coefficients'!$B$2:$B$37,MATCH($C130,'Mass attenuation coefficients'!$A$2:$A$37,1))+($C130-INDEX('Mass attenuation coefficients'!$A$2:$A$37,MATCH($C130,'Mass attenuation coefficients'!$A$2:$A$37,1)))*(INDEX('Mass attenuation coefficients'!$B$2:$B$37,MATCH($C130,'Mass attenuation coefficients'!$A$2:$A$37,1)+1)-INDEX('Mass attenuation coefficients'!$B$2:$B$37,MATCH($C130,'Mass attenuation coefficients'!$A$2:$A$37,1)))/(INDEX('Mass attenuation coefficients'!$A$2:$A$37,MATCH($C130,'Mass attenuation coefficients'!$A$2:$A$37,1)+1)-INDEX('Mass attenuation coefficients'!$A$2:$A$37,MATCH($C130,'Mass attenuation coefficients'!$A$2:$A$37,1)))),0.997*$C130*'Mass attenuation coefficients'!$B$2/'Mass attenuation coefficients'!$A$2)","v":0.11457710937499999},{"$f":"_xlfn.IFNA(INDEX('Shultis Faw'!$C$2:$C$26,MATCH($C130,'Shultis Faw'!$A$2:$A$26,1))+($C130-INDEX('Shultis Faw'!$A$2:$A$26,MATCH($C130,'Shultis Faw'!$A$2:$A$26,1)))*(INDEX('Shultis Faw'!$C$2:$C$26,MATCH($C130,'Shultis Faw'!$A$2:$A$26,1)+1)-INDEX('Shultis Faw'!$C$2:$C$26,MATCH($C130,'Shultis Faw'!$A$2:$A$26,1)))/(INDEX('Shultis Faw'!$A$2:$A$26,MATCH($C130,'Shultis Faw'!$A$2:$A$26,1)+1)-INDEX('Shultis Faw'!$A$2:$A$26,MATCH($C130,'Shultis Faw'!$A$2:$A$26,1))),$C130*'Shultis Faw'!$C$2/'Shultis Faw'!$A$2)","v":2.8434949999999999},{"$f":"_xlfn.IFNA(INDEX('Shultis Faw'!$D$2:$D$26,MATCH($C130,'Shultis Faw'!$A$2:$A$26,1))+($C130-INDEX('Shultis Faw'!$A$2:$A$26,MATCH($C130,'Shultis Faw'!$A$2:$A$26,1)))*(INDEX('Shultis Faw'!$D$2:$D$26,MATCH($C130,'Shultis Faw'!$A$2:$A$26,1)+1)-INDEX('Shultis Faw'!$D$2:$D$26,MATCH($C130,'Shultis Faw'!$A$2:$A$26,1)))/(INDEX('Shultis Faw'!$A$2:$A$26,MATCH($C130,'Shultis Faw'!$A$2:$A$26,1)+1)-INDEX('Shultis Faw'!$A$2:$A$26,MATCH($C130,'Shultis Faw'!$A$2:$A$26,1))),$C130*'Shultis Faw'!$D$2/'Shultis Faw'!$A$2)","v":1.9808049999999997},{"$f":"_xlfn.IFNA(INDEX('Shultis Faw'!$B$2:$B$26,MATCH($C130,'Shultis Faw'!$A$2:$A$26,1))+($C130-INDEX('Shultis Faw'!$A$2:$A$26,MATCH($C130,'Shultis Faw'!$A$2:$A$26,1)))*(INDEX('Shultis Faw'!$B$2:$B$26,MATCH($C130,'Shultis Faw'!$A$2:$A$26,1)+1)-INDEX('Shultis Faw'!$B$2:$B$26,MATCH($C130,'Shultis Faw'!$A$2:$A$26,1)))/(INDEX('Shultis Faw'!$A$2:$A$26,MATCH($C130,'Shultis Faw'!$A$2:$A$26,1)+1)-INDEX('Shultis Faw'!$A$2:$A$26,MATCH($C130,'Shultis Faw'!$A$2:$A$26,1))),$C130*'Shultis Faw'!$B$2/'Shultis Faw'!$A$2)","v":-0.15958624999999999},{"$f":"_xlfn.IFNA(INDEX('Shultis Faw'!$E$2:$E$26,MATCH($C130,'Shultis Faw'!$A$2:$A$26,1))+($C130-INDEX('Shultis Faw'!$A$2:$A$26,MATCH($C130,'Shultis Faw'!$A$2:$A$26,1)))*(INDEX('Shultis Faw'!$E$2:$E$26,MATCH($C130,'Shultis Faw'!$A$2:$A$26,1)+1)-INDEX('Shultis Faw'!$E$2:$E$26,MATCH($C130,'Shultis Faw'!$A$2:$A$26,1)))/(INDEX('Shultis Faw'!$A$2:$A$26,MATCH($C130,'Shultis Faw'!$A$2:$A$26,1)+1)-INDEX('Shultis Faw'!$A$2:$A$26,MATCH($C130,'Shultis Faw'!$A$2:$A$26,1))),$C130*'Shultis Faw'!$E$2/'Shultis Faw'!$A$2)","v":6.3734499999999999E-2},{"$f":"_xlfn.IFNA(INDEX('Shultis Faw'!$F$2:$F$26,MATCH($C130,'Shultis Faw'!$A$2:$A$26,1))+($C130-INDEX('Shultis Faw'!$A$2:$A$26,MATCH($C130,'Shultis Faw'!$A$2:$A$26,1)))*(INDEX('Shultis Faw'!$F$2:$F$26,MATCH($C130,'Shultis Faw'!$A$2:$A$26,1)+1)-INDEX('Shultis Faw'!$F$2:$F$26,MATCH($C130,'Shultis Faw'!$A$2:$A$26,1)))/(INDEX('Shultis Faw'!$A$2:$A$26,MATCH($C130,'Shultis Faw'!$A$2:$A$26,1)+1)-INDEX('Shultis Faw'!$A$2:$A$26,MATCH($C130,'Shultis Faw'!$A$2:$A$26,1))),$C130*'Shultis Faw'!$F$2/'Shultis Faw'!$A$2)","v":14.218827500000002},{"$f":"J130*(H130*'Externe blootstelling'!$D$23/2)^K130+L130*(TANH(((H130*'Externe blootstelling'!$D$23)/(2*M130))-2)-TANH(-2))/(1-TANH(-2))","v":1.8171188668076013},{"$f":"IF(N130=1,1+(I130-1)*H130*'Externe blootstelling'!$D$23/2,1+(I130-1)*(N130^(H130*'Externe blootstelling'!$D$23/2)-1)/(N130-1))","v":5.0411103669277342},{"$f":"G130*EXP(-H130*'Externe blootstelling'!$D$23/2)*O130","v":1.9288401728249972E-3}]
[null," g ",0.33054,5.2886399999999994E-14,6.0000000000000002E-5,{"$f":"_xlfn.IFNA(INDEX('hp (pSv cm2)'!$B$2:$B$52,MATCH($C131,'hp (pSv cm2)'!$A$2:$A$52,1))+($C131-INDEX('hp (pSv cm2)'!$A$2:$A$52,MATCH($C131,'hp (pSv cm2)'!$A$2:$A$52,1)))*(INDEX('hp (pSv cm2)'!$B$2:$B$52,MATCH($C131,'hp (pSv cm2)'!$A$2:$A$52,1)+1)-INDEX('hp (pSv cm2)'!$B$2:$B$52,MATCH($C131,'hp (pSv cm2)'!$A$2:$A$52,1)))/(INDEX('hp (pSv cm2)'!$A$2:$A$52,MATCH($C131,'hp (pSv cm2)'!$A$2:$A$52,1)+1)-INDEX('hp (pSv cm2)'!$A$2:$A$52,MATCH($C131,'hp (pSv cm2)'!$A$2:$A$52,1))),$C131*'hp (pSv cm2)'!$B$2/'hp (pSv cm2)'!$A$2)","v":1.659646},9.957876E-5,{"$f":"_xlfn.IFNA(0.997*(INDEX('Mass attenuation coefficients'!$B$2:$B$37,MATCH($C131,'Mass attenuation coefficients'!$A$2:$A$37,1))+($C131-INDEX('Mass attenuation coefficients'!$A$2:$A$37,MATCH($C131,'Mass attenuation coefficients'!$A$2:$A$37,1)))*(INDEX('Mass attenuation coefficients'!$B$2:$B$37,MATCH($C131,'Mass attenuation coefficients'!$A$2:$A$37,1)+1)-INDEX('Mass attenuation coefficients'!$B$2:$B$37,MATCH($C131,'Mass attenuation coefficients'!$A$2:$A$37,1)))/(INDEX('Mass attenuation coefficients'!$A$2:$A$37,MATCH($C131,'Mass attenuation coefficients'!$A$2:$A$37,1)+1)-INDEX('Mass attenuation coefficients'!$A$2:$A$37,MATCH($C131,'Mass attenuation coefficients'!$A$2:$A$37,1)))),0.997*$C131*'Mass attenuation coefficients'!$B$2/'Mass attenuation coefficients'!$A$2)","v":0.1144381525},{"$f":"_xlfn.IFNA(INDEX('Shultis Faw'!$C$2:$C$26,MATCH($C131,'Shultis Faw'!$A$2:$A$26,1))+($C131-INDEX('Shultis Faw'!$A$2:$A$26,MATCH($C131,'Shultis Faw'!$A$2:$A$26,1)))*(INDEX('Shultis Faw'!$C$2:$C$26,MATCH($C131,'Shultis Faw'!$A$2:$A$26,1)+1)-INDEX('Shultis Faw'!$C$2:$C$26,MATCH($C131,'Shultis Faw'!$A$2:$A$26,1)))/(INDEX('Shultis Faw'!$A$2:$A$26,MATCH($C131,'Shultis Faw'!$A$2:$A$26,1)+1)-INDEX('Shultis Faw'!$A$2:$A$26,MATCH($C131,'Shultis Faw'!$A$2:$A$26,1))),$C131*'Shultis Faw'!$C$2/'Shultis Faw'!$A$2)","v":2.8405960000000001},{"$f":"_xlfn.IFNA(INDEX('Shultis Faw'!$D$2:$D$26,MATCH($C131,'Shultis Faw'!$A$2:$A$26,1))+($C131-INDEX('Shultis Faw'!$A$2:$A$26,MATCH($C131,'Shultis Faw'!$A$2:$A$26,1)))*(INDEX('Shultis Faw'!$D$2:$D$26,MATCH($C131,'Shultis Faw'!$A$2:$A$26,1)+1)-INDEX('Shultis Faw'!$D$2:$D$26,MATCH($C131,'Shultis Faw'!$A$2:$A$26,1)))/(INDEX('Shultis Faw'!$A$2:$A$26,MATCH($C131,'Shultis Faw'!$A$2:$A$26,1)+1)-INDEX('Shultis Faw'!$A$2:$A$26,MATCH($C131,'Shultis Faw'!$A$2:$A$26,1))),$C131*'Shultis Faw'!$D$2/'Shultis Faw'!$A$2)","v":1.9792439999999998},{"$f":"_xlfn.IFNA(INDEX('Shultis Faw'!$B$2:$B$26,MATCH($C131,'Shultis Faw'!$A$2:$A$26,1))+($C131-INDEX('Shultis Faw'!$A$2:$A$26,MATCH($C131,'Shultis Faw'!$A$2:$A$26,1)))*(INDEX('Shultis Faw'!$B$2:$B$26,MATCH($C131,'Shultis Faw'!$A$2:$A$26,1)+1)-INDEX('Shultis Faw'!$B$2:$B$26,MATCH($C131,'Shultis Faw'!$A$2:$A$26,1)))/(INDEX('Shultis Faw'!$A$2:$A$26,MATCH($C131,'Shultis Faw'!$A$2:$A$26,1)+1)-INDEX('Shultis Faw'!$A$2:$A$26,MATCH($C131,'Shultis Faw'!$A$2:$A$26,1))),$C131*'Shultis Faw'!$B$2/'Shultis Faw'!$A$2)","v":-0.15941900000000001},{"$f":"_xlfn.IFNA(INDEX('Shultis Faw'!$E$2:$E$26,MATCH($C131,'Shultis Faw'!$A$2:$A$26,1))+($C131-INDEX('Shultis Faw'!$A$2:$A$26,MATCH($C131,'Shultis Faw'!$A$2:$A$26,1)))*(INDEX('Shultis Faw'!$E$2:$E$26,MATCH($C131,'Shultis Faw'!$A$2:$A$26,1)+1)-INDEX('Shultis Faw'!$E$2:$E$26,MATCH($C131,'Shultis Faw'!$A$2:$A$26,1)))/(INDEX('Shultis Faw'!$A$2:$A$26,MATCH($C131,'Shultis Faw'!$A$2:$A$26,1)+1)-INDEX('Shultis Faw'!$A$2:$A$26,MATCH($C131,'Shultis Faw'!$A$2:$A$26,1))),$C131*'Shultis Faw'!$E$2/'Shultis Faw'!$A$2)","v":6.3667600000000005E-2},{"$f":"_xlfn.IFNA(INDEX('Shultis Faw'!$F$2:$F$26,MATCH($C131,'Shultis Faw'!$A$2:$A$26,1))+($C131-INDEX('Shultis Faw'!$A$2:$A$26,MATCH($C131,'Shultis Faw'!$A$2:$A$26,1)))*(INDEX('Shultis Faw'!$F$2:$F$26,MATCH($C131,'Shultis Faw'!$A$2:$A$26,1)+1)-INDEX('Shultis Faw'!$F$2:$F$26,MATCH($C131,'Shultis Faw'!$A$2:$A$26,1)))/(INDEX('Shultis Faw'!$A$2:$A$26,MATCH($C131,'Shultis Faw'!$A$2:$A$26,1)+1)-INDEX('Shultis Faw'!$A$2:$A$26,MATCH($C131,'Shultis Faw'!$A$2:$A$26,1))),$C131*'Shultis Faw'!$F$2/'Shultis Faw'!$A$2)","v":14.219162000000001},{"$f":"J131*(H131*'Externe blootstelling'!$D$23/2)^K131+L131*(TANH(((H131*'Externe blootstelling'!$D$23)/(2*M131))-2)-TANH(-2))/(1-TANH(-2))","v":1.816202044138818},{"$f":"IF(N131=1,1+(I131-1)*H131*'Externe blootstelling'!$D$23/2,1+(I131-1)*(N131^(H131*'Externe blootstelling'!$D$23/2)-1)/(N131-1))","v":5.0260130404071601},{"$f":"G131*EXP(-H131*'Externe blootstelling'!$D$23/2)*O131","v":8.9927486052602621E-5}]
[null," g ",0.34039999999999998,{"$f":"C132*1000000*1.6E-19","v":5.4463999999999995E-14},3.1E-4,{"$f":"_xlfn.IFNA(INDEX('hp (pSv cm2)'!$B$2:$B$52,MATCH($C132,'hp (pSv cm2)'!$A$2:$A$52,1))+($C132-INDEX('hp (pSv cm2)'!$A$2:$A$52,MATCH($C132,'hp (pSv cm2)'!$A$2:$A$52,1)))*(INDEX('hp (pSv cm2)'!$B$2:$B$52,MATCH($C132,'hp (pSv cm2)'!$A$2:$A$52,1)+1)-INDEX('hp (pSv cm2)'!$B$2:$B$52,MATCH($C132,'hp (pSv cm2)'!$A$2:$A$52,1)))/(INDEX('hp (pSv cm2)'!$A$2:$A$52,MATCH($C132,'hp (pSv cm2)'!$A$2:$A$52,1)+1)-INDEX('hp (pSv cm2)'!$A$2:$A$52,MATCH($C132,'hp (pSv cm2)'!$A$2:$A$52,1))),$C132*'hp (pSv cm2)'!$B$2/'hp (pSv cm2)'!$A$2)","v":1.7079599999999999},{"$f":"F132*E132","v":5.2946759999999992E-4},{"$f":"_xlfn.IFNA(0.997*(INDEX('Mass attenuation coefficients'!$B$2:$B$37,MATCH($C132,'Mass attenuation coefficients'!$A$2:$A$37,1))+($C132-INDEX('Mass attenuation coefficients'!$A$2:$A$37,MATCH($C132,'Mass attenuation coefficients'!$A$2:$A$37,1)))*(INDEX('Mass attenuation coefficients'!$B$2:$B$37,MATCH($C132,'Mass attenuation coefficients'!$A$2:$A$37,1)+1)-INDEX('Mass attenuation coefficients'!$B$2:$B$37,MATCH($C132,'Mass attenuation coefficients'!$A$2:$A$37,1)))/(INDEX('Mass attenuation coefficients'!$A$2:$A$37,MATCH($C132,'Mass attenuation coefficients'!$A$2:$A$37,1)+1)-INDEX('Mass attenuation coefficients'!$A$2:$A$37,MATCH($C132,'Mass attenuation coefficients'!$A$2:$A$37,1)))),0.997*$C132*'Mass attenuation coefficients'!$B$2/'Mass attenuation coefficients'!$A$2)","v":0.11320935},{"$f":"_xlfn.IFNA(INDEX('Shultis Faw'!$C$2:$C$26,MATCH($C132,'Shultis Faw'!$A$2:$A$26,1))+($C132-INDEX('Shultis Faw'!$A$2:$A$26,MATCH($C132,'Shultis Faw'!$A$2:$A$26,1)))*(INDEX('Shultis Faw'!$C$2:$C$26,MATCH($C132,'Shultis Faw'!$A$2:$A$26,1)+1)-INDEX('Shultis Faw'!$C$2:$C$26,MATCH($C132,'Shultis Faw'!$A$2:$A$26,1)))/(INDEX('Shultis Faw'!$A$2:$A$26,MATCH($C132,'Shultis Faw'!$A$2:$A$26,1)+1)-INDEX('Shultis Faw'!$A$2:$A$26,MATCH($C132,'Shultis Faw'!$A$2:$A$26,1))),$C132*'Shultis Faw'!$C$2/'Shultis Faw'!$A$2)","v":2.8149600000000001},{"$f":"_xlfn.IFNA(INDEX('Shultis Faw'!$D$2:$D$26,MATCH($C132,'Shultis Faw'!$A$2:$A$26,1))+($C132-INDEX('Shultis Faw'!$A$2:$A$26,MATCH($C132,'Shultis Faw'!$A$2:$A$26,1)))*(INDEX('Shultis Faw'!$D$2:$D$26,MATCH($C132,'Shultis Faw'!$A$2:$A$26,1)+1)-INDEX('Shultis Faw'!$D$2:$D$26,MATCH($C132,'Shultis Faw'!$A$2:$A$26,1)))/(INDEX('Shultis Faw'!$A$2:$A$26,MATCH($C132,'Shultis Faw'!$A$2:$A$26,1)+1)-INDEX('Shultis Faw'!$A$2:$A$26,MATCH($C132,'Shultis Faw'!$A$2:$A$26,1))),$C132*'Shultis Faw'!$D$2/'Shultis Faw'!$A$2)","v":1.9654399999999999},{"$f":"_xlfn.IFNA(INDEX('Shultis Faw'!$B$2:$B$26,MATCH($C132,'Shultis Faw'!$A$2:$A$26,1))+($C132-INDEX('Shultis Faw'!$A$2:$A$26,MATCH($C132,'Shultis Faw'!$A$2:$A$26,1)))*(INDEX('Shultis Faw'!$B$2:$B$26,MATCH($C132,'Shultis Faw'!$A$2:$A$26,1)+1)-INDEX('Shultis Faw'!$B$2:$B$26,MATCH($C132,'Shultis Faw'!$A$2:$A$26,1)))/(INDEX('Shultis Faw'!$A$2:$A$26,MATCH($C132,'Shultis Faw'!$A$2:$A$26,1)+1)-INDEX('Shultis Faw'!$A$2:$A$26,MATCH($C132,'Shultis Faw'!$A$2:$A$26,1))),$C132*'Shultis Faw'!$B$2/'Shultis Faw'!$A$2)","v":-0.15794},{"$f":"_xlfn.IFNA(INDEX('Shultis Faw'!$E$2:$E$26,MATCH($C132,'Shultis Faw'!$A$2:$A$26,1))+($C132-INDEX('Shultis Faw'!$A$2:$A$26,MATCH($C132,'Shultis Faw'!$A$2:$A$26,1)))*(INDEX('Shultis Faw'!$E$2:$E$26,MATCH($C132,'Shultis Faw'!$A$2:$A$26,1)+1)-INDEX('Shultis Faw'!$E$2:$E$26,MATCH($C132,'Shultis Faw'!$A$2:$A$26,1)))/(INDEX('Shultis Faw'!$A$2:$A$26,MATCH($C132,'Shultis Faw'!$A$2:$A$26,1)+1)-INDEX('Shultis Faw'!$A$2:$A$26,MATCH($C132,'Shultis Faw'!$A$2:$A$26,1))),$C132*'Shultis Faw'!$E$2/'Shultis Faw'!$A$2)","v":6.3076000000000007E-2},{"$f":"_xlfn.IFNA(INDEX('Shultis Faw'!$F$2:$F$26,MATCH($C132,'Shultis Faw'!$A$2:$A$26,1))+($C132-INDEX('Shultis Faw'!$A$2:$A$26,MATCH($C132,'Shultis Faw'!$A$2:$A$26,1)))*(INDEX('Shultis Faw'!$F$2:$F$26,MATCH($C132,'Shultis Faw'!$A$2:$A$26,1)+1)-INDEX('Shultis Faw'!$F$2:$F$26,MATCH($C132,'Shultis Faw'!$A$2:$A$26,1)))/(INDEX('Shultis Faw'!$A$2:$A$26,MATCH($C132,'Shultis Faw'!$A$2:$A$26,1)+1)-INDEX('Shultis Faw'!$A$2:$A$26,MATCH($C132,'Shultis Faw'!$A$2:$A$26,1))),$C132*'Shultis Faw'!$F$2/'Shultis Faw'!$A$2)","v":14.22212},{"$f":"J132*(H132*'Externe blootstelling'!$D$23/2)^K132+L132*(TANH(((H132*'Externe blootstelling'!$D$23)/(2*M132))-2)-TANH(-2))/(1-TANH(-2))","v":1.8080520176949819},{"$f":"IF(N132=1,1+(I132-1)*H132*'Externe blootstelling'!$D$23/2,1+(I132-1)*(N132^(H132*'Externe blootstelling'!$D$23/2)-1)/(N132-1))","v":4.8944666565566379},{"$f":"G132*EXP(-H132*'Externe blootstelling'!$D$23/2)*O132","v":4.7429857888038894E-4}]
[null," g ",0.34427849999999999,5.5084559999999997E-14,0.26590000000000003,{"$f":"_xlfn.IFNA(INDEX('hp (pSv cm2)'!$B$2:$B$52,MATCH($C133,'hp (pSv cm2)'!$A$2:$A$52,1))+($C133-INDEX('hp (pSv cm2)'!$A$2:$A$52,MATCH($C133,'hp (pSv cm2)'!$A$2:$A$52,1)))*(INDEX('hp (pSv cm2)'!$B$2:$B$52,MATCH($C133,'hp (pSv cm2)'!$A$2:$A$52,1)+1)-INDEX('hp (pSv cm2)'!$B$2:$B$52,MATCH($C133,'hp (pSv cm2)'!$A$2:$A$52,1)))/(INDEX('hp (pSv cm2)'!$A$2:$A$52,MATCH($C133,'hp (pSv cm2)'!$A$2:$A$52,1)+1)-INDEX('hp (pSv cm2)'!$A$2:$A$52,MATCH($C133,'hp (pSv cm2)'!$A$2:$A$52,1))),$C133*'hp (pSv cm2)'!$B$2/'hp (pSv cm2)'!$A$2)","v":1.72696465},0.45919990043500003,{"$f":"_xlfn.IFNA(0.997*(INDEX('Mass attenuation coefficients'!$B$2:$B$37,MATCH($C133,'Mass attenuation coefficients'!$A$2:$A$37,1))+($C133-INDEX('Mass attenuation coefficients'!$A$2:$A$37,MATCH($C133,'Mass attenuation coefficients'!$A$2:$A$37,1)))*(INDEX('Mass attenuation coefficients'!$B$2:$B$37,MATCH($C133,'Mass attenuation coefficients'!$A$2:$A$37,1)+1)-INDEX('Mass attenuation coefficients'!$B$2:$B$37,MATCH($C133,'Mass attenuation coefficients'!$A$2:$A$37,1)))/(INDEX('Mass attenuation coefficients'!$A$2:$A$37,MATCH($C133,'Mass attenuation coefficients'!$A$2:$A$37,1)+1)-INDEX('Mass attenuation coefficients'!$A$2:$A$37,MATCH($C133,'Mass attenuation coefficients'!$A$2:$A$37,1)))),0.997*$C133*'Mass attenuation coefficients'!$B$2/'Mass attenuation coefficients'!$A$2)","v":0.11272599193749999},{"$f":"_xlfn.IFNA(INDEX('Shultis Faw'!$C$2:$C$26,MATCH($C133,'Shultis Faw'!$A$2:$A$26,1))+($C133-INDEX('Shultis Faw'!$A$2:$A$26,MATCH($C133,'Shultis Faw'!$A$2:$A$26,1)))*(INDEX('Shultis Faw'!$C$2:$C$26,MATCH($C133,'Shultis Faw'!$A$2:$A$26,1)+1)-INDEX('Shultis Faw'!$C$2:$C$26,MATCH($C133,'Shultis Faw'!$A$2:$A$26,1)))/(INDEX('Shultis Faw'!$A$2:$A$26,MATCH($C133,'Shultis Faw'!$A$2:$A$26,1)+1)-INDEX('Shultis Faw'!$A$2:$A$26,MATCH($C133,'Shultis Faw'!$A$2:$A$26,1))),$C133*'Shultis Faw'!$C$2/'Shultis Faw'!$A$2)","v":2.8048758999999999},{"$f":"_xlfn.IFNA(INDEX('Shultis Faw'!$D$2:$D$26,MATCH($C133,'Shultis Faw'!$A$2:$A$26,1))+($C133-INDEX('Shultis Faw'!$A$2:$A$26,MATCH($C133,'Shultis Faw'!$A$2:$A$26,1)))*(INDEX('Shultis Faw'!$D$2:$D$26,MATCH($C133,'Shultis Faw'!$A$2:$A$26,1)+1)-INDEX('Shultis Faw'!$D$2:$D$26,MATCH($C133,'Shultis Faw'!$A$2:$A$26,1)))/(INDEX('Shultis Faw'!$A$2:$A$26,MATCH($C133,'Shultis Faw'!$A$2:$A$26,1)+1)-INDEX('Shultis Faw'!$A$2:$A$26,MATCH($C133,'Shultis Faw'!$A$2:$A$26,1))),$C133*'Shultis Faw'!$D$2/'Shultis Faw'!$A$2)","v":1.9600100999999999},{"$f":"_xlfn.IFNA(INDEX('Shultis Faw'!$B$2:$B$26,MATCH($C133,'Shultis Faw'!$A$2:$A$26,1))+($C133-INDEX('Shultis Faw'!$A$2:$A$26,MATCH($C133,'Shultis Faw'!$A$2:$A$26,1)))*(INDEX('Shultis Faw'!$B$2:$B$26,MATCH($C133,'Shultis Faw'!$A$2:$A$26,1)+1)-INDEX('Shultis Faw'!$B$2:$B$26,MATCH($C133,'Shultis Faw'!$A$2:$A$26,1)))/(INDEX('Shultis Faw'!$A$2:$A$26,MATCH($C133,'Shultis Faw'!$A$2:$A$26,1)+1)-INDEX('Shultis Faw'!$A$2:$A$26,MATCH($C133,'Shultis Faw'!$A$2:$A$26,1))),$C133*'Shultis Faw'!$B$2/'Shultis Faw'!$A$2)","v":-0.15735822499999999},{"$f":"_xlfn.IFNA(INDEX('Shultis Faw'!$E$2:$E$26,MATCH($C133,'Shultis Faw'!$A$2:$A$26,1))+($C133-INDEX('Shultis Faw'!$A$2:$A$26,MATCH($C133,'Shultis Faw'!$A$2:$A$26,1)))*(INDEX('Shultis Faw'!$E$2:$E$26,MATCH($C133,'Shultis Faw'!$A$2:$A$26,1)+1)-INDEX('Shultis Faw'!$E$2:$E$26,MATCH($C133,'Shultis Faw'!$A$2:$A$26,1)))/(INDEX('Shultis Faw'!$A$2:$A$26,MATCH($C133,'Shultis Faw'!$A$2:$A$26,1)+1)-INDEX('Shultis Faw'!$A$2:$A$26,MATCH($C133,'Shultis Faw'!$A$2:$A$26,1))),$C133*'Shultis Faw'!$E$2/'Shultis Faw'!$A$2)","v":6.2843289999999996E-2},{"$f":"_xlfn.IFNA(INDEX('Shultis Faw'!$F$2:$F$26,MATCH($C133,'Shultis Faw'!$A$2:$A$26,1))+($C133-INDEX('Shultis Faw'!$A$2:$A$26,MATCH($C133,'Shultis Faw'!$A$2:$A$26,1)))*(INDEX('Shultis Faw'!$F$2:$F$26,MATCH($C133,'Shultis Faw'!$A$2:$A$26,1)+1)-INDEX('Shultis Faw'!$F$2:$F$26,MATCH($C133,'Shultis Faw'!$A$2:$A$26,1)))/(INDEX('Shultis Faw'!$A$2:$A$26,MATCH($C133,'Shultis Faw'!$A$2:$A$26,1)+1)-INDEX('Shultis Faw'!$A$2:$A$26,MATCH($C133,'Shultis Faw'!$A$2:$A$26,1))),$C133*'Shultis Faw'!$F$2/'Shultis Faw'!$A$2)","v":14.223283550000001},{"$f":"J133*(H133*'Externe blootstelling'!$D$23/2)^K133+L133*(TANH(((H133*'Externe blootstelling'!$D$23)/(2*M133))-2)-TANH(-2))/(1-TANH(-2))","v":1.8048251984379231},{"$f":"IF(N133=1,1+(I133-1)*H133*'Externe blootstelling'!$D$23/2,1+(I133-1)*(N133^(H133*'Externe blootstelling'!$D$23/2)-1)/(N133-1))","v":4.8436753699043003},{"$f":"G133*EXP(-H133*'Externe blootstelling'!$D$23/2)*O133","v":0.41004608491659489}]
[null," g ",0.35166000000000003,5.62656E-14,1.4000000000000001E-4,{"$f":"_xlfn.IFNA(INDEX('hp (pSv cm2)'!$B$2:$B$52,MATCH($C134,'hp (pSv cm2)'!$A$2:$A$52,1))+($C134-INDEX('hp (pSv cm2)'!$A$2:$A$52,MATCH($C134,'hp (pSv cm2)'!$A$2:$A$52,1)))*(INDEX('hp (pSv cm2)'!$B$2:$B$52,MATCH($C134,'hp (pSv cm2)'!$A$2:$A$52,1)+1)-INDEX('hp (pSv cm2)'!$B$2:$B$52,MATCH($C134,'hp (pSv cm2)'!$A$2:$A$52,1)))/(INDEX('hp (pSv cm2)'!$A$2:$A$52,MATCH($C134,'hp (pSv cm2)'!$A$2:$A$52,1)+1)-INDEX('hp (pSv cm2)'!$A$2:$A$52,MATCH($C134,'hp (pSv cm2)'!$A$2:$A$52,1))),$C134*'hp (pSv cm2)'!$B$2/'hp (pSv cm2)'!$A$2)","v":1.763134},2.4683876000000004E-4,{"$f":"_xlfn.IFNA(0.997*(INDEX('Mass attenuation coefficients'!$B$2:$B$37,MATCH($C134,'Mass attenuation coefficients'!$A$2:$A$37,1))+($C134-INDEX('Mass attenuation coefficients'!$A$2:$A$37,MATCH($C134,'Mass attenuation coefficients'!$A$2:$A$37,1)))*(INDEX('Mass attenuation coefficients'!$B$2:$B$37,MATCH($C134,'Mass attenuation coefficients'!$A$2:$A$37,1)+1)-INDEX('Mass attenuation coefficients'!$B$2:$B$37,MATCH($C134,'Mass attenuation coefficients'!$A$2:$A$37,1)))/(INDEX('Mass attenuation coefficients'!$A$2:$A$37,MATCH($C134,'Mass attenuation coefficients'!$A$2:$A$37,1)+1)-INDEX('Mass attenuation coefficients'!$A$2:$A$37,MATCH($C134,'Mass attenuation coefficients'!$A$2:$A$37,1)))),0.997*$C134*'Mass attenuation coefficients'!$B$2/'Mass attenuation coefficients'!$A$2)","v":0.11180607249999999},{"$f":"_xlfn.IFNA(INDEX('Shultis Faw'!$C$2:$C$26,MATCH($C134,'Shultis Faw'!$A$2:$A$26,1))+($C134-INDEX('Shultis Faw'!$A$2:$A$26,MATCH($C134,'Shultis Faw'!$A$2:$A$26,1)))*(INDEX('Shultis Faw'!$C$2:$C$26,MATCH($C134,'Shultis Faw'!$A$2:$A$26,1)+1)-INDEX('Shultis Faw'!$C$2:$C$26,MATCH($C134,'Shultis Faw'!$A$2:$A$26,1)))/(INDEX('Shultis Faw'!$A$2:$A$26,MATCH($C134,'Shultis Faw'!$A$2:$A$26,1)+1)-INDEX('Shultis Faw'!$A$2:$A$26,MATCH($C134,'Shultis Faw'!$A$2:$A$26,1))),$C134*'Shultis Faw'!$C$2/'Shultis Faw'!$A$2)","v":2.7856839999999998},{"$f":"_xlfn.IFNA(INDEX('Shultis Faw'!$D$2:$D$26,MATCH($C134,'Shultis Faw'!$A$2:$A$26,1))+($C134-INDEX('Shultis Faw'!$A$2:$A$26,MATCH($C134,'Shultis Faw'!$A$2:$A$26,1)))*(INDEX('Shultis Faw'!$D$2:$D$26,MATCH($C134,'Shultis Faw'!$A$2:$A$26,1)+1)-INDEX('Shultis Faw'!$D$2:$D$26,MATCH($C134,'Shultis Faw'!$A$2:$A$26,1)))/(INDEX('Shultis Faw'!$A$2:$A$26,MATCH($C134,'Shultis Faw'!$A$2:$A$26,1)+1)-INDEX('Shultis Faw'!$A$2:$A$26,MATCH($C134,'Shultis Faw'!$A$2:$A$26,1))),$C134*'Shultis Faw'!$D$2/'Shultis Faw'!$A$2)","v":1.9496759999999997},{"$f":"_xlfn.IFNA(INDEX('Shultis Faw'!$B$2:$B$26,MATCH($C134,'Shultis Faw'!$A$2:$A$26,1))+($C134-INDEX('Shultis Faw'!$A$2:$A$26,MATCH($C134,'Shultis Faw'!$A$2:$A$26,1)))*(INDEX('Shultis Faw'!$B$2:$B$26,MATCH($C134,'Shultis Faw'!$A$2:$A$26,1)+1)-INDEX('Shultis Faw'!$B$2:$B$26,MATCH($C134,'Shultis Faw'!$A$2:$A$26,1)))/(INDEX('Shultis Faw'!$A$2:$A$26,MATCH($C134,'Shultis Faw'!$A$2:$A$26,1)+1)-INDEX('Shultis Faw'!$A$2:$A$26,MATCH($C134,'Shultis Faw'!$A$2:$A$26,1))),$C134*'Shultis Faw'!$B$2/'Shultis Faw'!$A$2)","v":-0.156251},{"$f":"_xlfn.IFNA(INDEX('Shultis Faw'!$E$2:$E$26,MATCH($C134,'Shultis Faw'!$A$2:$A$26,1))+($C134-INDEX('Shultis Faw'!$A$2:$A$26,MATCH($C134,'Shultis Faw'!$A$2:$A$26,1)))*(INDEX('Shultis Faw'!$E$2:$E$26,MATCH($C134,'Shultis Faw'!$A$2:$A$26,1)+1)-INDEX('Shultis Faw'!$E$2:$E$26,MATCH($C134,'Shultis Faw'!$A$2:$A$26,1)))/(INDEX('Shultis Faw'!$A$2:$A$26,MATCH($C134,'Shultis Faw'!$A$2:$A$26,1)+1)-INDEX('Shultis Faw'!$A$2:$A$26,MATCH($C134,'Shultis Faw'!$A$2:$A$26,1))),$C134*'Shultis Faw'!$E$2/'Shultis Faw'!$A$2)","v":6.2400400000000002E-2},{"$f":"_xlfn.IFNA(INDEX('Shultis Faw'!$F$2:$F$26,MATCH($C134,'Shultis Faw'!$A$2:$A$26,1))+($C134-INDEX('Shultis Faw'!$A$2:$A$26,MATCH($C134,'Shultis Faw'!$A$2:$A$26,1)))*(INDEX('Shultis Faw'!$F$2:$F$26,MATCH($C134,'Shultis Faw'!$A$2:$A$26,1)+1)-INDEX('Shultis Faw'!$F$2:$F$26,MATCH($C134,'Shultis Faw'!$A$2:$A$26,1)))/(INDEX('Shultis Faw'!$A$2:$A$26,MATCH($C134,'Shultis Faw'!$A$2:$A$26,1)+1)-INDEX('Shultis Faw'!$A$2:$A$26,MATCH($C134,'Shultis Faw'!$A$2:$A$26,1))),$C134*'Shultis Faw'!$F$2/'Shultis Faw'!$A$2)","v":14.225498},{"$f":"J134*(H134*'Externe blootstelling'!$D$23/2)^K134+L134*(TANH(((H134*'Externe blootstelling'!$D$23)/(2*M134))-2)-TANH(-2))/(1-TANH(-2))","v":1.7986512611216279},{"$f":"IF(N134=1,1+(I134-1)*H134*'Externe blootstelling'!$D$23/2,1+(I134-1)*(N134^(H134*'Externe blootstelling'!$D$23/2)-1)/(N134-1))","v":4.7484716997321623},{"$f":"G134*EXP(-H134*'Externe blootstelling'!$D$23/2)*O134","v":2.1908659470907215E-4}]
[null," g ",0.35725999999999997,5.7161599999999983E-14,4.0000000000000003E-5,{"$f":"_xlfn.IFNA(INDEX('hp (pSv cm2)'!$B$2:$B$52,MATCH($C135,'hp (pSv cm2)'!$A$2:$A$52,1))+($C135-INDEX('hp (pSv cm2)'!$A$2:$A$52,MATCH($C135,'hp (pSv cm2)'!$A$2:$A$52,1)))*(INDEX('hp (pSv cm2)'!$B$2:$B$52,MATCH($C135,'hp (pSv cm2)'!$A$2:$A$52,1)+1)-INDEX('hp (pSv cm2)'!$B$2:$B$52,MATCH($C135,'hp (pSv cm2)'!$A$2:$A$52,1)))/(INDEX('hp (pSv cm2)'!$A$2:$A$52,MATCH($C135,'hp (pSv cm2)'!$A$2:$A$52,1)+1)-INDEX('hp (pSv cm2)'!$A$2:$A$52,MATCH($C135,'hp (pSv cm2)'!$A$2:$A$52,1))),$C135*'hp (pSv cm2)'!$B$2/'hp (pSv cm2)'!$A$2)","v":1.7905739999999999},7.1622959999999999E-5,{"$f":"_xlfn.IFNA(0.997*(INDEX('Mass attenuation coefficients'!$B$2:$B$37,MATCH($C135,'Mass attenuation coefficients'!$A$2:$A$37,1))+($C135-INDEX('Mass attenuation coefficients'!$A$2:$A$37,MATCH($C135,'Mass attenuation coefficients'!$A$2:$A$37,1)))*(INDEX('Mass attenuation coefficients'!$B$2:$B$37,MATCH($C135,'Mass attenuation coefficients'!$A$2:$A$37,1)+1)-INDEX('Mass attenuation coefficients'!$B$2:$B$37,MATCH($C135,'Mass attenuation coefficients'!$A$2:$A$37,1)))/(INDEX('Mass attenuation coefficients'!$A$2:$A$37,MATCH($C135,'Mass attenuation coefficients'!$A$2:$A$37,1)+1)-INDEX('Mass attenuation coefficients'!$A$2:$A$37,MATCH($C135,'Mass attenuation coefficients'!$A$2:$A$37,1)))),0.997*$C135*'Mass attenuation coefficients'!$B$2/'Mass attenuation coefficients'!$A$2)","v":0.1111081725},{"$f":"_xlfn.IFNA(INDEX('Shultis Faw'!$C$2:$C$26,MATCH($C135,'Shultis Faw'!$A$2:$A$26,1))+($C135-INDEX('Shultis Faw'!$A$2:$A$26,MATCH($C135,'Shultis Faw'!$A$2:$A$26,1)))*(INDEX('Shultis Faw'!$C$2:$C$26,MATCH($C135,'Shultis Faw'!$A$2:$A$26,1)+1)-INDEX('Shultis Faw'!$C$2:$C$26,MATCH($C135,'Shultis Faw'!$A$2:$A$26,1)))/(INDEX('Shultis Faw'!$A$2:$A$26,MATCH($C135,'Shultis Faw'!$A$2:$A$26,1)+1)-INDEX('Shultis Faw'!$A$2:$A$26,MATCH($C135,'Shultis Faw'!$A$2:$A$26,1))),$C135*'Shultis Faw'!$C$2/'Shultis Faw'!$A$2)","v":2.7711240000000004},{"$f":"_xlfn.IFNA(INDEX('Shultis Faw'!$D$2:$D$26,MATCH($C135,'Shultis Faw'!$A$2:$A$26,1))+($C135-INDEX('Shultis Faw'!$A$2:$A$26,MATCH($C135,'Shultis Faw'!$A$2:$A$26,1)))*(INDEX('Shultis Faw'!$D$2:$D$26,MATCH($C135,'Shultis Faw'!$A$2:$A$26,1)+1)-INDEX('Shultis Faw'!$D$2:$D$26,MATCH($C135,'Shultis Faw'!$A$2:$A$26,1)))/(INDEX('Shultis Faw'!$A$2:$A$26,MATCH($C135,'Shultis Faw'!$A$2:$A$26,1)+1)-INDEX('Shultis Faw'!$A$2:$A$26,MATCH($C135,'Shultis Faw'!$A$2:$A$26,1))),$C135*'Shultis Faw'!$D$2/'Shultis Faw'!$A$2)","v":1.9418359999999999},{"$f":"_xlfn.IFNA(INDEX('Shultis Faw'!$B$2:$B$26,MATCH($C135,'Shultis Faw'!$A$2:$A$26,1))+($C135-INDEX('Shultis Faw'!$A$2:$A$26,MATCH($C135,'Shultis Faw'!$A$2:$A$26,1)))*(INDEX('Shultis Faw'!$B$2:$B$26,MATCH($C135,'Shultis Faw'!$A$2:$A$26,1)+1)-INDEX('Shultis Faw'!$B$2:$B$26,MATCH($C135,'Shultis Faw'!$A$2:$A$26,1)))/(INDEX('Shultis Faw'!$A$2:$A$26,MATCH($C135,'Shultis Faw'!$A$2:$A$26,1)+1)-INDEX('Shultis Faw'!$A$2:$A$26,MATCH($C135,'Shultis Faw'!$A$2:$A$26,1))),$C135*'Shultis Faw'!$B$2/'Shultis Faw'!$A$2)","v":-0.15541099999999999},{"$f":"_xlfn.IFNA(INDEX('Shultis Faw'!$E$2:$E$26,MATCH($C135,'Shultis Faw'!$A$2:$A$26,1))+($C135-INDEX('Shultis Faw'!$A$2:$A$26,MATCH($C135,'Shultis Faw'!$A$2:$A$26,1)))*(INDEX('Shultis Faw'!$E$2:$E$26,MATCH($C135,'Shultis Faw'!$A$2:$A$26,1)+1)-INDEX('Shultis Faw'!$E$2:$E$26,MATCH($C135,'Shultis Faw'!$A$2:$A$26,1)))/(INDEX('Shultis Faw'!$A$2:$A$26,MATCH($C135,'Shultis Faw'!$A$2:$A$26,1)+1)-INDEX('Shultis Faw'!$A$2:$A$26,MATCH($C135,'Shultis Faw'!$A$2:$A$26,1))),$C135*'Shultis Faw'!$E$2/'Shultis Faw'!$A$2)","v":6.2064399999999999E-2},{"$f":"_xlfn.IFNA(INDEX('Shultis Faw'!$F$2:$F$26,MATCH($C135,'Shultis Faw'!$A$2:$A$26,1))+($C135-INDEX('Shultis Faw'!$A$2:$A$26,MATCH($C135,'Shultis Faw'!$A$2:$A$26,1)))*(INDEX('Shultis Faw'!$F$2:$F$26,MATCH($C135,'Shultis Faw'!$A$2:$A$26,1)+1)-INDEX('Shultis Faw'!$F$2:$F$26,MATCH($C135,'Shultis Faw'!$A$2:$A$26,1)))/(INDEX('Shultis Faw'!$A$2:$A$26,MATCH($C135,'Shultis Faw'!$A$2:$A$26,1)+1)-INDEX('Shultis Faw'!$A$2:$A$26,MATCH($C135,'Shultis Faw'!$A$2:$A$26,1))),$C135*'Shultis Faw'!$F$2/'Shultis Faw'!$A$2)","v":14.227178},{"$f":"J135*(H135*'Externe blootstelling'!$D$23/2)^K135+L135*(TANH(((H135*'Externe blootstelling'!$D$23)/(2*M135))-2)-TANH(-2))/(1-TANH(-2))","v":1.793938757766778},{"$f":"IF(N135=1,1+(I135-1)*H135*'Externe blootstelling'!$D$23/2,1+(I135-1)*(N135^(H135*'Externe blootstelling'!$D$23/2)-1)/(N135-1))","v":4.6775057737286199},{"$f":"G135*EXP(-H135*'Externe blootstelling'!$D$23/2)*O135","v":6.3279290984599536E-5}]
[null," g ",0.36778910000000004,5.8846256000000002E-14,8.6199999999999992E-3,{"$f":"_xlfn.IFNA(INDEX('hp (pSv cm2)'!$B$2:$B$52,MATCH($C136,'hp (pSv cm2)'!$A$2:$A$52,1))+($C136-INDEX('hp (pSv cm2)'!$A$2:$A$52,MATCH($C136,'hp (pSv cm2)'!$A$2:$A$52,1)))*(INDEX('hp (pSv cm2)'!$B$2:$B$52,MATCH($C136,'hp (pSv cm2)'!$A$2:$A$52,1)+1)-INDEX('hp (pSv cm2)'!$B$2:$B$52,MATCH($C136,'hp (pSv cm2)'!$A$2:$A$52,1)))/(INDEX('hp (pSv cm2)'!$A$2:$A$52,MATCH($C136,'hp (pSv cm2)'!$A$2:$A$52,1)+1)-INDEX('hp (pSv cm2)'!$A$2:$A$52,MATCH($C136,'hp (pSv cm2)'!$A$2:$A$52,1))),$C136*'hp (pSv cm2)'!$B$2/'hp (pSv cm2)'!$A$2)","v":1.8421665900000002},1.5879476005799999E-2,{"$f":"_xlfn.IFNA(0.997*(INDEX('Mass attenuation coefficients'!$B$2:$B$37,MATCH($C136,'Mass attenuation coefficients'!$A$2:$A$37,1))+($C136-INDEX('Mass attenuation coefficients'!$A$2:$A$37,MATCH($C136,'Mass attenuation coefficients'!$A$2:$A$37,1)))*(INDEX('Mass attenuation coefficients'!$B$2:$B$37,MATCH($C136,'Mass attenuation coefficients'!$A$2:$A$37,1)+1)-INDEX('Mass attenuation coefficients'!$B$2:$B$37,MATCH($C136,'Mass attenuation coefficients'!$A$2:$A$37,1)))/(INDEX('Mass attenuation coefficients'!$A$2:$A$37,MATCH($C136,'Mass attenuation coefficients'!$A$2:$A$37,1)+1)-INDEX('Mass attenuation coefficients'!$A$2:$A$37,MATCH($C136,'Mass attenuation coefficients'!$A$2:$A$37,1)))),0.997*$C136*'Mass attenuation coefficients'!$B$2/'Mass attenuation coefficients'!$A$2)","v":0.10979598341249999},{"$f":"_xlfn.IFNA(INDEX('Shultis Faw'!$C$2:$C$26,MATCH($C136,'Shultis Faw'!$A$2:$A$26,1))+($C136-INDEX('Shultis Faw'!$A$2:$A$26,MATCH($C136,'Shultis Faw'!$A$2:$A$26,1)))*(INDEX('Shultis Faw'!$C$2:$C$26,MATCH($C136,'Shultis Faw'!$A$2:$A$26,1)+1)-INDEX('Shultis Faw'!$C$2:$C$26,MATCH($C136,'Shultis Faw'!$A$2:$A$26,1)))/(INDEX('Shultis Faw'!$A$2:$A$26,MATCH($C136,'Shultis Faw'!$A$2:$A$26,1)+1)-INDEX('Shultis Faw'!$A$2:$A$26,MATCH($C136,'Shultis Faw'!$A$2:$A$26,1))),$C136*'Shultis Faw'!$C$2/'Shultis Faw'!$A$2)","v":2.7437483399999998},{"$f":"_xlfn.IFNA(INDEX('Shultis Faw'!$D$2:$D$26,MATCH($C136,'Shultis Faw'!$A$2:$A$26,1))+($C136-INDEX('Shultis Faw'!$A$2:$A$26,MATCH($C136,'Shultis Faw'!$A$2:$A$26,1)))*(INDEX('Shultis Faw'!$D$2:$D$26,MATCH($C136,'Shultis Faw'!$A$2:$A$26,1)+1)-INDEX('Shultis Faw'!$D$2:$D$26,MATCH($C136,'Shultis Faw'!$A$2:$A$26,1)))/(INDEX('Shultis Faw'!$A$2:$A$26,MATCH($C136,'Shultis Faw'!$A$2:$A$26,1)+1)-INDEX('Shultis Faw'!$A$2:$A$26,MATCH($C136,'Shultis Faw'!$A$2:$A$26,1))),$C136*'Shultis Faw'!$D$2/'Shultis Faw'!$A$2)","v":1.9270952599999998},{"$f":"_xlfn.IFNA(INDEX('Shultis Faw'!$B$2:$B$26,MATCH($C136,'Shultis Faw'!$A$2:$A$26,1))+($C136-INDEX('Shultis Faw'!$A$2:$A$26,MATCH($C136,'Shultis Faw'!$A$2:$A$26,1)))*(INDEX('Shultis Faw'!$B$2:$B$26,MATCH($C136,'Shultis Faw'!$A$2:$A$26,1)+1)-INDEX('Shultis Faw'!$B$2:$B$26,MATCH($C136,'Shultis Faw'!$A$2:$A$26,1)))/(INDEX('Shultis Faw'!$A$2:$A$26,MATCH($C136,'Shultis Faw'!$A$2:$A$26,1)+1)-INDEX('Shultis Faw'!$A$2:$A$26,MATCH($C136,'Shultis Faw'!$A$2:$A$26,1))),$C136*'Shultis Faw'!$B$2/'Shultis Faw'!$A$2)","v":-0.15383163499999999},{"$f":"_xlfn.IFNA(INDEX('Shultis Faw'!$E$2:$E$26,MATCH($C136,'Shultis Faw'!$A$2:$A$26,1))+($C136-INDEX('Shultis Faw'!$A$2:$A$26,MATCH($C136,'Shultis Faw'!$A$2:$A$26,1)))*(INDEX('Shultis Faw'!$E$2:$E$26,MATCH($C136,'Shultis Faw'!$A$2:$A$26,1)+1)-INDEX('Shultis Faw'!$E$2:$E$26,MATCH($C136,'Shultis Faw'!$A$2:$A$26,1)))/(INDEX('Shultis Faw'!$A$2:$A$26,MATCH($C136,'Shultis Faw'!$A$2:$A$26,1)+1)-INDEX('Shultis Faw'!$A$2:$A$26,MATCH($C136,'Shultis Faw'!$A$2:$A$26,1))),$C136*'Shultis Faw'!$E$2/'Shultis Faw'!$A$2)","v":6.1432653999999996E-2},{"$f":"_xlfn.IFNA(INDEX('Shultis Faw'!$F$2:$F$26,MATCH($C136,'Shultis Faw'!$A$2:$A$26,1))+($C136-INDEX('Shultis Faw'!$A$2:$A$26,MATCH($C136,'Shultis Faw'!$A$2:$A$26,1)))*(INDEX('Shultis Faw'!$F$2:$F$26,MATCH($C136,'Shultis Faw'!$A$2:$A$26,1)+1)-INDEX('Shultis Faw'!$F$2:$F$26,MATCH($C136,'Shultis Faw'!$A$2:$A$26,1)))/(INDEX('Shultis Faw'!$A$2:$A$26,MATCH($C136,'Shultis Faw'!$A$2:$A$26,1)+1)-INDEX('Shultis Faw'!$A$2:$A$26,MATCH($C136,'Shultis Faw'!$A$2:$A$26,1))),$C136*'Shultis Faw'!$F$2/'Shultis Faw'!$A$2)","v":14.230336730000001},{"$f":"J136*(H136*'Externe blootstelling'!$D$23/2)^K136+L136*(TANH(((H136*'Externe blootstelling'!$D$23)/(2*M136))-2)-TANH(-2))/(1-TANH(-2))","v":1.7850113960744136},{"$f":"IF(N136=1,1+(I136-1)*H136*'Externe blootstelling'!$D$23/2,1+(I136-1)*(N136^(H136*'Externe blootstelling'!$D$23/2)-1)/(N136-1))","v":4.5469643884248292},{"$f":"G136*EXP(-H136*'Externe blootstelling'!$D$23/2)*O136","v":1.3909159081963782E-2}]
[null," g ",0.37936999999999999,6.0699200000000002E-14,8.3000000000000002E-6,{"$f":"_xlfn.IFNA(INDEX('hp (pSv cm2)'!$B$2:$B$52,MATCH($C137,'hp (pSv cm2)'!$A$2:$A$52,1))+($C137-INDEX('hp (pSv cm2)'!$A$2:$A$52,MATCH($C137,'hp (pSv cm2)'!$A$2:$A$52,1)))*(INDEX('hp (pSv cm2)'!$B$2:$B$52,MATCH($C137,'hp (pSv cm2)'!$A$2:$A$52,1)+1)-INDEX('hp (pSv cm2)'!$B$2:$B$52,MATCH($C137,'hp (pSv cm2)'!$A$2:$A$52,1)))/(INDEX('hp (pSv cm2)'!$A$2:$A$52,MATCH($C137,'hp (pSv cm2)'!$A$2:$A$52,1)+1)-INDEX('hp (pSv cm2)'!$A$2:$A$52,MATCH($C137,'hp (pSv cm2)'!$A$2:$A$52,1))),$C137*'hp (pSv cm2)'!$B$2/'hp (pSv cm2)'!$A$2)","v":1.8989129999999999},1.5760977899999999E-5,{"$f":"_xlfn.IFNA(0.997*(INDEX('Mass attenuation coefficients'!$B$2:$B$37,MATCH($C137,'Mass attenuation coefficients'!$A$2:$A$37,1))+($C137-INDEX('Mass attenuation coefficients'!$A$2:$A$37,MATCH($C137,'Mass attenuation coefficients'!$A$2:$A$37,1)))*(INDEX('Mass attenuation coefficients'!$B$2:$B$37,MATCH($C137,'Mass attenuation coefficients'!$A$2:$A$37,1)+1)-INDEX('Mass attenuation coefficients'!$B$2:$B$37,MATCH($C137,'Mass attenuation coefficients'!$A$2:$A$37,1)))/(INDEX('Mass attenuation coefficients'!$A$2:$A$37,MATCH($C137,'Mass attenuation coefficients'!$A$2:$A$37,1)+1)-INDEX('Mass attenuation coefficients'!$A$2:$A$37,MATCH($C137,'Mass attenuation coefficients'!$A$2:$A$37,1)))),0.997*$C137*'Mass attenuation coefficients'!$B$2/'Mass attenuation coefficients'!$A$2)","v":0.10835271375000001},{"$f":"_xlfn.IFNA(INDEX('Shultis Faw'!$C$2:$C$26,MATCH($C137,'Shultis Faw'!$A$2:$A$26,1))+($C137-INDEX('Shultis Faw'!$A$2:$A$26,MATCH($C137,'Shultis Faw'!$A$2:$A$26,1)))*(INDEX('Shultis Faw'!$C$2:$C$26,MATCH($C137,'Shultis Faw'!$A$2:$A$26,1)+1)-INDEX('Shultis Faw'!$C$2:$C$26,MATCH($C137,'Shultis Faw'!$A$2:$A$26,1)))/(INDEX('Shultis Faw'!$A$2:$A$26,MATCH($C137,'Shultis Faw'!$A$2:$A$26,1)+1)-INDEX('Shultis Faw'!$A$2:$A$26,MATCH($C137,'Shultis Faw'!$A$2:$A$26,1))),$C137*'Shultis Faw'!$C$2/'Shultis Faw'!$A$2)","v":2.713638},{"$f":"_xlfn.IFNA(INDEX('Shultis Faw'!$D$2:$D$26,MATCH($C137,'Shultis Faw'!$A$2:$A$26,1))+($C137-INDEX('Shultis Faw'!$A$2:$A$26,MATCH($C137,'Shultis Faw'!$A$2:$A$26,1)))*(INDEX('Shultis Faw'!$D$2:$D$26,MATCH($C137,'Shultis Faw'!$A$2:$A$26,1)+1)-INDEX('Shultis Faw'!$D$2:$D$26,MATCH($C137,'Shultis Faw'!$A$2:$A$26,1)))/(INDEX('Shultis Faw'!$A$2:$A$26,MATCH($C137,'Shultis Faw'!$A$2:$A$26,1)+1)-INDEX('Shultis Faw'!$A$2:$A$26,MATCH($C137,'Shultis Faw'!$A$2:$A$26,1))),$C137*'Shultis Faw'!$D$2/'Shultis Faw'!$A$2)","v":1.910882},{"$f":"_xlfn.IFNA(INDEX('Shultis Faw'!$B$2:$B$26,MATCH($C137,'Shultis Faw'!$A$2:$A$26,1))+($C137-INDEX('Shultis Faw'!$A$2:$A$26,MATCH($C137,'Shultis Faw'!$A$2:$A$26,1)))*(INDEX('Shultis Faw'!$B$2:$B$26,MATCH($C137,'Shultis Faw'!$A$2:$A$26,1)+1)-INDEX('Shultis Faw'!$B$2:$B$26,MATCH($C137,'Shultis Faw'!$A$2:$A$26,1)))/(INDEX('Shultis Faw'!$A$2:$A$26,MATCH($C137,'Shultis Faw'!$A$2:$A$26,1)+1)-INDEX('Shultis Faw'!$A$2:$A$26,MATCH($C137,'Shultis Faw'!$A$2:$A$26,1))),$C137*'Shultis Faw'!$B$2/'Shultis Faw'!$A$2)","v":-0.15209449999999999},{"$f":"_xlfn.IFNA(INDEX('Shultis Faw'!$E$2:$E$26,MATCH($C137,'Shultis Faw'!$A$2:$A$26,1))+($C137-INDEX('Shultis Faw'!$A$2:$A$26,MATCH($C137,'Shultis Faw'!$A$2:$A$26,1)))*(INDEX('Shultis Faw'!$E$2:$E$26,MATCH($C137,'Shultis Faw'!$A$2:$A$26,1)+1)-INDEX('Shultis Faw'!$E$2:$E$26,MATCH($C137,'Shultis Faw'!$A$2:$A$26,1)))/(INDEX('Shultis Faw'!$A$2:$A$26,MATCH($C137,'Shultis Faw'!$A$2:$A$26,1)+1)-INDEX('Shultis Faw'!$A$2:$A$26,MATCH($C137,'Shultis Faw'!$A$2:$A$26,1))),$C137*'Shultis Faw'!$E$2/'Shultis Faw'!$A$2)","v":6.0737800000000002E-2},{"$f":"_xlfn.IFNA(INDEX('Shultis Faw'!$F$2:$F$26,MATCH($C137,'Shultis Faw'!$A$2:$A$26,1))+($C137-INDEX('Shultis Faw'!$A$2:$A$26,MATCH($C137,'Shultis Faw'!$A$2:$A$26,1)))*(INDEX('Shultis Faw'!$F$2:$F$26,MATCH($C137,'Shultis Faw'!$A$2:$A$26,1)+1)-INDEX('Shultis Faw'!$F$2:$F$26,MATCH($C137,'Shultis Faw'!$A$2:$A$26,1)))/(INDEX('Shultis Faw'!$A$2:$A$26,MATCH($C137,'Shultis Faw'!$A$2:$A$26,1)+1)-INDEX('Shultis Faw'!$A$2:$A$26,MATCH($C137,'Shultis Faw'!$A$2:$A$26,1))),$C137*'Shultis Faw'!$F$2/'Shultis Faw'!$A$2)","v":14.233811000000001},{"$f":"J137*(H137*'Externe blootstelling'!$D$23/2)^K137+L137*(TANH(((H137*'Externe blootstelling'!$D$23)/(2*M137))-2)-TANH(-2))/(1-TANH(-2))","v":1.7750912255917208},{"$f":"IF(N137=1,1+(I137-1)*H137*'Externe blootstelling'!$D$23/2,1+(I137-1)*(N137^(H137*'Externe blootstelling'!$D$23/2)-1)/(N137-1))","v":4.4076393928174191},{"$f":"G137*EXP(-H137*'Externe blootstelling'!$D$23/2)*O137","v":1.3675223430897836E-5}]
[null," g ",0.38568999999999998,6.17104E-14,5.0000000000000002E-5,{"$f":"_xlfn.IFNA(INDEX('hp (pSv cm2)'!$B$2:$B$52,MATCH($C138,'hp (pSv cm2)'!$A$2:$A$52,1))+($C138-INDEX('hp (pSv cm2)'!$A$2:$A$52,MATCH($C138,'hp (pSv cm2)'!$A$2:$A$52,1)))*(INDEX('hp (pSv cm2)'!$B$2:$B$52,MATCH($C138,'hp (pSv cm2)'!$A$2:$A$52,1)+1)-INDEX('hp (pSv cm2)'!$B$2:$B$52,MATCH($C138,'hp (pSv cm2)'!$A$2:$A$52,1)))/(INDEX('hp (pSv cm2)'!$A$2:$A$52,MATCH($C138,'hp (pSv cm2)'!$A$2:$A$52,1)+1)-INDEX('hp (pSv cm2)'!$A$2:$A$52,MATCH($C138,'hp (pSv cm2)'!$A$2:$A$52,1))),$C138*'hp (pSv cm2)'!$B$2/'hp (pSv cm2)'!$A$2)","v":1.9298809999999997},9.6494049999999991E-5,{"$f":"_xlfn.IFNA(0.997*(INDEX('Mass attenuation coefficients'!$B$2:$B$37,MATCH($C138,'Mass attenuation coefficients'!$A$2:$A$37,1))+($C138-INDEX('Mass attenuation coefficients'!$A$2:$A$37,MATCH($C138,'Mass attenuation coefficients'!$A$2:$A$37,1)))*(INDEX('Mass attenuation coefficients'!$B$2:$B$37,MATCH($C138,'Mass attenuation coefficients'!$A$2:$A$37,1)+1)-INDEX('Mass attenuation coefficients'!$B$2:$B$37,MATCH($C138,'Mass attenuation coefficients'!$A$2:$A$37,1)))/(INDEX('Mass attenuation coefficients'!$A$2:$A$37,MATCH($C138,'Mass attenuation coefficients'!$A$2:$A$37,1)+1)-INDEX('Mass attenuation coefficients'!$A$2:$A$37,MATCH($C138,'Mass attenuation coefficients'!$A$2:$A$37,1)))),0.997*$C138*'Mass attenuation coefficients'!$B$2/'Mass attenuation coefficients'!$A$2)","v":0.10756508375},{"$f":"_xlfn.IFNA(INDEX('Shultis Faw'!$C$2:$C$26,MATCH($C138,'Shultis Faw'!$A$2:$A$26,1))+($C138-INDEX('Shultis Faw'!$A$2:$A$26,MATCH($C138,'Shultis Faw'!$A$2:$A$26,1)))*(INDEX('Shultis Faw'!$C$2:$C$26,MATCH($C138,'Shultis Faw'!$A$2:$A$26,1)+1)-INDEX('Shultis Faw'!$C$2:$C$26,MATCH($C138,'Shultis Faw'!$A$2:$A$26,1)))/(INDEX('Shultis Faw'!$A$2:$A$26,MATCH($C138,'Shultis Faw'!$A$2:$A$26,1)+1)-INDEX('Shultis Faw'!$A$2:$A$26,MATCH($C138,'Shultis Faw'!$A$2:$A$26,1))),$C138*'Shultis Faw'!$C$2/'Shultis Faw'!$A$2)","v":2.6972060000000004},{"$f":"_xlfn.IFNA(INDEX('Shultis Faw'!$D$2:$D$26,MATCH($C138,'Shultis Faw'!$A$2:$A$26,1))+($C138-INDEX('Shultis Faw'!$A$2:$A$26,MATCH($C138,'Shultis Faw'!$A$2:$A$26,1)))*(INDEX('Shultis Faw'!$D$2:$D$26,MATCH($C138,'Shultis Faw'!$A$2:$A$26,1)+1)-INDEX('Shultis Faw'!$D$2:$D$26,MATCH($C138,'Shultis Faw'!$A$2:$A$26,1)))/(INDEX('Shultis Faw'!$A$2:$A$26,MATCH($C138,'Shultis Faw'!$A$2:$A$26,1)+1)-INDEX('Shultis Faw'!$A$2:$A$26,MATCH($C138,'Shultis Faw'!$A$2:$A$26,1))),$C138*'Shultis Faw'!$D$2/'Shultis Faw'!$A$2)","v":1.902034},{"$f":"_xlfn.IFNA(INDEX('Shultis Faw'!$B$2:$B$26,MATCH($C138,'Shultis Faw'!$A$2:$A$26,1))+($C138-INDEX('Shultis Faw'!$A$2:$A$26,MATCH($C138,'Shultis Faw'!$A$2:$A$26,1)))*(INDEX('Shultis Faw'!$B$2:$B$26,MATCH($C138,'Shultis Faw'!$A$2:$A$26,1)+1)-INDEX('Shultis Faw'!$B$2:$B$26,MATCH($C138,'Shultis Faw'!$A$2:$A$26,1)))/(INDEX('Shultis Faw'!$A$2:$A$26,MATCH($C138,'Shultis Faw'!$A$2:$A$26,1)+1)-INDEX('Shultis Faw'!$A$2:$A$26,MATCH($C138,'Shultis Faw'!$A$2:$A$26,1))),$C138*'Shultis Faw'!$B$2/'Shultis Faw'!$A$2)","v":-0.15114649999999999},{"$f":"_xlfn.IFNA(INDEX('Shultis Faw'!$E$2:$E$26,MATCH($C138,'Shultis Faw'!$A$2:$A$26,1))+($C138-INDEX('Shultis Faw'!$A$2:$A$26,MATCH($C138,'Shultis Faw'!$A$2:$A$26,1)))*(INDEX('Shultis Faw'!$E$2:$E$26,MATCH($C138,'Shultis Faw'!$A$2:$A$26,1)+1)-INDEX('Shultis Faw'!$E$2:$E$26,MATCH($C138,'Shultis Faw'!$A$2:$A$26,1)))/(INDEX('Shultis Faw'!$A$2:$A$26,MATCH($C138,'Shultis Faw'!$A$2:$A$26,1)+1)-INDEX('Shultis Faw'!$A$2:$A$26,MATCH($C138,'Shultis Faw'!$A$2:$A$26,1))),$C138*'Shultis Faw'!$E$2/'Shultis Faw'!$A$2)","v":6.0358599999999998E-2},{"$f":"_xlfn.IFNA(INDEX('Shultis Faw'!$F$2:$F$26,MATCH($C138,'Shultis Faw'!$A$2:$A$26,1))+($C138-INDEX('Shultis Faw'!$A$2:$A$26,MATCH($C138,'Shultis Faw'!$A$2:$A$26,1)))*(INDEX('Shultis Faw'!$F$2:$F$26,MATCH($C138,'Shultis Faw'!$A$2:$A$26,1)+1)-INDEX('Shultis Faw'!$F$2:$F$26,MATCH($C138,'Shultis Faw'!$A$2:$A$26,1)))/(INDEX('Shultis Faw'!$A$2:$A$26,MATCH($C138,'Shultis Faw'!$A$2:$A$26,1)+1)-INDEX('Shultis Faw'!$A$2:$A$26,MATCH($C138,'Shultis Faw'!$A$2:$A$26,1))),$C138*'Shultis Faw'!$F$2/'Shultis Faw'!$A$2)","v":14.235707},{"$f":"J138*(H138*'Externe blootstelling'!$D$23/2)^K138+L138*(TANH(((H138*'Externe blootstelling'!$D$23)/(2*M138))-2)-TANH(-2))/(1-TANH(-2))","v":1.7696328545624704},{"$f":"IF(N138=1,1+(I138-1)*H138*'Externe blootstelling'!$D$23/2,1+(I138-1)*(N138^(H138*'Externe blootstelling'!$D$23/2)-1)/(N138-1))","v":4.333443193648959},{"$f":"G138*EXP(-H138*'Externe blootstelling'!$D$23/2)*O138","v":8.3293249961600047E-5}]
[null," g ",0.38789999999999997,6.2063999999999989E-14,2.9600000000000001E-5,{"$f":"_xlfn.IFNA(INDEX('hp (pSv cm2)'!$B$2:$B$52,MATCH($C139,'hp (pSv cm2)'!$A$2:$A$52,1))+($C139-INDEX('hp (pSv cm2)'!$A$2:$A$52,MATCH($C139,'hp (pSv cm2)'!$A$2:$A$52,1)))*(INDEX('hp (pSv cm2)'!$B$2:$B$52,MATCH($C139,'hp (pSv cm2)'!$A$2:$A$52,1)+1)-INDEX('hp (pSv cm2)'!$B$2:$B$52,MATCH($C139,'hp (pSv cm2)'!$A$2:$A$52,1)))/(INDEX('hp (pSv cm2)'!$A$2:$A$52,MATCH($C139,'hp (pSv cm2)'!$A$2:$A$52,1)+1)-INDEX('hp (pSv cm2)'!$A$2:$A$52,MATCH($C139,'hp (pSv cm2)'!$A$2:$A$52,1))),$C139*'hp (pSv cm2)'!$B$2/'hp (pSv cm2)'!$A$2)","v":1.9407099999999997},5.7445015999999993E-5,{"$f":"_xlfn.IFNA(0.997*(INDEX('Mass attenuation coefficients'!$B$2:$B$37,MATCH($C139,'Mass attenuation coefficients'!$A$2:$A$37,1))+($C139-INDEX('Mass attenuation coefficients'!$A$2:$A$37,MATCH($C139,'Mass attenuation coefficients'!$A$2:$A$37,1)))*(INDEX('Mass attenuation coefficients'!$B$2:$B$37,MATCH($C139,'Mass attenuation coefficients'!$A$2:$A$37,1)+1)-INDEX('Mass attenuation coefficients'!$B$2:$B$37,MATCH($C139,'Mass attenuation coefficients'!$A$2:$A$37,1)))/(INDEX('Mass attenuation coefficients'!$A$2:$A$37,MATCH($C139,'Mass attenuation coefficients'!$A$2:$A$37,1)+1)-INDEX('Mass attenuation coefficients'!$A$2:$A$37,MATCH($C139,'Mass attenuation coefficients'!$A$2:$A$37,1)))),0.997*$C139*'Mass attenuation coefficients'!$B$2/'Mass attenuation coefficients'!$A$2)","v":0.10728966249999999},{"$f":"_xlfn.IFNA(INDEX('Shultis Faw'!$C$2:$C$26,MATCH($C139,'Shultis Faw'!$A$2:$A$26,1))+($C139-INDEX('Shultis Faw'!$A$2:$A$26,MATCH($C139,'Shultis Faw'!$A$2:$A$26,1)))*(INDEX('Shultis Faw'!$C$2:$C$26,MATCH($C139,'Shultis Faw'!$A$2:$A$26,1)+1)-INDEX('Shultis Faw'!$C$2:$C$26,MATCH($C139,'Shultis Faw'!$A$2:$A$26,1)))/(INDEX('Shultis Faw'!$A$2:$A$26,MATCH($C139,'Shultis Faw'!$A$2:$A$26,1)+1)-INDEX('Shultis Faw'!$A$2:$A$26,MATCH($C139,'Shultis Faw'!$A$2:$A$26,1))),$C139*'Shultis Faw'!$C$2/'Shultis Faw'!$A$2)","v":2.6914600000000002},{"$f":"_xlfn.IFNA(INDEX('Shultis Faw'!$D$2:$D$26,MATCH($C139,'Shultis Faw'!$A$2:$A$26,1))+($C139-INDEX('Shultis Faw'!$A$2:$A$26,MATCH($C139,'Shultis Faw'!$A$2:$A$26,1)))*(INDEX('Shultis Faw'!$D$2:$D$26,MATCH($C139,'Shultis Faw'!$A$2:$A$26,1)+1)-INDEX('Shultis Faw'!$D$2:$D$26,MATCH($C139,'Shultis Faw'!$A$2:$A$26,1)))/(INDEX('Shultis Faw'!$A$2:$A$26,MATCH($C139,'Shultis Faw'!$A$2:$A$26,1)+1)-INDEX('Shultis Faw'!$A$2:$A$26,MATCH($C139,'Shultis Faw'!$A$2:$A$26,1))),$C139*'Shultis Faw'!$D$2/'Shultis Faw'!$A$2)","v":1.8989399999999999},{"$f":"_xlfn.IFNA(INDEX('Shultis Faw'!$B$2:$B$26,MATCH($C139,'Shultis Faw'!$A$2:$A$26,1))+($C139-INDEX('Shultis Faw'!$A$2:$A$26,MATCH($C139,'Shultis Faw'!$A$2:$A$26,1)))*(INDEX('Shultis Faw'!$B$2:$B$26,MATCH($C139,'Shultis Faw'!$A$2:$A$26,1)+1)-INDEX('Shultis Faw'!$B$2:$B$26,MATCH($C139,'Shultis Faw'!$A$2:$A$26,1)))/(INDEX('Shultis Faw'!$A$2:$A$26,MATCH($C139,'Shultis Faw'!$A$2:$A$26,1)+1)-INDEX('Shultis Faw'!$A$2:$A$26,MATCH($C139,'Shultis Faw'!$A$2:$A$26,1))),$C139*'Shultis Faw'!$B$2/'Shultis Faw'!$A$2)","v":-0.150815},{"$f":"_xlfn.IFNA(INDEX('Shultis Faw'!$E$2:$E$26,MATCH($C139,'Shultis Faw'!$A$2:$A$26,1))+($C139-INDEX('Shultis Faw'!$A$2:$A$26,MATCH($C139,'Shultis Faw'!$A$2:$A$26,1)))*(INDEX('Shultis Faw'!$E$2:$E$26,MATCH($C139,'Shultis Faw'!$A$2:$A$26,1)+1)-INDEX('Shultis Faw'!$E$2:$E$26,MATCH($C139,'Shultis Faw'!$A$2:$A$26,1)))/(INDEX('Shultis Faw'!$A$2:$A$26,MATCH($C139,'Shultis Faw'!$A$2:$A$26,1)+1)-INDEX('Shultis Faw'!$A$2:$A$26,MATCH($C139,'Shultis Faw'!$A$2:$A$26,1))),$C139*'Shultis Faw'!$E$2/'Shultis Faw'!$A$2)","v":6.0226000000000002E-2},{"$f":"_xlfn.IFNA(INDEX('Shultis Faw'!$F$2:$F$26,MATCH($C139,'Shultis Faw'!$A$2:$A$26,1))+($C139-INDEX('Shultis Faw'!$A$2:$A$26,MATCH($C139,'Shultis Faw'!$A$2:$A$26,1)))*(INDEX('Shultis Faw'!$F$2:$F$26,MATCH($C139,'Shultis Faw'!$A$2:$A$26,1)+1)-INDEX('Shultis Faw'!$F$2:$F$26,MATCH($C139,'Shultis Faw'!$A$2:$A$26,1)))/(INDEX('Shultis Faw'!$A$2:$A$26,MATCH($C139,'Shultis Faw'!$A$2:$A$26,1)+1)-INDEX('Shultis Faw'!$A$2:$A$26,MATCH($C139,'Shultis Faw'!$A$2:$A$26,1))),$C139*'Shultis Faw'!$F$2/'Shultis Faw'!$A$2)","v":14.236370000000001},{"$f":"J139*(H139*'Externe blootstelling'!$D$23/2)^K139+L139*(TANH(((H139*'Externe blootstelling'!$D$23)/(2*M139))-2)-TANH(-2))/(1-TANH(-2))","v":1.7677167031669503},{"$f":"IF(N139=1,1+(I139-1)*H139*'Externe blootstelling'!$D$23/2,1+(I139-1)*(N139^(H139*'Externe blootstelling'!$D$23/2)-1)/(N139-1))","v":4.3077990591156716},{"$f":"G139*EXP(-H139*'Externe blootstelling'!$D$23/2)*O139","v":4.9496918933985568E-5}]
[null," g ",0.39132,6.2611199999999996E-14,1.2500000000000001E-5,{"$f":"_xlfn.IFNA(INDEX('hp (pSv cm2)'!$B$2:$B$52,MATCH($C140,'hp (pSv cm2)'!$A$2:$A$52,1))+($C140-INDEX('hp (pSv cm2)'!$A$2:$A$52,MATCH($C140,'hp (pSv cm2)'!$A$2:$A$52,1)))*(INDEX('hp (pSv cm2)'!$B$2:$B$52,MATCH($C140,'hp (pSv cm2)'!$A$2:$A$52,1)+1)-INDEX('hp (pSv cm2)'!$B$2:$B$52,MATCH($C140,'hp (pSv cm2)'!$A$2:$A$52,1)))/(INDEX('hp (pSv cm2)'!$A$2:$A$52,MATCH($C140,'hp (pSv cm2)'!$A$2:$A$52,1)+1)-INDEX('hp (pSv cm2)'!$A$2:$A$52,MATCH($C140,'hp (pSv cm2)'!$A$2:$A$52,1))),$C140*'hp (pSv cm2)'!$B$2/'hp (pSv cm2)'!$A$2)","v":1.957468},2.4468350000000001E-5,{"$f":"_xlfn.IFNA(0.997*(INDEX('Mass attenuation coefficients'!$B$2:$B$37,MATCH($C140,'Mass attenuation coefficients'!$A$2:$A$37,1))+($C140-INDEX('Mass attenuation coefficients'!$A$2:$A$37,MATCH($C140,'Mass attenuation coefficients'!$A$2:$A$37,1)))*(INDEX('Mass attenuation coefficients'!$B$2:$B$37,MATCH($C140,'Mass attenuation coefficients'!$A$2:$A$37,1)+1)-INDEX('Mass attenuation coefficients'!$B$2:$B$37,MATCH($C140,'Mass attenuation coefficients'!$A$2:$A$37,1)))/(INDEX('Mass attenuation coefficients'!$A$2:$A$37,MATCH($C140,'Mass attenuation coefficients'!$A$2:$A$37,1)+1)-INDEX('Mass attenuation coefficients'!$A$2:$A$37,MATCH($C140,'Mass attenuation coefficients'!$A$2:$A$37,1)))),0.997*$C140*'Mass attenuation coefficients'!$B$2/'Mass attenuation coefficients'!$A$2)","v":0.106863445},{"$f":"_xlfn.IFNA(INDEX('Shultis Faw'!$C$2:$C$26,MATCH($C140,'Shultis Faw'!$A$2:$A$26,1))+($C140-INDEX('Shultis Faw'!$A$2:$A$26,MATCH($C140,'Shultis Faw'!$A$2:$A$26,1)))*(INDEX('Shultis Faw'!$C$2:$C$26,MATCH($C140,'Shultis Faw'!$A$2:$A$26,1)+1)-INDEX('Shultis Faw'!$C$2:$C$26,MATCH($C140,'Shultis Faw'!$A$2:$A$26,1)))/(INDEX('Shultis Faw'!$A$2:$A$26,MATCH($C140,'Shultis Faw'!$A$2:$A$26,1)+1)-INDEX('Shultis Faw'!$A$2:$A$26,MATCH($C140,'Shultis Faw'!$A$2:$A$26,1))),$C140*'Shultis Faw'!$C$2/'Shultis Faw'!$A$2)","v":2.6825680000000003},{"$f":"_xlfn.IFNA(INDEX('Shultis Faw'!$D$2:$D$26,MATCH($C140,'Shultis Faw'!$A$2:$A$26,1))+($C140-INDEX('Shultis Faw'!$A$2:$A$26,MATCH($C140,'Shultis Faw'!$A$2:$A$26,1)))*(INDEX('Shultis Faw'!$D$2:$D$26,MATCH($C140,'Shultis Faw'!$A$2:$A$26,1)+1)-INDEX('Shultis Faw'!$D$2:$D$26,MATCH($C140,'Shultis Faw'!$A$2:$A$26,1)))/(INDEX('Shultis Faw'!$A$2:$A$26,MATCH($C140,'Shultis Faw'!$A$2:$A$26,1)+1)-INDEX('Shultis Faw'!$A$2:$A$26,MATCH($C140,'Shultis Faw'!$A$2:$A$26,1))),$C140*'Shultis Faw'!$D$2/'Shultis Faw'!$A$2)","v":1.8941519999999998},{"$f":"_xlfn.IFNA(INDEX('Shultis Faw'!$B$2:$B$26,MATCH($C140,'Shultis Faw'!$A$2:$A$26,1))+($C140-INDEX('Shultis Faw'!$A$2:$A$26,MATCH($C140,'Shultis Faw'!$A$2:$A$26,1)))*(INDEX('Shultis Faw'!$B$2:$B$26,MATCH($C140,'Shultis Faw'!$A$2:$A$26,1)+1)-INDEX('Shultis Faw'!$B$2:$B$26,MATCH($C140,'Shultis Faw'!$A$2:$A$26,1)))/(INDEX('Shultis Faw'!$A$2:$A$26,MATCH($C140,'Shultis Faw'!$A$2:$A$26,1)+1)-INDEX('Shultis Faw'!$A$2:$A$26,MATCH($C140,'Shultis Faw'!$A$2:$A$26,1))),$C140*'Shultis Faw'!$B$2/'Shultis Faw'!$A$2)","v":-0.15030199999999999},{"$f":"_xlfn.IFNA(INDEX('Shultis Faw'!$E$2:$E$26,MATCH($C140,'Shultis Faw'!$A$2:$A$26,1))+($C140-INDEX('Shultis Faw'!$A$2:$A$26,MATCH($C140,'Shultis Faw'!$A$2:$A$26,1)))*(INDEX('Shultis Faw'!$E$2:$E$26,MATCH($C140,'Shultis Faw'!$A$2:$A$26,1)+1)-INDEX('Shultis Faw'!$E$2:$E$26,MATCH($C140,'Shultis Faw'!$A$2:$A$26,1)))/(INDEX('Shultis Faw'!$A$2:$A$26,MATCH($C140,'Shultis Faw'!$A$2:$A$26,1)+1)-INDEX('Shultis Faw'!$A$2:$A$26,MATCH($C140,'Shultis Faw'!$A$2:$A$26,1))),$C140*'Shultis Faw'!$E$2/'Shultis Faw'!$A$2)","v":6.0020799999999999E-2},{"$f":"_xlfn.IFNA(INDEX('Shultis Faw'!$F$2:$F$26,MATCH($C140,'Shultis Faw'!$A$2:$A$26,1))+($C140-INDEX('Shultis Faw'!$A$2:$A$26,MATCH($C140,'Shultis Faw'!$A$2:$A$26,1)))*(INDEX('Shultis Faw'!$F$2:$F$26,MATCH($C140,'Shultis Faw'!$A$2:$A$26,1)+1)-INDEX('Shultis Faw'!$F$2:$F$26,MATCH($C140,'Shultis Faw'!$A$2:$A$26,1)))/(INDEX('Shultis Faw'!$A$2:$A$26,MATCH($C140,'Shultis Faw'!$A$2:$A$26,1)+1)-INDEX('Shultis Faw'!$A$2:$A$26,MATCH($C140,'Shultis Faw'!$A$2:$A$26,1))),$C140*'Shultis Faw'!$F$2/'Shultis Faw'!$A$2)","v":14.237396},{"$f":"J140*(H140*'Externe blootstelling'!$D$23/2)^K140+L140*(TANH(((H140*'Externe blootstelling'!$D$23)/(2*M140))-2)-TANH(-2))/(1-TANH(-2))","v":1.7647438261837916},{"$f":"IF(N140=1,1+(I140-1)*H140*'Externe blootstelling'!$D$23/2,1+(I140-1)*(N140^(H140*'Externe blootstelling'!$D$23/2)-1)/(N140-1))","v":4.2684189407676545},{"$f":"G140*EXP(-H140*'Externe blootstelling'!$D$23/2)*O140","v":2.1024160110217291E-5}]
[null," g ",0.40673999999999999,6.5078399999999997E-14,8.3000000000000002E-6,{"$f":"_xlfn.IFNA(INDEX('hp (pSv cm2)'!$B$2:$B$52,MATCH($C141,'hp (pSv cm2)'!$A$2:$A$52,1))+($C141-INDEX('hp (pSv cm2)'!$A$2:$A$52,MATCH($C141,'hp (pSv cm2)'!$A$2:$A$52,1)))*(INDEX('hp (pSv cm2)'!$B$2:$B$52,MATCH($C141,'hp (pSv cm2)'!$A$2:$A$52,1)+1)-INDEX('hp (pSv cm2)'!$B$2:$B$52,MATCH($C141,'hp (pSv cm2)'!$A$2:$A$52,1)))/(INDEX('hp (pSv cm2)'!$A$2:$A$52,MATCH($C141,'hp (pSv cm2)'!$A$2:$A$52,1)+1)-INDEX('hp (pSv cm2)'!$A$2:$A$52,MATCH($C141,'hp (pSv cm2)'!$A$2:$A$52,1))),$C141*'hp (pSv cm2)'!$B$2/'hp (pSv cm2)'!$A$2)","v":2.0316779999999999},1.6862927399999998E-5,{"$f":"_xlfn.IFNA(0.997*(INDEX('Mass attenuation coefficients'!$B$2:$B$37,MATCH($C141,'Mass attenuation coefficients'!$A$2:$A$37,1))+($C141-INDEX('Mass attenuation coefficients'!$A$2:$A$37,MATCH($C141,'Mass attenuation coefficients'!$A$2:$A$37,1)))*(INDEX('Mass attenuation coefficients'!$B$2:$B$37,MATCH($C141,'Mass attenuation coefficients'!$A$2:$A$37,1)+1)-INDEX('Mass attenuation coefficients'!$B$2:$B$37,MATCH($C141,'Mass attenuation coefficients'!$A$2:$A$37,1)))/(INDEX('Mass attenuation coefficients'!$A$2:$A$37,MATCH($C141,'Mass attenuation coefficients'!$A$2:$A$37,1)+1)-INDEX('Mass attenuation coefficients'!$A$2:$A$37,MATCH($C141,'Mass attenuation coefficients'!$A$2:$A$37,1)))),0.997*$C141*'Mass attenuation coefficients'!$B$2/'Mass attenuation coefficients'!$A$2)","v":0.105161464306},{"$f":"_xlfn.IFNA(INDEX('Shultis Faw'!$C$2:$C$26,MATCH($C141,'Shultis Faw'!$A$2:$A$26,1))+($C141-INDEX('Shultis Faw'!$A$2:$A$26,MATCH($C141,'Shultis Faw'!$A$2:$A$26,1)))*(INDEX('Shultis Faw'!$C$2:$C$26,MATCH($C141,'Shultis Faw'!$A$2:$A$26,1)+1)-INDEX('Shultis Faw'!$C$2:$C$26,MATCH($C141,'Shultis Faw'!$A$2:$A$26,1)))/(INDEX('Shultis Faw'!$A$2:$A$26,MATCH($C141,'Shultis Faw'!$A$2:$A$26,1)+1)-INDEX('Shultis Faw'!$A$2:$A$26,MATCH($C141,'Shultis Faw'!$A$2:$A$26,1))),$C141*'Shultis Faw'!$C$2/'Shultis Faw'!$A$2)","v":2.649216},{"$f":"_xlfn.IFNA(INDEX('Shultis Faw'!$D$2:$D$26,MATCH($C141,'Shultis Faw'!$A$2:$A$26,1))+($C141-INDEX('Shultis Faw'!$A$2:$A$26,MATCH($C141,'Shultis Faw'!$A$2:$A$26,1)))*(INDEX('Shultis Faw'!$D$2:$D$26,MATCH($C141,'Shultis Faw'!$A$2:$A$26,1)+1)-INDEX('Shultis Faw'!$D$2:$D$26,MATCH($C141,'Shultis Faw'!$A$2:$A$26,1)))/(INDEX('Shultis Faw'!$A$2:$A$26,MATCH($C141,'Shultis Faw'!$A$2:$A$26,1)+1)-INDEX('Shultis Faw'!$A$2:$A$26,MATCH($C141,'Shultis Faw'!$A$2:$A$26,1))),$C141*'Shultis Faw'!$D$2/'Shultis Faw'!$A$2)","v":1.8741816},{"$f":"_xlfn.IFNA(INDEX('Shultis Faw'!$B$2:$B$26,MATCH($C141,'Shultis Faw'!$A$2:$A$26,1))+($C141-INDEX('Shultis Faw'!$A$2:$A$26,MATCH($C141,'Shultis Faw'!$A$2:$A$26,1)))*(INDEX('Shultis Faw'!$B$2:$B$26,MATCH($C141,'Shultis Faw'!$A$2:$A$26,1)+1)-INDEX('Shultis Faw'!$B$2:$B$26,MATCH($C141,'Shultis Faw'!$A$2:$A$26,1)))/(INDEX('Shultis Faw'!$A$2:$A$26,MATCH($C141,'Shultis Faw'!$A$2:$A$26,1)+1)-INDEX('Shultis Faw'!$A$2:$A$26,MATCH($C141,'Shultis Faw'!$A$2:$A$26,1))),$C141*'Shultis Faw'!$B$2/'Shultis Faw'!$A$2)","v":-0.1480564},{"$f":"_xlfn.IFNA(INDEX('Shultis Faw'!$E$2:$E$26,MATCH($C141,'Shultis Faw'!$A$2:$A$26,1))+($C141-INDEX('Shultis Faw'!$A$2:$A$26,MATCH($C141,'Shultis Faw'!$A$2:$A$26,1)))*(INDEX('Shultis Faw'!$E$2:$E$26,MATCH($C141,'Shultis Faw'!$A$2:$A$26,1)+1)-INDEX('Shultis Faw'!$E$2:$E$26,MATCH($C141,'Shultis Faw'!$A$2:$A$26,1)))/(INDEX('Shultis Faw'!$A$2:$A$26,MATCH($C141,'Shultis Faw'!$A$2:$A$26,1)+1)-INDEX('Shultis Faw'!$A$2:$A$26,MATCH($C141,'Shultis Faw'!$A$2:$A$26,1))),$C141*'Shultis Faw'!$E$2/'Shultis Faw'!$A$2)","v":5.9169739999999998E-2},{"$f":"_xlfn.IFNA(INDEX('Shultis Faw'!$F$2:$F$26,MATCH($C141,'Shultis Faw'!$A$2:$A$26,1))+($C141-INDEX('Shultis Faw'!$A$2:$A$26,MATCH($C141,'Shultis Faw'!$A$2:$A$26,1)))*(INDEX('Shultis Faw'!$F$2:$F$26,MATCH($C141,'Shultis Faw'!$A$2:$A$26,1)+1)-INDEX('Shultis Faw'!$F$2:$F$26,MATCH($C141,'Shultis Faw'!$A$2:$A$26,1)))/(INDEX('Shultis Faw'!$A$2:$A$26,MATCH($C141,'Shultis Faw'!$A$2:$A$26,1)+1)-INDEX('Shultis Faw'!$A$2:$A$26,MATCH($C141,'Shultis Faw'!$A$2:$A$26,1))),$C141*'Shultis Faw'!$F$2/'Shultis Faw'!$A$2)","v":14.246066000000001},{"$f":"J141*(H141*'Externe blootstelling'!$D$23/2)^K141+L141*(TANH(((H141*'Externe blootstelling'!$D$23)/(2*M141))-2)-TANH(-2))/(1-TANH(-2))","v":1.752142094695011},{"$f":"IF(N141=1,1+(I141-1)*H141*'Externe blootstelling'!$D$23/2,1+(I141-1)*(N141^(H141*'Externe blootstelling'!$D$23/2)-1)/(N141-1))","v":4.1184662295844143},{"$f":"G141*EXP(-H141*'Externe blootstelling'!$D$23/2)*O141","v":1.4341772351557012E-5}]
[null," g ",0.4111165,6.5778639999999991E-14,2.2380000000000001E-2,{"$f":"_xlfn.IFNA(INDEX('hp (pSv cm2)'!$B$2:$B$52,MATCH($C142,'hp (pSv cm2)'!$A$2:$A$52,1))+($C142-INDEX('hp (pSv cm2)'!$A$2:$A$52,MATCH($C142,'hp (pSv cm2)'!$A$2:$A$52,1)))*(INDEX('hp (pSv cm2)'!$B$2:$B$52,MATCH($C142,'hp (pSv cm2)'!$A$2:$A$52,1)+1)-INDEX('hp (pSv cm2)'!$B$2:$B$52,MATCH($C142,'hp (pSv cm2)'!$A$2:$A$52,1)))/(INDEX('hp (pSv cm2)'!$A$2:$A$52,MATCH($C142,'hp (pSv cm2)'!$A$2:$A$52,1)+1)-INDEX('hp (pSv cm2)'!$A$2:$A$52,MATCH($C142,'hp (pSv cm2)'!$A$2:$A$52,1))),$C142*'hp (pSv cm2)'!$B$2/'hp (pSv cm2)'!$A$2)","v":2.0522475499999997},4.5929300168999994E-2,{"$f":"_xlfn.IFNA(0.997*(INDEX('Mass attenuation coefficients'!$B$2:$B$37,MATCH($C142,'Mass attenuation coefficients'!$A$2:$A$37,1))+($C142-INDEX('Mass attenuation coefficients'!$A$2:$A$37,MATCH($C142,'Mass attenuation coefficients'!$A$2:$A$37,1)))*(INDEX('Mass attenuation coefficients'!$B$2:$B$37,MATCH($C142,'Mass attenuation coefficients'!$A$2:$A$37,1)+1)-INDEX('Mass attenuation coefficients'!$B$2:$B$37,MATCH($C142,'Mass attenuation coefficients'!$A$2:$A$37,1)))/(INDEX('Mass attenuation coefficients'!$A$2:$A$37,MATCH($C142,'Mass attenuation coefficients'!$A$2:$A$37,1)+1)-INDEX('Mass attenuation coefficients'!$A$2:$A$37,MATCH($C142,'Mass attenuation coefficients'!$A$2:$A$37,1)))),0.997*$C142*'Mass attenuation coefficients'!$B$2/'Mass attenuation coefficients'!$A$2)","v":0.10475872520885},{"$f":"_xlfn.IFNA(INDEX('Shultis Faw'!$C$2:$C$26,MATCH($C142,'Shultis Faw'!$A$2:$A$26,1))+($C142-INDEX('Shultis Faw'!$A$2:$A$26,MATCH($C142,'Shultis Faw'!$A$2:$A$26,1)))*(INDEX('Shultis Faw'!$C$2:$C$26,MATCH($C142,'Shultis Faw'!$A$2:$A$26,1)+1)-INDEX('Shultis Faw'!$C$2:$C$26,MATCH($C142,'Shultis Faw'!$A$2:$A$26,1)))/(INDEX('Shultis Faw'!$A$2:$A$26,MATCH($C142,'Shultis Faw'!$A$2:$A$26,1)+1)-INDEX('Shultis Faw'!$A$2:$A$26,MATCH($C142,'Shultis Faw'!$A$2:$A$26,1))),$C142*'Shultis Faw'!$C$2/'Shultis Faw'!$A$2)","v":2.6422136000000003},{"$f":"_xlfn.IFNA(INDEX('Shultis Faw'!$D$2:$D$26,MATCH($C142,'Shultis Faw'!$A$2:$A$26,1))+($C142-INDEX('Shultis Faw'!$A$2:$A$26,MATCH($C142,'Shultis Faw'!$A$2:$A$26,1)))*(INDEX('Shultis Faw'!$D$2:$D$26,MATCH($C142,'Shultis Faw'!$A$2:$A$26,1)+1)-INDEX('Shultis Faw'!$D$2:$D$26,MATCH($C142,'Shultis Faw'!$A$2:$A$26,1)))/(INDEX('Shultis Faw'!$A$2:$A$26,MATCH($C142,'Shultis Faw'!$A$2:$A$26,1)+1)-INDEX('Shultis Faw'!$A$2:$A$26,MATCH($C142,'Shultis Faw'!$A$2:$A$26,1))),$C142*'Shultis Faw'!$D$2/'Shultis Faw'!$A$2)","v":1.86910486},{"$f":"_xlfn.IFNA(INDEX('Shultis Faw'!$B$2:$B$26,MATCH($C142,'Shultis Faw'!$A$2:$A$26,1))+($C142-INDEX('Shultis Faw'!$A$2:$A$26,MATCH($C142,'Shultis Faw'!$A$2:$A$26,1)))*(INDEX('Shultis Faw'!$B$2:$B$26,MATCH($C142,'Shultis Faw'!$A$2:$A$26,1)+1)-INDEX('Shultis Faw'!$B$2:$B$26,MATCH($C142,'Shultis Faw'!$A$2:$A$26,1)))/(INDEX('Shultis Faw'!$A$2:$A$26,MATCH($C142,'Shultis Faw'!$A$2:$A$26,1)+1)-INDEX('Shultis Faw'!$A$2:$A$26,MATCH($C142,'Shultis Faw'!$A$2:$A$26,1))),$C142*'Shultis Faw'!$B$2/'Shultis Faw'!$A$2)","v":-0.14744368999999999},{"$f":"_xlfn.IFNA(INDEX('Shultis Faw'!$E$2:$E$26,MATCH($C142,'Shultis Faw'!$A$2:$A$26,1))+($C142-INDEX('Shultis Faw'!$A$2:$A$26,MATCH($C142,'Shultis Faw'!$A$2:$A$26,1)))*(INDEX('Shultis Faw'!$E$2:$E$26,MATCH($C142,'Shultis Faw'!$A$2:$A$26,1)+1)-INDEX('Shultis Faw'!$E$2:$E$26,MATCH($C142,'Shultis Faw'!$A$2:$A$26,1)))/(INDEX('Shultis Faw'!$A$2:$A$26,MATCH($C142,'Shultis Faw'!$A$2:$A$26,1)+1)-INDEX('Shultis Faw'!$A$2:$A$26,MATCH($C142,'Shultis Faw'!$A$2:$A$26,1))),$C142*'Shultis Faw'!$E$2/'Shultis Faw'!$A$2)","v":5.89552915E-2},{"$f":"_xlfn.IFNA(INDEX('Shultis Faw'!$F$2:$F$26,MATCH($C142,'Shultis Faw'!$A$2:$A$26,1))+($C142-INDEX('Shultis Faw'!$A$2:$A$26,MATCH($C142,'Shultis Faw'!$A$2:$A$26,1)))*(INDEX('Shultis Faw'!$F$2:$F$26,MATCH($C142,'Shultis Faw'!$A$2:$A$26,1)+1)-INDEX('Shultis Faw'!$F$2:$F$26,MATCH($C142,'Shultis Faw'!$A$2:$A$26,1)))/(INDEX('Shultis Faw'!$A$2:$A$26,MATCH($C142,'Shultis Faw'!$A$2:$A$26,1)+1)-INDEX('Shultis Faw'!$A$2:$A$26,MATCH($C142,'Shultis Faw'!$A$2:$A$26,1))),$C142*'Shultis Faw'!$F$2/'Shultis Faw'!$A$2)","v":14.25000485},{"$f":"J142*(H142*'Externe blootstelling'!$D$23/2)^K142+L142*(TANH(((H142*'Externe blootstelling'!$D$23)/(2*M142))-2)-TANH(-2))/(1-TANH(-2))","v":1.7488714882643785},{"$f":"IF(N142=1,1+(I142-1)*H142*'Externe blootstelling'!$D$23/2,1+(I142-1)*(N142^(H142*'Externe blootstelling'!$D$23/2)-1)/(N142-1))","v":4.0853019622407949},{"$f":"G142*EXP(-H142*'Externe blootstelling'!$D$23/2)*O142","v":3.8982702750583811E-2}]
[null," g ",0.41604800000000003,6.6567680000000002E-14,1.09E-3,{"$f":"_xlfn.IFNA(INDEX('hp (pSv cm2)'!$B$2:$B$52,MATCH($C143,'hp (pSv cm2)'!$A$2:$A$52,1))+($C143-INDEX('hp (pSv cm2)'!$A$2:$A$52,MATCH($C143,'hp (pSv cm2)'!$A$2:$A$52,1)))*(INDEX('hp (pSv cm2)'!$B$2:$B$52,MATCH($C143,'hp (pSv cm2)'!$A$2:$A$52,1)+1)-INDEX('hp (pSv cm2)'!$B$2:$B$52,MATCH($C143,'hp (pSv cm2)'!$A$2:$A$52,1)))/(INDEX('hp (pSv cm2)'!$A$2:$A$52,MATCH($C143,'hp (pSv cm2)'!$A$2:$A$52,1)+1)-INDEX('hp (pSv cm2)'!$A$2:$A$52,MATCH($C143,'hp (pSv cm2)'!$A$2:$A$52,1))),$C143*'hp (pSv cm2)'!$B$2/'hp (pSv cm2)'!$A$2)","v":2.0754256},2.2622139040000002E-3,{"$f":"_xlfn.IFNA(0.997*(INDEX('Mass attenuation coefficients'!$B$2:$B$37,MATCH($C143,'Mass attenuation coefficients'!$A$2:$A$37,1))+($C143-INDEX('Mass attenuation coefficients'!$A$2:$A$37,MATCH($C143,'Mass attenuation coefficients'!$A$2:$A$37,1)))*(INDEX('Mass attenuation coefficients'!$B$2:$B$37,MATCH($C143,'Mass attenuation coefficients'!$A$2:$A$37,1)+1)-INDEX('Mass attenuation coefficients'!$B$2:$B$37,MATCH($C143,'Mass attenuation coefficients'!$A$2:$A$37,1)))/(INDEX('Mass attenuation coefficients'!$A$2:$A$37,MATCH($C143,'Mass attenuation coefficients'!$A$2:$A$37,1)+1)-INDEX('Mass attenuation coefficients'!$A$2:$A$37,MATCH($C143,'Mass attenuation coefficients'!$A$2:$A$37,1)))),0.997*$C143*'Mass attenuation coefficients'!$B$2/'Mass attenuation coefficients'!$A$2)","v":0.10430491329119999},{"$f":"_xlfn.IFNA(INDEX('Shultis Faw'!$C$2:$C$26,MATCH($C143,'Shultis Faw'!$A$2:$A$26,1))+($C143-INDEX('Shultis Faw'!$A$2:$A$26,MATCH($C143,'Shultis Faw'!$A$2:$A$26,1)))*(INDEX('Shultis Faw'!$C$2:$C$26,MATCH($C143,'Shultis Faw'!$A$2:$A$26,1)+1)-INDEX('Shultis Faw'!$C$2:$C$26,MATCH($C143,'Shultis Faw'!$A$2:$A$26,1)))/(INDEX('Shultis Faw'!$A$2:$A$26,MATCH($C143,'Shultis Faw'!$A$2:$A$26,1)+1)-INDEX('Shultis Faw'!$A$2:$A$26,MATCH($C143,'Shultis Faw'!$A$2:$A$26,1))),$C143*'Shultis Faw'!$C$2/'Shultis Faw'!$A$2)","v":2.6343232000000003},{"$f":"_xlfn.IFNA(INDEX('Shultis Faw'!$D$2:$D$26,MATCH($C143,'Shultis Faw'!$A$2:$A$26,1))+($C143-INDEX('Shultis Faw'!$A$2:$A$26,MATCH($C143,'Shultis Faw'!$A$2:$A$26,1)))*(INDEX('Shultis Faw'!$D$2:$D$26,MATCH($C143,'Shultis Faw'!$A$2:$A$26,1)+1)-INDEX('Shultis Faw'!$D$2:$D$26,MATCH($C143,'Shultis Faw'!$A$2:$A$26,1)))/(INDEX('Shultis Faw'!$A$2:$A$26,MATCH($C143,'Shultis Faw'!$A$2:$A$26,1)+1)-INDEX('Shultis Faw'!$A$2:$A$26,MATCH($C143,'Shultis Faw'!$A$2:$A$26,1))),$C143*'Shultis Faw'!$D$2/'Shultis Faw'!$A$2)","v":1.86338432},{"$f":"_xlfn.IFNA(INDEX('Shultis Faw'!$B$2:$B$26,MATCH($C143,'Shultis Faw'!$A$2:$A$26,1))+($C143-INDEX('Shultis Faw'!$A$2:$A$26,MATCH($C143,'Shultis Faw'!$A$2:$A$26,1)))*(INDEX('Shultis Faw'!$B$2:$B$26,MATCH($C143,'Shultis Faw'!$A$2:$A$26,1)+1)-INDEX('Shultis Faw'!$B$2:$B$26,MATCH($C143,'Shultis Faw'!$A$2:$A$26,1)))/(INDEX('Shultis Faw'!$A$2:$A$26,MATCH($C143,'Shultis Faw'!$A$2:$A$26,1)+1)-INDEX('Shultis Faw'!$A$2:$A$26,MATCH($C143,'Shultis Faw'!$A$2:$A$26,1))),$C143*'Shultis Faw'!$B$2/'Shultis Faw'!$A$2)","v":-0.14675327999999999},{"$f":"_xlfn.IFNA(INDEX('Shultis Faw'!$E$2:$E$26,MATCH($C143,'Shultis Faw'!$A$2:$A$26,1))+($C143-INDEX('Shultis Faw'!$A$2:$A$26,MATCH($C143,'Shultis Faw'!$A$2:$A$26,1)))*(INDEX('Shultis Faw'!$E$2:$E$26,MATCH($C143,'Shultis Faw'!$A$2:$A$26,1)+1)-INDEX('Shultis Faw'!$E$2:$E$26,MATCH($C143,'Shultis Faw'!$A$2:$A$26,1)))/(INDEX('Shultis Faw'!$A$2:$A$26,MATCH($C143,'Shultis Faw'!$A$2:$A$26,1)+1)-INDEX('Shultis Faw'!$A$2:$A$26,MATCH($C143,'Shultis Faw'!$A$2:$A$26,1))),$C143*'Shultis Faw'!$E$2/'Shultis Faw'!$A$2)","v":5.8713648E-2},{"$f":"_xlfn.IFNA(INDEX('Shultis Faw'!$F$2:$F$26,MATCH($C143,'Shultis Faw'!$A$2:$A$26,1))+($C143-INDEX('Shultis Faw'!$A$2:$A$26,MATCH($C143,'Shultis Faw'!$A$2:$A$26,1)))*(INDEX('Shultis Faw'!$F$2:$F$26,MATCH($C143,'Shultis Faw'!$A$2:$A$26,1)+1)-INDEX('Shultis Faw'!$F$2:$F$26,MATCH($C143,'Shultis Faw'!$A$2:$A$26,1)))/(INDEX('Shultis Faw'!$A$2:$A$26,MATCH($C143,'Shultis Faw'!$A$2:$A$26,1)+1)-INDEX('Shultis Faw'!$A$2:$A$26,MATCH($C143,'Shultis Faw'!$A$2:$A$26,1))),$C143*'Shultis Faw'!$F$2/'Shultis Faw'!$A$2)","v":14.254443200000001},{"$f":"J143*(H143*'Externe blootstelling'!$D$23/2)^K143+L143*(TANH(((H143*'Externe blootstelling'!$D$23)/(2*M143))-2)-TANH(-2))/(1-TANH(-2))","v":1.7451727194142264},{"$f":"IF(N143=1,1+(I143-1)*H143*'Externe blootstelling'!$D$23/2,1+(I143-1)*(N143^(H143*'Externe blootstelling'!$D$23/2)-1)/(N143-1))","v":4.0482792097961777},{"$f":"G143*EXP(-H143*'Externe blootstelling'!$D$23/2)*O143","v":1.9156598688563121E-3}]
[null," g ",0.42344999999999999,6.7751999999999995E-14,3.1999999999999999E-5,{"$f":"_xlfn.IFNA(INDEX('hp (pSv cm2)'!$B$2:$B$52,MATCH($C144,'hp (pSv cm2)'!$A$2:$A$52,1))+($C144-INDEX('hp (pSv cm2)'!$A$2:$A$52,MATCH($C144,'hp (pSv cm2)'!$A$2:$A$52,1)))*(INDEX('hp (pSv cm2)'!$B$2:$B$52,MATCH($C144,'hp (pSv cm2)'!$A$2:$A$52,1)+1)-INDEX('hp (pSv cm2)'!$B$2:$B$52,MATCH($C144,'hp (pSv cm2)'!$A$2:$A$52,1)))/(INDEX('hp (pSv cm2)'!$A$2:$A$52,MATCH($C144,'hp (pSv cm2)'!$A$2:$A$52,1)+1)-INDEX('hp (pSv cm2)'!$A$2:$A$52,MATCH($C144,'hp (pSv cm2)'!$A$2:$A$52,1))),$C144*'hp (pSv cm2)'!$B$2/'hp (pSv cm2)'!$A$2)","v":2.1102149999999997},6.7526879999999984E-5,{"$f":"_xlfn.IFNA(0.997*(INDEX('Mass attenuation coefficients'!$B$2:$B$37,MATCH($C144,'Mass attenuation coefficients'!$A$2:$A$37,1))+($C144-INDEX('Mass attenuation coefficients'!$A$2:$A$37,MATCH($C144,'Mass attenuation coefficients'!$A$2:$A$37,1)))*(INDEX('Mass attenuation coefficients'!$B$2:$B$37,MATCH($C144,'Mass attenuation coefficients'!$A$2:$A$37,1)+1)-INDEX('Mass attenuation coefficients'!$B$2:$B$37,MATCH($C144,'Mass attenuation coefficients'!$A$2:$A$37,1)))/(INDEX('Mass attenuation coefficients'!$A$2:$A$37,MATCH($C144,'Mass attenuation coefficients'!$A$2:$A$37,1)+1)-INDEX('Mass attenuation coefficients'!$A$2:$A$37,MATCH($C144,'Mass attenuation coefficients'!$A$2:$A$37,1)))),0.997*$C144*'Mass attenuation coefficients'!$B$2/'Mass attenuation coefficients'!$A$2)","v":0.10362375830500001},{"$f":"_xlfn.IFNA(INDEX('Shultis Faw'!$C$2:$C$26,MATCH($C144,'Shultis Faw'!$A$2:$A$26,1))+($C144-INDEX('Shultis Faw'!$A$2:$A$26,MATCH($C144,'Shultis Faw'!$A$2:$A$26,1)))*(INDEX('Shultis Faw'!$C$2:$C$26,MATCH($C144,'Shultis Faw'!$A$2:$A$26,1)+1)-INDEX('Shultis Faw'!$C$2:$C$26,MATCH($C144,'Shultis Faw'!$A$2:$A$26,1)))/(INDEX('Shultis Faw'!$A$2:$A$26,MATCH($C144,'Shultis Faw'!$A$2:$A$26,1)+1)-INDEX('Shultis Faw'!$A$2:$A$26,MATCH($C144,'Shultis Faw'!$A$2:$A$26,1))),$C144*'Shultis Faw'!$C$2/'Shultis Faw'!$A$2)","v":2.6224800000000004},{"$f":"_xlfn.IFNA(INDEX('Shultis Faw'!$D$2:$D$26,MATCH($C144,'Shultis Faw'!$A$2:$A$26,1))+($C144-INDEX('Shultis Faw'!$A$2:$A$26,MATCH($C144,'Shultis Faw'!$A$2:$A$26,1)))*(INDEX('Shultis Faw'!$D$2:$D$26,MATCH($C144,'Shultis Faw'!$A$2:$A$26,1)+1)-INDEX('Shultis Faw'!$D$2:$D$26,MATCH($C144,'Shultis Faw'!$A$2:$A$26,1)))/(INDEX('Shultis Faw'!$A$2:$A$26,MATCH($C144,'Shultis Faw'!$A$2:$A$26,1)+1)-INDEX('Shultis Faw'!$A$2:$A$26,MATCH($C144,'Shultis Faw'!$A$2:$A$26,1))),$C144*'Shultis Faw'!$D$2/'Shultis Faw'!$A$2)","v":1.8547979999999999},{"$f":"_xlfn.IFNA(INDEX('Shultis Faw'!$B$2:$B$26,MATCH($C144,'Shultis Faw'!$A$2:$A$26,1))+($C144-INDEX('Shultis Faw'!$A$2:$A$26,MATCH($C144,'Shultis Faw'!$A$2:$A$26,1)))*(INDEX('Shultis Faw'!$B$2:$B$26,MATCH($C144,'Shultis Faw'!$A$2:$A$26,1)+1)-INDEX('Shultis Faw'!$B$2:$B$26,MATCH($C144,'Shultis Faw'!$A$2:$A$26,1)))/(INDEX('Shultis Faw'!$A$2:$A$26,MATCH($C144,'Shultis Faw'!$A$2:$A$26,1)+1)-INDEX('Shultis Faw'!$A$2:$A$26,MATCH($C144,'Shultis Faw'!$A$2:$A$26,1))),$C144*'Shultis Faw'!$B$2/'Shultis Faw'!$A$2)","v":-0.14571700000000001},{"$f":"_xlfn.IFNA(INDEX('Shultis Faw'!$E$2:$E$26,MATCH($C144,'Shultis Faw'!$A$2:$A$26,1))+($C144-INDEX('Shultis Faw'!$A$2:$A$26,MATCH($C144,'Shultis Faw'!$A$2:$A$26,1)))*(INDEX('Shultis Faw'!$E$2:$E$26,MATCH($C144,'Shultis Faw'!$A$2:$A$26,1)+1)-INDEX('Shultis Faw'!$E$2:$E$26,MATCH($C144,'Shultis Faw'!$A$2:$A$26,1)))/(INDEX('Shultis Faw'!$A$2:$A$26,MATCH($C144,'Shultis Faw'!$A$2:$A$26,1)+1)-INDEX('Shultis Faw'!$A$2:$A$26,MATCH($C144,'Shultis Faw'!$A$2:$A$26,1))),$C144*'Shultis Faw'!$E$2/'Shultis Faw'!$A$2)","v":5.8350949999999999E-2},{"$f":"_xlfn.IFNA(INDEX('Shultis Faw'!$F$2:$F$26,MATCH($C144,'Shultis Faw'!$A$2:$A$26,1))+($C144-INDEX('Shultis Faw'!$A$2:$A$26,MATCH($C144,'Shultis Faw'!$A$2:$A$26,1)))*(INDEX('Shultis Faw'!$F$2:$F$26,MATCH($C144,'Shultis Faw'!$A$2:$A$26,1)+1)-INDEX('Shultis Faw'!$F$2:$F$26,MATCH($C144,'Shultis Faw'!$A$2:$A$26,1)))/(INDEX('Shultis Faw'!$A$2:$A$26,MATCH($C144,'Shultis Faw'!$A$2:$A$26,1)+1)-INDEX('Shultis Faw'!$A$2:$A$26,MATCH($C144,'Shultis Faw'!$A$2:$A$26,1))),$C144*'Shultis Faw'!$F$2/'Shultis Faw'!$A$2)","v":14.261105000000001},{"$f":"J144*(H144*'Externe blootstelling'!$D$23/2)^K144+L144*(TANH(((H144*'Externe blootstelling'!$D$23)/(2*M144))-2)-TANH(-2))/(1-TANH(-2))","v":1.7395943362345474},{"$f":"IF(N144=1,1+(I144-1)*H144*'Externe blootstelling'!$D$23/2,1+(I144-1)*(N144^(H144*'Externe blootstelling'!$D$23/2)-1)/(N144-1))","v":3.9933928480283329},{"$f":"G144*EXP(-H144*'Externe blootstelling'!$D$23/2)*O144","v":5.6986282084017277E-5}]
[null," g ",0.44086000000000003,7.0537600000000011E-14,1.3299999999999998E-4,{"$f":"_xlfn.IFNA(INDEX('hp (pSv cm2)'!$B$2:$B$52,MATCH($C145,'hp (pSv cm2)'!$A$2:$A$52,1))+($C145-INDEX('hp (pSv cm2)'!$A$2:$A$52,MATCH($C145,'hp (pSv cm2)'!$A$2:$A$52,1)))*(INDEX('hp (pSv cm2)'!$B$2:$B$52,MATCH($C145,'hp (pSv cm2)'!$A$2:$A$52,1)+1)-INDEX('hp (pSv cm2)'!$B$2:$B$52,MATCH($C145,'hp (pSv cm2)'!$A$2:$A$52,1)))/(INDEX('hp (pSv cm2)'!$A$2:$A$52,MATCH($C145,'hp (pSv cm2)'!$A$2:$A$52,1)+1)-INDEX('hp (pSv cm2)'!$A$2:$A$52,MATCH($C145,'hp (pSv cm2)'!$A$2:$A$52,1))),$C145*'hp (pSv cm2)'!$B$2/'hp (pSv cm2)'!$A$2)","v":2.1920420000000003},2.9154158599999997E-4,{"$f":"_xlfn.IFNA(0.997*(INDEX('Mass attenuation coefficients'!$B$2:$B$37,MATCH($C145,'Mass attenuation coefficients'!$A$2:$A$37,1))+($C145-INDEX('Mass attenuation coefficients'!$A$2:$A$37,MATCH($C145,'Mass attenuation coefficients'!$A$2:$A$37,1)))*(INDEX('Mass attenuation coefficients'!$B$2:$B$37,MATCH($C145,'Mass attenuation coefficients'!$A$2:$A$37,1)+1)-INDEX('Mass attenuation coefficients'!$B$2:$B$37,MATCH($C145,'Mass attenuation coefficients'!$A$2:$A$37,1)))/(INDEX('Mass attenuation coefficients'!$A$2:$A$37,MATCH($C145,'Mass attenuation coefficients'!$A$2:$A$37,1)+1)-INDEX('Mass attenuation coefficients'!$A$2:$A$37,MATCH($C145,'Mass attenuation coefficients'!$A$2:$A$37,1)))),0.997*$C145*'Mass attenuation coefficients'!$B$2/'Mass attenuation coefficients'!$A$2)","v":0.10202163613399999},{"$f":"_xlfn.IFNA(INDEX('Shultis Faw'!$C$2:$C$26,MATCH($C145,'Shultis Faw'!$A$2:$A$26,1))+($C145-INDEX('Shultis Faw'!$A$2:$A$26,MATCH($C145,'Shultis Faw'!$A$2:$A$26,1)))*(INDEX('Shultis Faw'!$C$2:$C$26,MATCH($C145,'Shultis Faw'!$A$2:$A$26,1)+1)-INDEX('Shultis Faw'!$C$2:$C$26,MATCH($C145,'Shultis Faw'!$A$2:$A$26,1)))/(INDEX('Shultis Faw'!$A$2:$A$26,MATCH($C145,'Shultis Faw'!$A$2:$A$26,1)+1)-INDEX('Shultis Faw'!$A$2:$A$26,MATCH($C145,'Shultis Faw'!$A$2:$A$26,1))),$C145*'Shultis Faw'!$C$2/'Shultis Faw'!$A$2)","v":2.594624},{"$f":"_xlfn.IFNA(INDEX('Shultis Faw'!$D$2:$D$26,MATCH($C145,'Shultis Faw'!$A$2:$A$26,1))+($C145-INDEX('Shultis Faw'!$A$2:$A$26,MATCH($C145,'Shultis Faw'!$A$2:$A$26,1)))*(INDEX('Shultis Faw'!$D$2:$D$26,MATCH($C145,'Shultis Faw'!$A$2:$A$26,1)+1)-INDEX('Shultis Faw'!$D$2:$D$26,MATCH($C145,'Shultis Faw'!$A$2:$A$26,1)))/(INDEX('Shultis Faw'!$A$2:$A$26,MATCH($C145,'Shultis Faw'!$A$2:$A$26,1)+1)-INDEX('Shultis Faw'!$A$2:$A$26,MATCH($C145,'Shultis Faw'!$A$2:$A$26,1))),$C145*'Shultis Faw'!$D$2/'Shultis Faw'!$A$2)","v":1.8346023999999999},{"$f":"_xlfn.IFNA(INDEX('Shultis Faw'!$B$2:$B$26,MATCH($C145,'Shultis Faw'!$A$2:$A$26,1))+($C145-INDEX('Shultis Faw'!$A$2:$A$26,MATCH($C145,'Shultis Faw'!$A$2:$A$26,1)))*(INDEX('Shultis Faw'!$B$2:$B$26,MATCH($C145,'Shultis Faw'!$A$2:$A$26,1)+1)-INDEX('Shultis Faw'!$B$2:$B$26,MATCH($C145,'Shultis Faw'!$A$2:$A$26,1)))/(INDEX('Shultis Faw'!$A$2:$A$26,MATCH($C145,'Shultis Faw'!$A$2:$A$26,1)+1)-INDEX('Shultis Faw'!$A$2:$A$26,MATCH($C145,'Shultis Faw'!$A$2:$A$26,1))),$C145*'Shultis Faw'!$B$2/'Shultis Faw'!$A$2)","v":-0.14327960000000001},{"$f":"_xlfn.IFNA(INDEX('Shultis Faw'!$E$2:$E$26,MATCH($C145,'Shultis Faw'!$A$2:$A$26,1))+($C145-INDEX('Shultis Faw'!$A$2:$A$26,MATCH($C145,'Shultis Faw'!$A$2:$A$26,1)))*(INDEX('Shultis Faw'!$E$2:$E$26,MATCH($C145,'Shultis Faw'!$A$2:$A$26,1)+1)-INDEX('Shultis Faw'!$E$2:$E$26,MATCH($C145,'Shultis Faw'!$A$2:$A$26,1)))/(INDEX('Shultis Faw'!$A$2:$A$26,MATCH($C145,'Shultis Faw'!$A$2:$A$26,1)+1)-INDEX('Shultis Faw'!$A$2:$A$26,MATCH($C145,'Shultis Faw'!$A$2:$A$26,1))),$C145*'Shultis Faw'!$E$2/'Shultis Faw'!$A$2)","v":5.7497859999999998E-2},{"$f":"_xlfn.IFNA(INDEX('Shultis Faw'!$F$2:$F$26,MATCH($C145,'Shultis Faw'!$A$2:$A$26,1))+($C145-INDEX('Shultis Faw'!$A$2:$A$26,MATCH($C145,'Shultis Faw'!$A$2:$A$26,1)))*(INDEX('Shultis Faw'!$F$2:$F$26,MATCH($C145,'Shultis Faw'!$A$2:$A$26,1)+1)-INDEX('Shultis Faw'!$F$2:$F$26,MATCH($C145,'Shultis Faw'!$A$2:$A$26,1)))/(INDEX('Shultis Faw'!$A$2:$A$26,MATCH($C145,'Shultis Faw'!$A$2:$A$26,1)+1)-INDEX('Shultis Faw'!$A$2:$A$26,MATCH($C145,'Shultis Faw'!$A$2:$A$26,1))),$C145*'Shultis Faw'!$F$2/'Shultis Faw'!$A$2)","v":14.276774},{"$f":"J145*(H145*'Externe blootstelling'!$D$23/2)^K145+L145*(TANH(((H145*'Externe blootstelling'!$D$23)/(2*M145))-2)-TANH(-2))/(1-TANH(-2))","v":1.7263473665833433},{"$f":"IF(N145=1,1+(I145-1)*H145*'Externe blootstelling'!$D$23/2,1+(I145-1)*(N145^(H145*'Externe blootstelling'!$D$23/2)-1)/(N145-1))","v":3.867471402579421},{"$f":"G145*EXP(-H145*'Externe blootstelling'!$D$23/2)*O145","v":2.4407096540839891E-4}]
[null," g ",0.443965,7.1034399999999992E-14,3.1200000000000002E-2,{"$f":"_xlfn.IFNA(INDEX('hp (pSv cm2)'!$B$2:$B$52,MATCH($C146,'hp (pSv cm2)'!$A$2:$A$52,1))+($C146-INDEX('hp (pSv cm2)'!$A$2:$A$52,MATCH($C146,'hp (pSv cm2)'!$A$2:$A$52,1)))*(INDEX('hp (pSv cm2)'!$B$2:$B$52,MATCH($C146,'hp (pSv cm2)'!$A$2:$A$52,1)+1)-INDEX('hp (pSv cm2)'!$B$2:$B$52,MATCH($C146,'hp (pSv cm2)'!$A$2:$A$52,1)))/(INDEX('hp (pSv cm2)'!$A$2:$A$52,MATCH($C146,'hp (pSv cm2)'!$A$2:$A$52,1)+1)-INDEX('hp (pSv cm2)'!$A$2:$A$52,MATCH($C146,'hp (pSv cm2)'!$A$2:$A$52,1))),$C146*'hp (pSv cm2)'!$B$2/'hp (pSv cm2)'!$A$2)","v":2.2066355},6.8847027599999999E-2,{"$f":"_xlfn.IFNA(0.997*(INDEX('Mass attenuation coefficients'!$B$2:$B$37,MATCH($C146,'Mass attenuation coefficients'!$A$2:$A$37,1))+($C146-INDEX('Mass attenuation coefficients'!$A$2:$A$37,MATCH($C146,'Mass attenuation coefficients'!$A$2:$A$37,1)))*(INDEX('Mass attenuation coefficients'!$B$2:$B$37,MATCH($C146,'Mass attenuation coefficients'!$A$2:$A$37,1)+1)-INDEX('Mass attenuation coefficients'!$B$2:$B$37,MATCH($C146,'Mass attenuation coefficients'!$A$2:$A$37,1)))/(INDEX('Mass attenuation coefficients'!$A$2:$A$37,MATCH($C146,'Mass attenuation coefficients'!$A$2:$A$37,1)+1)-INDEX('Mass attenuation coefficients'!$A$2:$A$37,MATCH($C146,'Mass attenuation coefficients'!$A$2:$A$37,1)))),0.997*$C146*'Mass attenuation coefficients'!$B$2/'Mass attenuation coefficients'!$A$2)","v":0.1017359044085},{"$f":"_xlfn.IFNA(INDEX('Shultis Faw'!$C$2:$C$26,MATCH($C146,'Shultis Faw'!$A$2:$A$26,1))+($C146-INDEX('Shultis Faw'!$A$2:$A$26,MATCH($C146,'Shultis Faw'!$A$2:$A$26,1)))*(INDEX('Shultis Faw'!$C$2:$C$26,MATCH($C146,'Shultis Faw'!$A$2:$A$26,1)+1)-INDEX('Shultis Faw'!$C$2:$C$26,MATCH($C146,'Shultis Faw'!$A$2:$A$26,1)))/(INDEX('Shultis Faw'!$A$2:$A$26,MATCH($C146,'Shultis Faw'!$A$2:$A$26,1)+1)-INDEX('Shultis Faw'!$A$2:$A$26,MATCH($C146,'Shultis Faw'!$A$2:$A$26,1))),$C146*'Shultis Faw'!$C$2/'Shultis Faw'!$A$2)","v":2.5896560000000002},{"$f":"_xlfn.IFNA(INDEX('Shultis Faw'!$D$2:$D$26,MATCH($C146,'Shultis Faw'!$A$2:$A$26,1))+($C146-INDEX('Shultis Faw'!$A$2:$A$26,MATCH($C146,'Shultis Faw'!$A$2:$A$26,1)))*(INDEX('Shultis Faw'!$D$2:$D$26,MATCH($C146,'Shultis Faw'!$A$2:$A$26,1)+1)-INDEX('Shultis Faw'!$D$2:$D$26,MATCH($C146,'Shultis Faw'!$A$2:$A$26,1)))/(INDEX('Shultis Faw'!$A$2:$A$26,MATCH($C146,'Shultis Faw'!$A$2:$A$26,1)+1)-INDEX('Shultis Faw'!$A$2:$A$26,MATCH($C146,'Shultis Faw'!$A$2:$A$26,1))),$C146*'Shultis Faw'!$D$2/'Shultis Faw'!$A$2)","v":1.8310005999999999},{"$f":"_xlfn.IFNA(INDEX('Shultis Faw'!$B$2:$B$26,MATCH($C146,'Shultis Faw'!$A$2:$A$26,1))+($C146-INDEX('Shultis Faw'!$A$2:$A$26,MATCH($C146,'Shultis Faw'!$A$2:$A$26,1)))*(INDEX('Shultis Faw'!$B$2:$B$26,MATCH($C146,'Shultis Faw'!$A$2:$A$26,1)+1)-INDEX('Shultis Faw'!$B$2:$B$26,MATCH($C146,'Shultis Faw'!$A$2:$A$26,1)))/(INDEX('Shultis Faw'!$A$2:$A$26,MATCH($C146,'Shultis Faw'!$A$2:$A$26,1)+1)-INDEX('Shultis Faw'!$A$2:$A$26,MATCH($C146,'Shultis Faw'!$A$2:$A$26,1))),$C146*'Shultis Faw'!$B$2/'Shultis Faw'!$A$2)","v":-0.1428449},{"$f":"_xlfn.IFNA(INDEX('Shultis Faw'!$E$2:$E$26,MATCH($C146,'Shultis Faw'!$A$2:$A$26,1))+($C146-INDEX('Shultis Faw'!$A$2:$A$26,MATCH($C146,'Shultis Faw'!$A$2:$A$26,1)))*(INDEX('Shultis Faw'!$E$2:$E$26,MATCH($C146,'Shultis Faw'!$A$2:$A$26,1)+1)-INDEX('Shultis Faw'!$E$2:$E$26,MATCH($C146,'Shultis Faw'!$A$2:$A$26,1)))/(INDEX('Shultis Faw'!$A$2:$A$26,MATCH($C146,'Shultis Faw'!$A$2:$A$26,1)+1)-INDEX('Shultis Faw'!$A$2:$A$26,MATCH($C146,'Shultis Faw'!$A$2:$A$26,1))),$C146*'Shultis Faw'!$E$2/'Shultis Faw'!$A$2)","v":5.7345714999999998E-2},{"$f":"_xlfn.IFNA(INDEX('Shultis Faw'!$F$2:$F$26,MATCH($C146,'Shultis Faw'!$A$2:$A$26,1))+($C146-INDEX('Shultis Faw'!$A$2:$A$26,MATCH($C146,'Shultis Faw'!$A$2:$A$26,1)))*(INDEX('Shultis Faw'!$F$2:$F$26,MATCH($C146,'Shultis Faw'!$A$2:$A$26,1)+1)-INDEX('Shultis Faw'!$F$2:$F$26,MATCH($C146,'Shultis Faw'!$A$2:$A$26,1)))/(INDEX('Shultis Faw'!$A$2:$A$26,MATCH($C146,'Shultis Faw'!$A$2:$A$26,1)+1)-INDEX('Shultis Faw'!$A$2:$A$26,MATCH($C146,'Shultis Faw'!$A$2:$A$26,1))),$C146*'Shultis Faw'!$F$2/'Shultis Faw'!$A$2)","v":14.2795685},{"$f":"J146*(H146*'Externe blootstelling'!$D$23/2)^K146+L146*(TANH(((H146*'Externe blootstelling'!$D$23)/(2*M146))-2)-TANH(-2))/(1-TANH(-2))","v":1.7239662035773673},{"$f":"IF(N146=1,1+(I146-1)*H146*'Externe blootstelling'!$D$23/2,1+(I146-1)*(N146^(H146*'Externe blootstelling'!$D$23/2)-1)/(N146-1))","v":3.8454739868876926},{"$f":"G146*EXP(-H146*'Externe blootstelling'!$D$23/2)*O146","v":5.7555249937033731E-2}]
[null," g ",0.48231000000000002,7.7169599999999997E-14,2.7900000000000001E-4,{"$f":"_xlfn.IFNA(INDEX('hp (pSv cm2)'!$B$2:$B$52,MATCH($C147,'hp (pSv cm2)'!$A$2:$A$52,1))+($C147-INDEX('hp (pSv cm2)'!$A$2:$A$52,MATCH($C147,'hp (pSv cm2)'!$A$2:$A$52,1)))*(INDEX('hp (pSv cm2)'!$B$2:$B$52,MATCH($C147,'hp (pSv cm2)'!$A$2:$A$52,1)+1)-INDEX('hp (pSv cm2)'!$B$2:$B$52,MATCH($C147,'hp (pSv cm2)'!$A$2:$A$52,1)))/(INDEX('hp (pSv cm2)'!$A$2:$A$52,MATCH($C147,'hp (pSv cm2)'!$A$2:$A$52,1)+1)-INDEX('hp (pSv cm2)'!$A$2:$A$52,MATCH($C147,'hp (pSv cm2)'!$A$2:$A$52,1))),$C147*'hp (pSv cm2)'!$B$2/'hp (pSv cm2)'!$A$2)","v":2.386857},6.6593310299999998E-4,{"$f":"_xlfn.IFNA(0.997*(INDEX('Mass attenuation coefficients'!$B$2:$B$37,MATCH($C147,'Mass attenuation coefficients'!$A$2:$A$37,1))+($C147-INDEX('Mass attenuation coefficients'!$A$2:$A$37,MATCH($C147,'Mass attenuation coefficients'!$A$2:$A$37,1)))*(INDEX('Mass attenuation coefficients'!$B$2:$B$37,MATCH($C147,'Mass attenuation coefficients'!$A$2:$A$37,1)+1)-INDEX('Mass attenuation coefficients'!$B$2:$B$37,MATCH($C147,'Mass attenuation coefficients'!$A$2:$A$37,1)))/(INDEX('Mass attenuation coefficients'!$A$2:$A$37,MATCH($C147,'Mass attenuation coefficients'!$A$2:$A$37,1)+1)-INDEX('Mass attenuation coefficients'!$A$2:$A$37,MATCH($C147,'Mass attenuation coefficients'!$A$2:$A$37,1)))),0.997*$C147*'Mass attenuation coefficients'!$B$2/'Mass attenuation coefficients'!$A$2)","v":9.8207278639000001E-2},{"$f":"_xlfn.IFNA(INDEX('Shultis Faw'!$C$2:$C$26,MATCH($C147,'Shultis Faw'!$A$2:$A$26,1))+($C147-INDEX('Shultis Faw'!$A$2:$A$26,MATCH($C147,'Shultis Faw'!$A$2:$A$26,1)))*(INDEX('Shultis Faw'!$C$2:$C$26,MATCH($C147,'Shultis Faw'!$A$2:$A$26,1)+1)-INDEX('Shultis Faw'!$C$2:$C$26,MATCH($C147,'Shultis Faw'!$A$2:$A$26,1)))/(INDEX('Shultis Faw'!$A$2:$A$26,MATCH($C147,'Shultis Faw'!$A$2:$A$26,1)+1)-INDEX('Shultis Faw'!$A$2:$A$26,MATCH($C147,'Shultis Faw'!$A$2:$A$26,1))),$C147*'Shultis Faw'!$C$2/'Shultis Faw'!$A$2)","v":2.5283039999999999},{"$f":"_xlfn.IFNA(INDEX('Shultis Faw'!$D$2:$D$26,MATCH($C147,'Shultis Faw'!$A$2:$A$26,1))+($C147-INDEX('Shultis Faw'!$A$2:$A$26,MATCH($C147,'Shultis Faw'!$A$2:$A$26,1)))*(INDEX('Shultis Faw'!$D$2:$D$26,MATCH($C147,'Shultis Faw'!$A$2:$A$26,1)+1)-INDEX('Shultis Faw'!$D$2:$D$26,MATCH($C147,'Shultis Faw'!$A$2:$A$26,1)))/(INDEX('Shultis Faw'!$A$2:$A$26,MATCH($C147,'Shultis Faw'!$A$2:$A$26,1)+1)-INDEX('Shultis Faw'!$A$2:$A$26,MATCH($C147,'Shultis Faw'!$A$2:$A$26,1))),$C147*'Shultis Faw'!$D$2/'Shultis Faw'!$A$2)","v":1.7865203999999999},{"$f":"_xlfn.IFNA(INDEX('Shultis Faw'!$B$2:$B$26,MATCH($C147,'Shultis Faw'!$A$2:$A$26,1))+($C147-INDEX('Shultis Faw'!$A$2:$A$26,MATCH($C147,'Shultis Faw'!$A$2:$A$26,1)))*(INDEX('Shultis Faw'!$B$2:$B$26,MATCH($C147,'Shultis Faw'!$A$2:$A$26,1)+1)-INDEX('Shultis Faw'!$B$2:$B$26,MATCH($C147,'Shultis Faw'!$A$2:$A$26,1)))/(INDEX('Shultis Faw'!$A$2:$A$26,MATCH($C147,'Shultis Faw'!$A$2:$A$26,1)+1)-INDEX('Shultis Faw'!$A$2:$A$26,MATCH($C147,'Shultis Faw'!$A$2:$A$26,1))),$C147*'Shultis Faw'!$B$2/'Shultis Faw'!$A$2)","v":-0.1374766},{"$f":"_xlfn.IFNA(INDEX('Shultis Faw'!$E$2:$E$26,MATCH($C147,'Shultis Faw'!$A$2:$A$26,1))+($C147-INDEX('Shultis Faw'!$A$2:$A$26,MATCH($C147,'Shultis Faw'!$A$2:$A$26,1)))*(INDEX('Shultis Faw'!$E$2:$E$26,MATCH($C147,'Shultis Faw'!$A$2:$A$26,1)+1)-INDEX('Shultis Faw'!$E$2:$E$26,MATCH($C147,'Shultis Faw'!$A$2:$A$26,1)))/(INDEX('Shultis Faw'!$A$2:$A$26,MATCH($C147,'Shultis Faw'!$A$2:$A$26,1)+1)-INDEX('Shultis Faw'!$A$2:$A$26,MATCH($C147,'Shultis Faw'!$A$2:$A$26,1))),$C147*'Shultis Faw'!$E$2/'Shultis Faw'!$A$2)","v":5.5466809999999998E-2},{"$f":"_xlfn.IFNA(INDEX('Shultis Faw'!$F$2:$F$26,MATCH($C147,'Shultis Faw'!$A$2:$A$26,1))+($C147-INDEX('Shultis Faw'!$A$2:$A$26,MATCH($C147,'Shultis Faw'!$A$2:$A$26,1)))*(INDEX('Shultis Faw'!$F$2:$F$26,MATCH($C147,'Shultis Faw'!$A$2:$A$26,1)+1)-INDEX('Shultis Faw'!$F$2:$F$26,MATCH($C147,'Shultis Faw'!$A$2:$A$26,1)))/(INDEX('Shultis Faw'!$A$2:$A$26,MATCH($C147,'Shultis Faw'!$A$2:$A$26,1)+1)-INDEX('Shultis Faw'!$A$2:$A$26,MATCH($C147,'Shultis Faw'!$A$2:$A$26,1))),$C147*'Shultis Faw'!$F$2/'Shultis Faw'!$A$2)","v":14.314079},{"$f":"J147*(H147*'Externe blootstelling'!$D$23/2)^K147+L147*(TANH(((H147*'Externe blootstelling'!$D$23)/(2*M147))-2)-TANH(-2))/(1-TANH(-2))","v":1.6940952587492131},{"$f":"IF(N147=1,1+(I147-1)*H147*'Externe blootstelling'!$D$23/2,1+(I147-1)*(N147^(H147*'Externe blootstelling'!$D$23/2)-1)/(N147-1))","v":3.5848888351409127},{"$f":"G147*EXP(-H147*'Externe blootstelling'!$D$23/2)*O147","v":5.4719624561786059E-4}]
[null," g ",0.48231000000000002,7.7169599999999997E-14,1.3899999999999999E-5,{"$f":"_xlfn.IFNA(INDEX('hp (pSv cm2)'!$B$2:$B$52,MATCH($C148,'hp (pSv cm2)'!$A$2:$A$52,1))+($C148-INDEX('hp (pSv cm2)'!$A$2:$A$52,MATCH($C148,'hp (pSv cm2)'!$A$2:$A$52,1)))*(INDEX('hp (pSv cm2)'!$B$2:$B$52,MATCH($C148,'hp (pSv cm2)'!$A$2:$A$52,1)+1)-INDEX('hp (pSv cm2)'!$B$2:$B$52,MATCH($C148,'hp (pSv cm2)'!$A$2:$A$52,1)))/(INDEX('hp (pSv cm2)'!$A$2:$A$52,MATCH($C148,'hp (pSv cm2)'!$A$2:$A$52,1)+1)-INDEX('hp (pSv cm2)'!$A$2:$A$52,MATCH($C148,'hp (pSv cm2)'!$A$2:$A$52,1))),$C148*'hp (pSv cm2)'!$B$2/'hp (pSv cm2)'!$A$2)","v":2.386857},3.3177312299999999E-5,{"$f":"_xlfn.IFNA(0.997*(INDEX('Mass attenuation coefficients'!$B$2:$B$37,MATCH($C148,'Mass attenuation coefficients'!$A$2:$A$37,1))+($C148-INDEX('Mass attenuation coefficients'!$A$2:$A$37,MATCH($C148,'Mass attenuation coefficients'!$A$2:$A$37,1)))*(INDEX('Mass attenuation coefficients'!$B$2:$B$37,MATCH($C148,'Mass attenuation coefficients'!$A$2:$A$37,1)+1)-INDEX('Mass attenuation coefficients'!$B$2:$B$37,MATCH($C148,'Mass attenuation coefficients'!$A$2:$A$37,1)))/(INDEX('Mass attenuation coefficients'!$A$2:$A$37,MATCH($C148,'Mass attenuation coefficients'!$A$2:$A$37,1)+1)-INDEX('Mass attenuation coefficients'!$A$2:$A$37,MATCH($C148,'Mass attenuation coefficients'!$A$2:$A$37,1)))),0.997*$C148*'Mass attenuation coefficients'!$B$2/'Mass attenuation coefficients'!$A$2)","v":9.8207278639000001E-2},{"$f":"_xlfn.IFNA(INDEX('Shultis Faw'!$C$2:$C$26,MATCH($C148,'Shultis Faw'!$A$2:$A$26,1))+($C148-INDEX('Shultis Faw'!$A$2:$A$26,MATCH($C148,'Shultis Faw'!$A$2:$A$26,1)))*(INDEX('Shultis Faw'!$C$2:$C$26,MATCH($C148,'Shultis Faw'!$A$2:$A$26,1)+1)-INDEX('Shultis Faw'!$C$2:$C$26,MATCH($C148,'Shultis Faw'!$A$2:$A$26,1)))/(INDEX('Shultis Faw'!$A$2:$A$26,MATCH($C148,'Shultis Faw'!$A$2:$A$26,1)+1)-INDEX('Shultis Faw'!$A$2:$A$26,MATCH($C148,'Shultis Faw'!$A$2:$A$26,1))),$C148*'Shultis Faw'!$C$2/'Shultis Faw'!$A$2)","v":2.5283039999999999},{"$f":"_xlfn.IFNA(INDEX('Shultis Faw'!$D$2:$D$26,MATCH($C148,'Shultis Faw'!$A$2:$A$26,1))+($C148-INDEX('Shultis Faw'!$A$2:$A$26,MATCH($C148,'Shultis Faw'!$A$2:$A$26,1)))*(INDEX('Shultis Faw'!$D$2:$D$26,MATCH($C148,'Shultis Faw'!$A$2:$A$26,1)+1)-INDEX('Shultis Faw'!$D$2:$D$26,MATCH($C148,'Shultis Faw'!$A$2:$A$26,1)))/(INDEX('Shultis Faw'!$A$2:$A$26,MATCH($C148,'Shultis Faw'!$A$2:$A$26,1)+1)-INDEX('Shultis Faw'!$A$2:$A$26,MATCH($C148,'Shultis Faw'!$A$2:$A$26,1))),$C148*'Shultis Faw'!$D$2/'Shultis Faw'!$A$2)","v":1.7865203999999999},{"$f":"_xlfn.IFNA(INDEX('Shultis Faw'!$B$2:$B$26,MATCH($C148,'Shultis Faw'!$A$2:$A$26,1))+($C148-INDEX('Shultis Faw'!$A$2:$A$26,MATCH($C148,'Shultis Faw'!$A$2:$A$26,1)))*(INDEX('Shultis Faw'!$B$2:$B$26,MATCH($C148,'Shultis Faw'!$A$2:$A$26,1)+1)-INDEX('Shultis Faw'!$B$2:$B$26,MATCH($C148,'Shultis Faw'!$A$2:$A$26,1)))/(INDEX('Shultis Faw'!$A$2:$A$26,MATCH($C148,'Shultis Faw'!$A$2:$A$26,1)+1)-INDEX('Shultis Faw'!$A$2:$A$26,MATCH($C148,'Shultis Faw'!$A$2:$A$26,1))),$C148*'Shultis Faw'!$B$2/'Shultis Faw'!$A$2)","v":-0.1374766},{"$f":"_xlfn.IFNA(INDEX('Shultis Faw'!$E$2:$E$26,MATCH($C148,'Shultis Faw'!$A$2:$A$26,1))+($C148-INDEX('Shultis Faw'!$A$2:$A$26,MATCH($C148,'Shultis Faw'!$A$2:$A$26,1)))*(INDEX('Shultis Faw'!$E$2:$E$26,MATCH($C148,'Shultis Faw'!$A$2:$A$26,1)+1)-INDEX('Shultis Faw'!$E$2:$E$26,MATCH($C148,'Shultis Faw'!$A$2:$A$26,1)))/(INDEX('Shultis Faw'!$A$2:$A$26,MATCH($C148,'Shultis Faw'!$A$2:$A$26,1)+1)-INDEX('Shultis Faw'!$A$2:$A$26,MATCH($C148,'Shultis Faw'!$A$2:$A$26,1))),$C148*'Shultis Faw'!$E$2/'Shultis Faw'!$A$2)","v":5.5466809999999998E-2},{"$f":"_xlfn.IFNA(INDEX('Shultis Faw'!$F$2:$F$26,MATCH($C148,'Shultis Faw'!$A$2:$A$26,1))+($C148-INDEX('Shultis Faw'!$A$2:$A$26,MATCH($C148,'Shultis Faw'!$A$2:$A$26,1)))*(INDEX('Shultis Faw'!$F$2:$F$26,MATCH($C148,'Shultis Faw'!$A$2:$A$26,1)+1)-INDEX('Shultis Faw'!$F$2:$F$26,MATCH($C148,'Shultis Faw'!$A$2:$A$26,1)))/(INDEX('Shultis Faw'!$A$2:$A$26,MATCH($C148,'Shultis Faw'!$A$2:$A$26,1)+1)-INDEX('Shultis Faw'!$A$2:$A$26,MATCH($C148,'Shultis Faw'!$A$2:$A$26,1))),$C148*'Shultis Faw'!$F$2/'Shultis Faw'!$A$2)","v":14.314079},{"$f":"J148*(H148*'Externe blootstelling'!$D$23/2)^K148+L148*(TANH(((H148*'Externe blootstelling'!$D$23)/(2*M148))-2)-TANH(-2))/(1-TANH(-2))","v":1.6940952587492131},{"$f":"IF(N148=1,1+(I148-1)*H148*'Externe blootstelling'!$D$23/2,1+(I148-1)*(N148^(H148*'Externe blootstelling'!$D$23/2)-1)/(N148-1))","v":3.5848888351409127},{"$f":"G148*EXP(-H148*'Externe blootstelling'!$D$23/2)*O148","v":2.7261748437592337E-5}]
[null," g ",0.48867919999999998,7.8188671999999992E-14,4.1390000000000003E-3,{"$f":"_xlfn.IFNA(INDEX('hp (pSv cm2)'!$B$2:$B$52,MATCH($C149,'hp (pSv cm2)'!$A$2:$A$52,1))+($C149-INDEX('hp (pSv cm2)'!$A$2:$A$52,MATCH($C149,'hp (pSv cm2)'!$A$2:$A$52,1)))*(INDEX('hp (pSv cm2)'!$B$2:$B$52,MATCH($C149,'hp (pSv cm2)'!$A$2:$A$52,1)+1)-INDEX('hp (pSv cm2)'!$B$2:$B$52,MATCH($C149,'hp (pSv cm2)'!$A$2:$A$52,1)))/(INDEX('hp (pSv cm2)'!$A$2:$A$52,MATCH($C149,'hp (pSv cm2)'!$A$2:$A$52,1)+1)-INDEX('hp (pSv cm2)'!$A$2:$A$52,MATCH($C149,'hp (pSv cm2)'!$A$2:$A$52,1))),$C149*'hp (pSv cm2)'!$B$2/'hp (pSv cm2)'!$A$2)","v":2.4167922399999999},1.000310308136E-2,{"$f":"_xlfn.IFNA(0.997*(INDEX('Mass attenuation coefficients'!$B$2:$B$37,MATCH($C149,'Mass attenuation coefficients'!$A$2:$A$37,1))+($C149-INDEX('Mass attenuation coefficients'!$A$2:$A$37,MATCH($C149,'Mass attenuation coefficients'!$A$2:$A$37,1)))*(INDEX('Mass attenuation coefficients'!$B$2:$B$37,MATCH($C149,'Mass attenuation coefficients'!$A$2:$A$37,1)+1)-INDEX('Mass attenuation coefficients'!$B$2:$B$37,MATCH($C149,'Mass attenuation coefficients'!$A$2:$A$37,1)))/(INDEX('Mass attenuation coefficients'!$A$2:$A$37,MATCH($C149,'Mass attenuation coefficients'!$A$2:$A$37,1)+1)-INDEX('Mass attenuation coefficients'!$A$2:$A$37,MATCH($C149,'Mass attenuation coefficients'!$A$2:$A$37,1)))),0.997*$C149*'Mass attenuation coefficients'!$B$2/'Mass attenuation coefficients'!$A$2)","v":9.7621165110479996E-2},{"$f":"_xlfn.IFNA(INDEX('Shultis Faw'!$C$2:$C$26,MATCH($C149,'Shultis Faw'!$A$2:$A$26,1))+($C149-INDEX('Shultis Faw'!$A$2:$A$26,MATCH($C149,'Shultis Faw'!$A$2:$A$26,1)))*(INDEX('Shultis Faw'!$C$2:$C$26,MATCH($C149,'Shultis Faw'!$A$2:$A$26,1)+1)-INDEX('Shultis Faw'!$C$2:$C$26,MATCH($C149,'Shultis Faw'!$A$2:$A$26,1)))/(INDEX('Shultis Faw'!$A$2:$A$26,MATCH($C149,'Shultis Faw'!$A$2:$A$26,1)+1)-INDEX('Shultis Faw'!$A$2:$A$26,MATCH($C149,'Shultis Faw'!$A$2:$A$26,1))),$C149*'Shultis Faw'!$C$2/'Shultis Faw'!$A$2)","v":2.5181132800000001},{"$f":"_xlfn.IFNA(INDEX('Shultis Faw'!$D$2:$D$26,MATCH($C149,'Shultis Faw'!$A$2:$A$26,1))+($C149-INDEX('Shultis Faw'!$A$2:$A$26,MATCH($C149,'Shultis Faw'!$A$2:$A$26,1)))*(INDEX('Shultis Faw'!$D$2:$D$26,MATCH($C149,'Shultis Faw'!$A$2:$A$26,1)+1)-INDEX('Shultis Faw'!$D$2:$D$26,MATCH($C149,'Shultis Faw'!$A$2:$A$26,1)))/(INDEX('Shultis Faw'!$A$2:$A$26,MATCH($C149,'Shultis Faw'!$A$2:$A$26,1)+1)-INDEX('Shultis Faw'!$A$2:$A$26,MATCH($C149,'Shultis Faw'!$A$2:$A$26,1))),$C149*'Shultis Faw'!$D$2/'Shultis Faw'!$A$2)","v":1.7791321280000001},{"$f":"_xlfn.IFNA(INDEX('Shultis Faw'!$B$2:$B$26,MATCH($C149,'Shultis Faw'!$A$2:$A$26,1))+($C149-INDEX('Shultis Faw'!$A$2:$A$26,MATCH($C149,'Shultis Faw'!$A$2:$A$26,1)))*(INDEX('Shultis Faw'!$B$2:$B$26,MATCH($C149,'Shultis Faw'!$A$2:$A$26,1)+1)-INDEX('Shultis Faw'!$B$2:$B$26,MATCH($C149,'Shultis Faw'!$A$2:$A$26,1)))/(INDEX('Shultis Faw'!$A$2:$A$26,MATCH($C149,'Shultis Faw'!$A$2:$A$26,1)+1)-INDEX('Shultis Faw'!$A$2:$A$26,MATCH($C149,'Shultis Faw'!$A$2:$A$26,1))),$C149*'Shultis Faw'!$B$2/'Shultis Faw'!$A$2)","v":-0.136584912},{"$f":"_xlfn.IFNA(INDEX('Shultis Faw'!$E$2:$E$26,MATCH($C149,'Shultis Faw'!$A$2:$A$26,1))+($C149-INDEX('Shultis Faw'!$A$2:$A$26,MATCH($C149,'Shultis Faw'!$A$2:$A$26,1)))*(INDEX('Shultis Faw'!$E$2:$E$26,MATCH($C149,'Shultis Faw'!$A$2:$A$26,1)+1)-INDEX('Shultis Faw'!$E$2:$E$26,MATCH($C149,'Shultis Faw'!$A$2:$A$26,1)))/(INDEX('Shultis Faw'!$A$2:$A$26,MATCH($C149,'Shultis Faw'!$A$2:$A$26,1)+1)-INDEX('Shultis Faw'!$A$2:$A$26,MATCH($C149,'Shultis Faw'!$A$2:$A$26,1))),$C149*'Shultis Faw'!$E$2/'Shultis Faw'!$A$2)","v":5.5154719200000001E-2},{"$f":"_xlfn.IFNA(INDEX('Shultis Faw'!$F$2:$F$26,MATCH($C149,'Shultis Faw'!$A$2:$A$26,1))+($C149-INDEX('Shultis Faw'!$A$2:$A$26,MATCH($C149,'Shultis Faw'!$A$2:$A$26,1)))*(INDEX('Shultis Faw'!$F$2:$F$26,MATCH($C149,'Shultis Faw'!$A$2:$A$26,1)+1)-INDEX('Shultis Faw'!$F$2:$F$26,MATCH($C149,'Shultis Faw'!$A$2:$A$26,1)))/(INDEX('Shultis Faw'!$A$2:$A$26,MATCH($C149,'Shultis Faw'!$A$2:$A$26,1)+1)-INDEX('Shultis Faw'!$A$2:$A$26,MATCH($C149,'Shultis Faw'!$A$2:$A$26,1))),$C149*'Shultis Faw'!$F$2/'Shultis Faw'!$A$2)","v":14.31981128},{"$f":"J149*(H149*'Externe blootstelling'!$D$23/2)^K149+L149*(TANH(((H149*'Externe blootstelling'!$D$23)/(2*M149))-2)-TANH(-2))/(1-TANH(-2))","v":1.6890502858778924},{"$f":"IF(N149=1,1+(I149-1)*H149*'Externe blootstelling'!$D$23/2,1+(I149-1)*(N149^(H149*'Externe blootstelling'!$D$23/2)-1)/(N149-1))","v":3.5435305152023373},{"$f":"G149*EXP(-H149*'Externe blootstelling'!$D$23/2)*O149","v":8.1964524053848783E-3}]
[null," g ",0.493508,7.8961279999999996E-14,2.7799999999999998E-4,{"$f":"_xlfn.IFNA(INDEX('hp (pSv cm2)'!$B$2:$B$52,MATCH($C150,'hp (pSv cm2)'!$A$2:$A$52,1))+($C150-INDEX('hp (pSv cm2)'!$A$2:$A$52,MATCH($C150,'hp (pSv cm2)'!$A$2:$A$52,1)))*(INDEX('hp (pSv cm2)'!$B$2:$B$52,MATCH($C150,'hp (pSv cm2)'!$A$2:$A$52,1)+1)-INDEX('hp (pSv cm2)'!$B$2:$B$52,MATCH($C150,'hp (pSv cm2)'!$A$2:$A$52,1)))/(INDEX('hp (pSv cm2)'!$A$2:$A$52,MATCH($C150,'hp (pSv cm2)'!$A$2:$A$52,1)+1)-INDEX('hp (pSv cm2)'!$A$2:$A$52,MATCH($C150,'hp (pSv cm2)'!$A$2:$A$52,1))),$C150*'hp (pSv cm2)'!$B$2/'hp (pSv cm2)'!$A$2)","v":2.4394876000000001},6.7817755279999997E-4,{"$f":"_xlfn.IFNA(0.997*(INDEX('Mass attenuation coefficients'!$B$2:$B$37,MATCH($C150,'Mass attenuation coefficients'!$A$2:$A$37,1))+($C150-INDEX('Mass attenuation coefficients'!$A$2:$A$37,MATCH($C150,'Mass attenuation coefficients'!$A$2:$A$37,1)))*(INDEX('Mass attenuation coefficients'!$B$2:$B$37,MATCH($C150,'Mass attenuation coefficients'!$A$2:$A$37,1)+1)-INDEX('Mass attenuation coefficients'!$B$2:$B$37,MATCH($C150,'Mass attenuation coefficients'!$A$2:$A$37,1)))/(INDEX('Mass attenuation coefficients'!$A$2:$A$37,MATCH($C150,'Mass attenuation coefficients'!$A$2:$A$37,1)+1)-INDEX('Mass attenuation coefficients'!$A$2:$A$37,MATCH($C150,'Mass attenuation coefficients'!$A$2:$A$37,1)))),0.997*$C150*'Mass attenuation coefficients'!$B$2/'Mass attenuation coefficients'!$A$2)","v":9.7176803965199995E-2},{"$f":"_xlfn.IFNA(INDEX('Shultis Faw'!$C$2:$C$26,MATCH($C150,'Shultis Faw'!$A$2:$A$26,1))+($C150-INDEX('Shultis Faw'!$A$2:$A$26,MATCH($C150,'Shultis Faw'!$A$2:$A$26,1)))*(INDEX('Shultis Faw'!$C$2:$C$26,MATCH($C150,'Shultis Faw'!$A$2:$A$26,1)+1)-INDEX('Shultis Faw'!$C$2:$C$26,MATCH($C150,'Shultis Faw'!$A$2:$A$26,1)))/(INDEX('Shultis Faw'!$A$2:$A$26,MATCH($C150,'Shultis Faw'!$A$2:$A$26,1)+1)-INDEX('Shultis Faw'!$A$2:$A$26,MATCH($C150,'Shultis Faw'!$A$2:$A$26,1))),$C150*'Shultis Faw'!$C$2/'Shultis Faw'!$A$2)","v":2.5103871999999998},{"$f":"_xlfn.IFNA(INDEX('Shultis Faw'!$D$2:$D$26,MATCH($C150,'Shultis Faw'!$A$2:$A$26,1))+($C150-INDEX('Shultis Faw'!$A$2:$A$26,MATCH($C150,'Shultis Faw'!$A$2:$A$26,1)))*(INDEX('Shultis Faw'!$D$2:$D$26,MATCH($C150,'Shultis Faw'!$A$2:$A$26,1)+1)-INDEX('Shultis Faw'!$D$2:$D$26,MATCH($C150,'Shultis Faw'!$A$2:$A$26,1)))/(INDEX('Shultis Faw'!$A$2:$A$26,MATCH($C150,'Shultis Faw'!$A$2:$A$26,1)+1)-INDEX('Shultis Faw'!$A$2:$A$26,MATCH($C150,'Shultis Faw'!$A$2:$A$26,1))),$C150*'Shultis Faw'!$D$2/'Shultis Faw'!$A$2)","v":1.7735307200000001},{"$f":"_xlfn.IFNA(INDEX('Shultis Faw'!$B$2:$B$26,MATCH($C150,'Shultis Faw'!$A$2:$A$26,1))+($C150-INDEX('Shultis Faw'!$A$2:$A$26,MATCH($C150,'Shultis Faw'!$A$2:$A$26,1)))*(INDEX('Shultis Faw'!$B$2:$B$26,MATCH($C150,'Shultis Faw'!$A$2:$A$26,1)+1)-INDEX('Shultis Faw'!$B$2:$B$26,MATCH($C150,'Shultis Faw'!$A$2:$A$26,1)))/(INDEX('Shultis Faw'!$A$2:$A$26,MATCH($C150,'Shultis Faw'!$A$2:$A$26,1)+1)-INDEX('Shultis Faw'!$A$2:$A$26,MATCH($C150,'Shultis Faw'!$A$2:$A$26,1))),$C150*'Shultis Faw'!$B$2/'Shultis Faw'!$A$2)","v":-0.13590888000000001},{"$f":"_xlfn.IFNA(INDEX('Shultis Faw'!$E$2:$E$26,MATCH($C150,'Shultis Faw'!$A$2:$A$26,1))+($C150-INDEX('Shultis Faw'!$A$2:$A$26,MATCH($C150,'Shultis Faw'!$A$2:$A$26,1)))*(INDEX('Shultis Faw'!$E$2:$E$26,MATCH($C150,'Shultis Faw'!$A$2:$A$26,1)+1)-INDEX('Shultis Faw'!$E$2:$E$26,MATCH($C150,'Shultis Faw'!$A$2:$A$26,1)))/(INDEX('Shultis Faw'!$A$2:$A$26,MATCH($C150,'Shultis Faw'!$A$2:$A$26,1)+1)-INDEX('Shultis Faw'!$A$2:$A$26,MATCH($C150,'Shultis Faw'!$A$2:$A$26,1))),$C150*'Shultis Faw'!$E$2/'Shultis Faw'!$A$2)","v":5.4918108E-2},{"$f":"_xlfn.IFNA(INDEX('Shultis Faw'!$F$2:$F$26,MATCH($C150,'Shultis Faw'!$A$2:$A$26,1))+($C150-INDEX('Shultis Faw'!$A$2:$A$26,MATCH($C150,'Shultis Faw'!$A$2:$A$26,1)))*(INDEX('Shultis Faw'!$F$2:$F$26,MATCH($C150,'Shultis Faw'!$A$2:$A$26,1)+1)-INDEX('Shultis Faw'!$F$2:$F$26,MATCH($C150,'Shultis Faw'!$A$2:$A$26,1)))/(INDEX('Shultis Faw'!$A$2:$A$26,MATCH($C150,'Shultis Faw'!$A$2:$A$26,1)+1)-INDEX('Shultis Faw'!$A$2:$A$26,MATCH($C150,'Shultis Faw'!$A$2:$A$26,1))),$C150*'Shultis Faw'!$F$2/'Shultis Faw'!$A$2)","v":14.3241572},{"$f":"J150*(H150*'Externe blootstelling'!$D$23/2)^K150+L150*(TANH(((H150*'Externe blootstelling'!$D$23)/(2*M150))-2)-TANH(-2))/(1-TANH(-2))","v":1.6852096207702327},{"$f":"IF(N150=1,1+(I150-1)*H150*'Externe blootstelling'!$D$23/2,1+(I150-1)*(N150^(H150*'Externe blootstelling'!$D$23/2)-1)/(N150-1))","v":3.5125291822265243},{"$f":"G150*EXP(-H150*'Externe blootstelling'!$D$23/2)*O150","v":5.5451475400334477E-4}]
[null," g ",0.493508,7.8961279999999996E-14,8.9999999999999992E-5,{"$f":"_xlfn.IFNA(INDEX('hp (pSv cm2)'!$B$2:$B$52,MATCH($C151,'hp (pSv cm2)'!$A$2:$A$52,1))+($C151-INDEX('hp (pSv cm2)'!$A$2:$A$52,MATCH($C151,'hp (pSv cm2)'!$A$2:$A$52,1)))*(INDEX('hp (pSv cm2)'!$B$2:$B$52,MATCH($C151,'hp (pSv cm2)'!$A$2:$A$52,1)+1)-INDEX('hp (pSv cm2)'!$B$2:$B$52,MATCH($C151,'hp (pSv cm2)'!$A$2:$A$52,1)))/(INDEX('hp (pSv cm2)'!$A$2:$A$52,MATCH($C151,'hp (pSv cm2)'!$A$2:$A$52,1)+1)-INDEX('hp (pSv cm2)'!$A$2:$A$52,MATCH($C151,'hp (pSv cm2)'!$A$2:$A$52,1))),$C151*'hp (pSv cm2)'!$B$2/'hp (pSv cm2)'!$A$2)","v":2.4394876000000001},2.1955388399999998E-4,{"$f":"_xlfn.IFNA(0.997*(INDEX('Mass attenuation coefficients'!$B$2:$B$37,MATCH($C151,'Mass attenuation coefficients'!$A$2:$A$37,1))+($C151-INDEX('Mass attenuation coefficients'!$A$2:$A$37,MATCH($C151,'Mass attenuation coefficients'!$A$2:$A$37,1)))*(INDEX('Mass attenuation coefficients'!$B$2:$B$37,MATCH($C151,'Mass attenuation coefficients'!$A$2:$A$37,1)+1)-INDEX('Mass attenuation coefficients'!$B$2:$B$37,MATCH($C151,'Mass attenuation coefficients'!$A$2:$A$37,1)))/(INDEX('Mass attenuation coefficients'!$A$2:$A$37,MATCH($C151,'Mass attenuation coefficients'!$A$2:$A$37,1)+1)-INDEX('Mass attenuation coefficients'!$A$2:$A$37,MATCH($C151,'Mass attenuation coefficients'!$A$2:$A$37,1)))),0.997*$C151*'Mass attenuation coefficients'!$B$2/'Mass attenuation coefficients'!$A$2)","v":9.7176803965199995E-2},{"$f":"_xlfn.IFNA(INDEX('Shultis Faw'!$C$2:$C$26,MATCH($C151,'Shultis Faw'!$A$2:$A$26,1))+($C151-INDEX('Shultis Faw'!$A$2:$A$26,MATCH($C151,'Shultis Faw'!$A$2:$A$26,1)))*(INDEX('Shultis Faw'!$C$2:$C$26,MATCH($C151,'Shultis Faw'!$A$2:$A$26,1)+1)-INDEX('Shultis Faw'!$C$2:$C$26,MATCH($C151,'Shultis Faw'!$A$2:$A$26,1)))/(INDEX('Shultis Faw'!$A$2:$A$26,MATCH($C151,'Shultis Faw'!$A$2:$A$26,1)+1)-INDEX('Shultis Faw'!$A$2:$A$26,MATCH($C151,'Shultis Faw'!$A$2:$A$26,1))),$C151*'Shultis Faw'!$C$2/'Shultis Faw'!$A$2)","v":2.5103871999999998},{"$f":"_xlfn.IFNA(INDEX('Shultis Faw'!$D$2:$D$26,MATCH($C151,'Shultis Faw'!$A$2:$A$26,1))+($C151-INDEX('Shultis Faw'!$A$2:$A$26,MATCH($C151,'Shultis Faw'!$A$2:$A$26,1)))*(INDEX('Shultis Faw'!$D$2:$D$26,MATCH($C151,'Shultis Faw'!$A$2:$A$26,1)+1)-INDEX('Shultis Faw'!$D$2:$D$26,MATCH($C151,'Shultis Faw'!$A$2:$A$26,1)))/(INDEX('Shultis Faw'!$A$2:$A$26,MATCH($C151,'Shultis Faw'!$A$2:$A$26,1)+1)-INDEX('Shultis Faw'!$A$2:$A$26,MATCH($C151,'Shultis Faw'!$A$2:$A$26,1))),$C151*'Shultis Faw'!$D$2/'Shultis Faw'!$A$2)","v":1.7735307200000001},{"$f":"_xlfn.IFNA(INDEX('Shultis Faw'!$B$2:$B$26,MATCH($C151,'Shultis Faw'!$A$2:$A$26,1))+($C151-INDEX('Shultis Faw'!$A$2:$A$26,MATCH($C151,'Shultis Faw'!$A$2:$A$26,1)))*(INDEX('Shultis Faw'!$B$2:$B$26,MATCH($C151,'Shultis Faw'!$A$2:$A$26,1)+1)-INDEX('Shultis Faw'!$B$2:$B$26,MATCH($C151,'Shultis Faw'!$A$2:$A$26,1)))/(INDEX('Shultis Faw'!$A$2:$A$26,MATCH($C151,'Shultis Faw'!$A$2:$A$26,1)+1)-INDEX('Shultis Faw'!$A$2:$A$26,MATCH($C151,'Shultis Faw'!$A$2:$A$26,1))),$C151*'Shultis Faw'!$B$2/'Shultis Faw'!$A$2)","v":-0.13590888000000001},{"$f":"_xlfn.IFNA(INDEX('Shultis Faw'!$E$2:$E$26,MATCH($C151,'Shultis Faw'!$A$2:$A$26,1))+($C151-INDEX('Shultis Faw'!$A$2:$A$26,MATCH($C151,'Shultis Faw'!$A$2:$A$26,1)))*(INDEX('Shultis Faw'!$E$2:$E$26,MATCH($C151,'Shultis Faw'!$A$2:$A$26,1)+1)-INDEX('Shultis Faw'!$E$2:$E$26,MATCH($C151,'Shultis Faw'!$A$2:$A$26,1)))/(INDEX('Shultis Faw'!$A$2:$A$26,MATCH($C151,'Shultis Faw'!$A$2:$A$26,1)+1)-INDEX('Shultis Faw'!$A$2:$A$26,MATCH($C151,'Shultis Faw'!$A$2:$A$26,1))),$C151*'Shultis Faw'!$E$2/'Shultis Faw'!$A$2)","v":5.4918108E-2},{"$f":"_xlfn.IFNA(INDEX('Shultis Faw'!$F$2:$F$26,MATCH($C151,'Shultis Faw'!$A$2:$A$26,1))+($C151-INDEX('Shultis Faw'!$A$2:$A$26,MATCH($C151,'Shultis Faw'!$A$2:$A$26,1)))*(INDEX('Shultis Faw'!$F$2:$F$26,MATCH($C151,'Shultis Faw'!$A$2:$A$26,1)+1)-INDEX('Shultis Faw'!$F$2:$F$26,MATCH($C151,'Shultis Faw'!$A$2:$A$26,1)))/(INDEX('Shultis Faw'!$A$2:$A$26,MATCH($C151,'Shultis Faw'!$A$2:$A$26,1)+1)-INDEX('Shultis Faw'!$A$2:$A$26,MATCH($C151,'Shultis Faw'!$A$2:$A$26,1))),$C151*'Shultis Faw'!$F$2/'Shultis Faw'!$A$2)","v":14.3241572},{"$f":"J151*(H151*'Externe blootstelling'!$D$23/2)^K151+L151*(TANH(((H151*'Externe blootstelling'!$D$23)/(2*M151))-2)-TANH(-2))/(1-TANH(-2))","v":1.6852096207702327},{"$f":"IF(N151=1,1+(I151-1)*H151*'Externe blootstelling'!$D$23/2,1+(I151-1)*(N151^(H151*'Externe blootstelling'!$D$23/2)-1)/(N151-1))","v":3.5125291822265243},{"$f":"G151*EXP(-H151*'Externe blootstelling'!$D$23/2)*O151","v":1.7951916496511159E-4}]
[null," g ",0.49639,7.9422400000000001E-14,4.1999999999999998E-5,{"$f":"_xlfn.IFNA(INDEX('hp (pSv cm2)'!$B$2:$B$52,MATCH($C152,'hp (pSv cm2)'!$A$2:$A$52,1))+($C152-INDEX('hp (pSv cm2)'!$A$2:$A$52,MATCH($C152,'hp (pSv cm2)'!$A$2:$A$52,1)))*(INDEX('hp (pSv cm2)'!$B$2:$B$52,MATCH($C152,'hp (pSv cm2)'!$A$2:$A$52,1)+1)-INDEX('hp (pSv cm2)'!$B$2:$B$52,MATCH($C152,'hp (pSv cm2)'!$A$2:$A$52,1)))/(INDEX('hp (pSv cm2)'!$A$2:$A$52,MATCH($C152,'hp (pSv cm2)'!$A$2:$A$52,1)+1)-INDEX('hp (pSv cm2)'!$A$2:$A$52,MATCH($C152,'hp (pSv cm2)'!$A$2:$A$52,1))),$C152*'hp (pSv cm2)'!$B$2/'hp (pSv cm2)'!$A$2)","v":2.453033},1.0302738599999999E-4,{"$f":"_xlfn.IFNA(0.997*(INDEX('Mass attenuation coefficients'!$B$2:$B$37,MATCH($C152,'Mass attenuation coefficients'!$A$2:$A$37,1))+($C152-INDEX('Mass attenuation coefficients'!$A$2:$A$37,MATCH($C152,'Mass attenuation coefficients'!$A$2:$A$37,1)))*(INDEX('Mass attenuation coefficients'!$B$2:$B$37,MATCH($C152,'Mass attenuation coefficients'!$A$2:$A$37,1)+1)-INDEX('Mass attenuation coefficients'!$B$2:$B$37,MATCH($C152,'Mass attenuation coefficients'!$A$2:$A$37,1)))/(INDEX('Mass attenuation coefficients'!$A$2:$A$37,MATCH($C152,'Mass attenuation coefficients'!$A$2:$A$37,1)+1)-INDEX('Mass attenuation coefficients'!$A$2:$A$37,MATCH($C152,'Mass attenuation coefficients'!$A$2:$A$37,1)))),0.997*$C152*'Mass attenuation coefficients'!$B$2/'Mass attenuation coefficients'!$A$2)","v":9.6911593391E-2},{"$f":"_xlfn.IFNA(INDEX('Shultis Faw'!$C$2:$C$26,MATCH($C152,'Shultis Faw'!$A$2:$A$26,1))+($C152-INDEX('Shultis Faw'!$A$2:$A$26,MATCH($C152,'Shultis Faw'!$A$2:$A$26,1)))*(INDEX('Shultis Faw'!$C$2:$C$26,MATCH($C152,'Shultis Faw'!$A$2:$A$26,1)+1)-INDEX('Shultis Faw'!$C$2:$C$26,MATCH($C152,'Shultis Faw'!$A$2:$A$26,1)))/(INDEX('Shultis Faw'!$A$2:$A$26,MATCH($C152,'Shultis Faw'!$A$2:$A$26,1)+1)-INDEX('Shultis Faw'!$A$2:$A$26,MATCH($C152,'Shultis Faw'!$A$2:$A$26,1))),$C152*'Shultis Faw'!$C$2/'Shultis Faw'!$A$2)","v":2.505776},{"$f":"_xlfn.IFNA(INDEX('Shultis Faw'!$D$2:$D$26,MATCH($C152,'Shultis Faw'!$A$2:$A$26,1))+($C152-INDEX('Shultis Faw'!$A$2:$A$26,MATCH($C152,'Shultis Faw'!$A$2:$A$26,1)))*(INDEX('Shultis Faw'!$D$2:$D$26,MATCH($C152,'Shultis Faw'!$A$2:$A$26,1)+1)-INDEX('Shultis Faw'!$D$2:$D$26,MATCH($C152,'Shultis Faw'!$A$2:$A$26,1)))/(INDEX('Shultis Faw'!$A$2:$A$26,MATCH($C152,'Shultis Faw'!$A$2:$A$26,1)+1)-INDEX('Shultis Faw'!$A$2:$A$26,MATCH($C152,'Shultis Faw'!$A$2:$A$26,1))),$C152*'Shultis Faw'!$D$2/'Shultis Faw'!$A$2)","v":1.7701876000000001},{"$f":"_xlfn.IFNA(INDEX('Shultis Faw'!$B$2:$B$26,MATCH($C152,'Shultis Faw'!$A$2:$A$26,1))+($C152-INDEX('Shultis Faw'!$A$2:$A$26,MATCH($C152,'Shultis Faw'!$A$2:$A$26,1)))*(INDEX('Shultis Faw'!$B$2:$B$26,MATCH($C152,'Shultis Faw'!$A$2:$A$26,1)+1)-INDEX('Shultis Faw'!$B$2:$B$26,MATCH($C152,'Shultis Faw'!$A$2:$A$26,1)))/(INDEX('Shultis Faw'!$A$2:$A$26,MATCH($C152,'Shultis Faw'!$A$2:$A$26,1)+1)-INDEX('Shultis Faw'!$A$2:$A$26,MATCH($C152,'Shultis Faw'!$A$2:$A$26,1))),$C152*'Shultis Faw'!$B$2/'Shultis Faw'!$A$2)","v":-0.1355054},{"$f":"_xlfn.IFNA(INDEX('Shultis Faw'!$E$2:$E$26,MATCH($C152,'Shultis Faw'!$A$2:$A$26,1))+($C152-INDEX('Shultis Faw'!$A$2:$A$26,MATCH($C152,'Shultis Faw'!$A$2:$A$26,1)))*(INDEX('Shultis Faw'!$E$2:$E$26,MATCH($C152,'Shultis Faw'!$A$2:$A$26,1)+1)-INDEX('Shultis Faw'!$E$2:$E$26,MATCH($C152,'Shultis Faw'!$A$2:$A$26,1)))/(INDEX('Shultis Faw'!$A$2:$A$26,MATCH($C152,'Shultis Faw'!$A$2:$A$26,1)+1)-INDEX('Shultis Faw'!$A$2:$A$26,MATCH($C152,'Shultis Faw'!$A$2:$A$26,1))),$C152*'Shultis Faw'!$E$2/'Shultis Faw'!$A$2)","v":5.4776890000000002E-2},{"$f":"_xlfn.IFNA(INDEX('Shultis Faw'!$F$2:$F$26,MATCH($C152,'Shultis Faw'!$A$2:$A$26,1))+($C152-INDEX('Shultis Faw'!$A$2:$A$26,MATCH($C152,'Shultis Faw'!$A$2:$A$26,1)))*(INDEX('Shultis Faw'!$F$2:$F$26,MATCH($C152,'Shultis Faw'!$A$2:$A$26,1)+1)-INDEX('Shultis Faw'!$F$2:$F$26,MATCH($C152,'Shultis Faw'!$A$2:$A$26,1)))/(INDEX('Shultis Faw'!$A$2:$A$26,MATCH($C152,'Shultis Faw'!$A$2:$A$26,1)+1)-INDEX('Shultis Faw'!$A$2:$A$26,MATCH($C152,'Shultis Faw'!$A$2:$A$26,1))),$C152*'Shultis Faw'!$F$2/'Shultis Faw'!$A$2)","v":14.326751},{"$f":"J152*(H152*'Externe blootstelling'!$D$23/2)^K152+L152*(TANH(((H152*'Externe blootstelling'!$D$23)/(2*M152))-2)-TANH(-2))/(1-TANH(-2))","v":1.682910870636722},{"$f":"IF(N152=1,1+(I152-1)*H152*'Externe blootstelling'!$D$23/2,1+(I152-1)*(N152^(H152*'Externe blootstelling'!$D$23/2)-1)/(N152-1))","v":3.4941708629796717},{"$f":"G152*EXP(-H152*'Externe blootstelling'!$D$23/2)*O152","v":8.4134528528361082E-5}]
[null," g ",0.49639,7.9422400000000001E-14,4.8999999999999998E-5,{"$f":"_xlfn.IFNA(INDEX('hp (pSv cm2)'!$B$2:$B$52,MATCH($C153,'hp (pSv cm2)'!$A$2:$A$52,1))+($C153-INDEX('hp (pSv cm2)'!$A$2:$A$52,MATCH($C153,'hp (pSv cm2)'!$A$2:$A$52,1)))*(INDEX('hp (pSv cm2)'!$B$2:$B$52,MATCH($C153,'hp (pSv cm2)'!$A$2:$A$52,1)+1)-INDEX('hp (pSv cm2)'!$B$2:$B$52,MATCH($C153,'hp (pSv cm2)'!$A$2:$A$52,1)))/(INDEX('hp (pSv cm2)'!$A$2:$A$52,MATCH($C153,'hp (pSv cm2)'!$A$2:$A$52,1)+1)-INDEX('hp (pSv cm2)'!$A$2:$A$52,MATCH($C153,'hp (pSv cm2)'!$A$2:$A$52,1))),$C153*'hp (pSv cm2)'!$B$2/'hp (pSv cm2)'!$A$2)","v":2.453033},1.2019861699999999E-4,{"$f":"_xlfn.IFNA(0.997*(INDEX('Mass attenuation coefficients'!$B$2:$B$37,MATCH($C153,'Mass attenuation coefficients'!$A$2:$A$37,1))+($C153-INDEX('Mass attenuation coefficients'!$A$2:$A$37,MATCH($C153,'Mass attenuation coefficients'!$A$2:$A$37,1)))*(INDEX('Mass attenuation coefficients'!$B$2:$B$37,MATCH($C153,'Mass attenuation coefficients'!$A$2:$A$37,1)+1)-INDEX('Mass attenuation coefficients'!$B$2:$B$37,MATCH($C153,'Mass attenuation coefficients'!$A$2:$A$37,1)))/(INDEX('Mass attenuation coefficients'!$A$2:$A$37,MATCH($C153,'Mass attenuation coefficients'!$A$2:$A$37,1)+1)-INDEX('Mass attenuation coefficients'!$A$2:$A$37,MATCH($C153,'Mass attenuation coefficients'!$A$2:$A$37,1)))),0.997*$C153*'Mass attenuation coefficients'!$B$2/'Mass attenuation coefficients'!$A$2)","v":9.6911593391E-2},{"$f":"_xlfn.IFNA(INDEX('Shultis Faw'!$C$2:$C$26,MATCH($C153,'Shultis Faw'!$A$2:$A$26,1))+($C153-INDEX('Shultis Faw'!$A$2:$A$26,MATCH($C153,'Shultis Faw'!$A$2:$A$26,1)))*(INDEX('Shultis Faw'!$C$2:$C$26,MATCH($C153,'Shultis Faw'!$A$2:$A$26,1)+1)-INDEX('Shultis Faw'!$C$2:$C$26,MATCH($C153,'Shultis Faw'!$A$2:$A$26,1)))/(INDEX('Shultis Faw'!$A$2:$A$26,MATCH($C153,'Shultis Faw'!$A$2:$A$26,1)+1)-INDEX('Shultis Faw'!$A$2:$A$26,MATCH($C153,'Shultis Faw'!$A$2:$A$26,1))),$C153*'Shultis Faw'!$C$2/'Shultis Faw'!$A$2)","v":2.505776},{"$f":"_xlfn.IFNA(INDEX('Shultis Faw'!$D$2:$D$26,MATCH($C153,'Shultis Faw'!$A$2:$A$26,1))+($C153-INDEX('Shultis Faw'!$A$2:$A$26,MATCH($C153,'Shultis Faw'!$A$2:$A$26,1)))*(INDEX('Shultis Faw'!$D$2:$D$26,MATCH($C153,'Shultis Faw'!$A$2:$A$26,1)+1)-INDEX('Shultis Faw'!$D$2:$D$26,MATCH($C153,'Shultis Faw'!$A$2:$A$26,1)))/(INDEX('Shultis Faw'!$A$2:$A$26,MATCH($C153,'Shultis Faw'!$A$2:$A$26,1)+1)-INDEX('Shultis Faw'!$A$2:$A$26,MATCH($C153,'Shultis Faw'!$A$2:$A$26,1))),$C153*'Shultis Faw'!$D$2/'Shultis Faw'!$A$2)","v":1.7701876000000001},{"$f":"_xlfn.IFNA(INDEX('Shultis Faw'!$B$2:$B$26,MATCH($C153,'Shultis Faw'!$A$2:$A$26,1))+($C153-INDEX('Shultis Faw'!$A$2:$A$26,MATCH($C153,'Shultis Faw'!$A$2:$A$26,1)))*(INDEX('Shultis Faw'!$B$2:$B$26,MATCH($C153,'Shultis Faw'!$A$2:$A$26,1)+1)-INDEX('Shultis Faw'!$B$2:$B$26,MATCH($C153,'Shultis Faw'!$A$2:$A$26,1)))/(INDEX('Shultis Faw'!$A$2:$A$26,MATCH($C153,'Shultis Faw'!$A$2:$A$26,1)+1)-INDEX('Shultis Faw'!$A$2:$A$26,MATCH($C153,'Shultis Faw'!$A$2:$A$26,1))),$C153*'Shultis Faw'!$B$2/'Shultis Faw'!$A$2)","v":-0.1355054},{"$f":"_xlfn.IFNA(INDEX('Shultis Faw'!$E$2:$E$26,MATCH($C153,'Shultis Faw'!$A$2:$A$26,1))+($C153-INDEX('Shultis Faw'!$A$2:$A$26,MATCH($C153,'Shultis Faw'!$A$2:$A$26,1)))*(INDEX('Shultis Faw'!$E$2:$E$26,MATCH($C153,'Shultis Faw'!$A$2:$A$26,1)+1)-INDEX('Shultis Faw'!$E$2:$E$26,MATCH($C153,'Shultis Faw'!$A$2:$A$26,1)))/(INDEX('Shultis Faw'!$A$2:$A$26,MATCH($C153,'Shultis Faw'!$A$2:$A$26,1)+1)-INDEX('Shultis Faw'!$A$2:$A$26,MATCH($C153,'Shultis Faw'!$A$2:$A$26,1))),$C153*'Shultis Faw'!$E$2/'Shultis Faw'!$A$2)","v":5.4776890000000002E-2},{"$f":"_xlfn.IFNA(INDEX('Shultis Faw'!$F$2:$F$26,MATCH($C153,'Shultis Faw'!$A$2:$A$26,1))+($C153-INDEX('Shultis Faw'!$A$2:$A$26,MATCH($C153,'Shultis Faw'!$A$2:$A$26,1)))*(INDEX('Shultis Faw'!$F$2:$F$26,MATCH($C153,'Shultis Faw'!$A$2:$A$26,1)+1)-INDEX('Shultis Faw'!$F$2:$F$26,MATCH($C153,'Shultis Faw'!$A$2:$A$26,1)))/(INDEX('Shultis Faw'!$A$2:$A$26,MATCH($C153,'Shultis Faw'!$A$2:$A$26,1)+1)-INDEX('Shultis Faw'!$A$2:$A$26,MATCH($C153,'Shultis Faw'!$A$2:$A$26,1))),$C153*'Shultis Faw'!$F$2/'Shultis Faw'!$A$2)","v":14.326751},{"$f":"J153*(H153*'Externe blootstelling'!$D$23/2)^K153+L153*(TANH(((H153*'Externe blootstelling'!$D$23)/(2*M153))-2)-TANH(-2))/(1-TANH(-2))","v":1.682910870636722},{"$f":"IF(N153=1,1+(I153-1)*H153*'Externe blootstelling'!$D$23/2,1+(I153-1)*(N153^(H153*'Externe blootstelling'!$D$23/2)-1)/(N153-1))","v":3.4941708629796717},{"$f":"G153*EXP(-H153*'Externe blootstelling'!$D$23/2)*O153","v":9.8156949949754601E-5}]
[null," g ",0.50347399999999998,8.0555839999999991E-14,1.5329999999999999E-3,{"$f":"_xlfn.IFNA(INDEX('hp (pSv cm2)'!$B$2:$B$52,MATCH($C154,'hp (pSv cm2)'!$A$2:$A$52,1))+($C154-INDEX('hp (pSv cm2)'!$A$2:$A$52,MATCH($C154,'hp (pSv cm2)'!$A$2:$A$52,1)))*(INDEX('hp (pSv cm2)'!$B$2:$B$52,MATCH($C154,'hp (pSv cm2)'!$A$2:$A$52,1)+1)-INDEX('hp (pSv cm2)'!$B$2:$B$52,MATCH($C154,'hp (pSv cm2)'!$A$2:$A$52,1)))/(INDEX('hp (pSv cm2)'!$A$2:$A$52,MATCH($C154,'hp (pSv cm2)'!$A$2:$A$52,1)+1)-INDEX('hp (pSv cm2)'!$A$2:$A$52,MATCH($C154,'hp (pSv cm2)'!$A$2:$A$52,1))),$C154*'hp (pSv cm2)'!$B$2/'hp (pSv cm2)'!$A$2)","v":2.4852856000000001},3.8099428247999998E-3,{"$f":"_xlfn.IFNA(0.997*(INDEX('Mass attenuation coefficients'!$B$2:$B$37,MATCH($C154,'Mass attenuation coefficients'!$A$2:$A$37,1))+($C154-INDEX('Mass attenuation coefficients'!$A$2:$A$37,MATCH($C154,'Mass attenuation coefficients'!$A$2:$A$37,1)))*(INDEX('Mass attenuation coefficients'!$B$2:$B$37,MATCH($C154,'Mass attenuation coefficients'!$A$2:$A$37,1)+1)-INDEX('Mass attenuation coefficients'!$B$2:$B$37,MATCH($C154,'Mass attenuation coefficients'!$A$2:$A$37,1)))/(INDEX('Mass attenuation coefficients'!$A$2:$A$37,MATCH($C154,'Mass attenuation coefficients'!$A$2:$A$37,1)+1)-INDEX('Mass attenuation coefficients'!$A$2:$A$37,MATCH($C154,'Mass attenuation coefficients'!$A$2:$A$37,1)))),0.997*$C154*'Mass attenuation coefficients'!$B$2/'Mass attenuation coefficients'!$A$2)","v":9.6326202448200005E-2},{"$f":"_xlfn.IFNA(INDEX('Shultis Faw'!$C$2:$C$26,MATCH($C154,'Shultis Faw'!$A$2:$A$26,1))+($C154-INDEX('Shultis Faw'!$A$2:$A$26,MATCH($C154,'Shultis Faw'!$A$2:$A$26,1)))*(INDEX('Shultis Faw'!$C$2:$C$26,MATCH($C154,'Shultis Faw'!$A$2:$A$26,1)+1)-INDEX('Shultis Faw'!$C$2:$C$26,MATCH($C154,'Shultis Faw'!$A$2:$A$26,1)))/(INDEX('Shultis Faw'!$A$2:$A$26,MATCH($C154,'Shultis Faw'!$A$2:$A$26,1)+1)-INDEX('Shultis Faw'!$A$2:$A$26,MATCH($C154,'Shultis Faw'!$A$2:$A$26,1))),$C154*'Shultis Faw'!$C$2/'Shultis Faw'!$A$2)","v":2.4957269800000002},{"$f":"_xlfn.IFNA(INDEX('Shultis Faw'!$D$2:$D$26,MATCH($C154,'Shultis Faw'!$A$2:$A$26,1))+($C154-INDEX('Shultis Faw'!$A$2:$A$26,MATCH($C154,'Shultis Faw'!$A$2:$A$26,1)))*(INDEX('Shultis Faw'!$D$2:$D$26,MATCH($C154,'Shultis Faw'!$A$2:$A$26,1)+1)-INDEX('Shultis Faw'!$D$2:$D$26,MATCH($C154,'Shultis Faw'!$A$2:$A$26,1)))/(INDEX('Shultis Faw'!$A$2:$A$26,MATCH($C154,'Shultis Faw'!$A$2:$A$26,1)+1)-INDEX('Shultis Faw'!$A$2:$A$26,MATCH($C154,'Shultis Faw'!$A$2:$A$26,1))),$C154*'Shultis Faw'!$D$2/'Shultis Faw'!$A$2)","v":1.76297762},{"$f":"_xlfn.IFNA(INDEX('Shultis Faw'!$B$2:$B$26,MATCH($C154,'Shultis Faw'!$A$2:$A$26,1))+($C154-INDEX('Shultis Faw'!$A$2:$A$26,MATCH($C154,'Shultis Faw'!$A$2:$A$26,1)))*(INDEX('Shultis Faw'!$B$2:$B$26,MATCH($C154,'Shultis Faw'!$A$2:$A$26,1)+1)-INDEX('Shultis Faw'!$B$2:$B$26,MATCH($C154,'Shultis Faw'!$A$2:$A$26,1)))/(INDEX('Shultis Faw'!$A$2:$A$26,MATCH($C154,'Shultis Faw'!$A$2:$A$26,1)+1)-INDEX('Shultis Faw'!$A$2:$A$26,MATCH($C154,'Shultis Faw'!$A$2:$A$26,1))),$C154*'Shultis Faw'!$B$2/'Shultis Faw'!$A$2)","v":-0.13461786000000001},{"$f":"_xlfn.IFNA(INDEX('Shultis Faw'!$E$2:$E$26,MATCH($C154,'Shultis Faw'!$A$2:$A$26,1))+($C154-INDEX('Shultis Faw'!$A$2:$A$26,MATCH($C154,'Shultis Faw'!$A$2:$A$26,1)))*(INDEX('Shultis Faw'!$E$2:$E$26,MATCH($C154,'Shultis Faw'!$A$2:$A$26,1)+1)-INDEX('Shultis Faw'!$E$2:$E$26,MATCH($C154,'Shultis Faw'!$A$2:$A$26,1)))/(INDEX('Shultis Faw'!$A$2:$A$26,MATCH($C154,'Shultis Faw'!$A$2:$A$26,1)+1)-INDEX('Shultis Faw'!$A$2:$A$26,MATCH($C154,'Shultis Faw'!$A$2:$A$26,1))),$C154*'Shultis Faw'!$E$2/'Shultis Faw'!$A$2)","v":5.4450618000000006E-2},{"$f":"_xlfn.IFNA(INDEX('Shultis Faw'!$F$2:$F$26,MATCH($C154,'Shultis Faw'!$A$2:$A$26,1))+($C154-INDEX('Shultis Faw'!$A$2:$A$26,MATCH($C154,'Shultis Faw'!$A$2:$A$26,1)))*(INDEX('Shultis Faw'!$F$2:$F$26,MATCH($C154,'Shultis Faw'!$A$2:$A$26,1)+1)-INDEX('Shultis Faw'!$F$2:$F$26,MATCH($C154,'Shultis Faw'!$A$2:$A$26,1)))/(INDEX('Shultis Faw'!$A$2:$A$26,MATCH($C154,'Shultis Faw'!$A$2:$A$26,1)+1)-INDEX('Shultis Faw'!$A$2:$A$26,MATCH($C154,'Shultis Faw'!$A$2:$A$26,1))),$C154*'Shultis Faw'!$F$2/'Shultis Faw'!$A$2)","v":14.326525999999999},{"$f":"J154*(H154*'Externe blootstelling'!$D$23/2)^K154+L154*(TANH(((H154*'Externe blootstelling'!$D$23)/(2*M154))-2)-TANH(-2))/(1-TANH(-2))","v":1.6779788661248685},{"$f":"IF(N154=1,1+(I154-1)*H154*'Externe blootstelling'!$D$23/2,1+(I154-1)*(N154^(H154*'Externe blootstelling'!$D$23/2)-1)/(N154-1))","v":3.4543022635024152},{"$f":"G154*EXP(-H154*'Externe blootstelling'!$D$23/2)*O154","v":3.1029138844595079E-3}]
[null," g",0.51100000000000001,8.1759999999999997E-14,5.4000000000000001E-4,{"$f":"_xlfn.IFNA(INDEX('hp (pSv cm2)'!$B$2:$B$52,MATCH($C155,'hp (pSv cm2)'!$A$2:$A$52,1))+($C155-INDEX('hp (pSv cm2)'!$A$2:$A$52,MATCH($C155,'hp (pSv cm2)'!$A$2:$A$52,1)))*(INDEX('hp (pSv cm2)'!$B$2:$B$52,MATCH($C155,'hp (pSv cm2)'!$A$2:$A$52,1)+1)-INDEX('hp (pSv cm2)'!$B$2:$B$52,MATCH($C155,'hp (pSv cm2)'!$A$2:$A$52,1)))/(INDEX('hp (pSv cm2)'!$A$2:$A$52,MATCH($C155,'hp (pSv cm2)'!$A$2:$A$52,1)+1)-INDEX('hp (pSv cm2)'!$A$2:$A$52,MATCH($C155,'hp (pSv cm2)'!$A$2:$A$52,1))),$C155*'hp (pSv cm2)'!$B$2/'hp (pSv cm2)'!$A$2)","v":2.5184000000000002},1.3599360000000002E-3,{"$f":"_xlfn.IFNA(0.997*(INDEX('Mass attenuation coefficients'!$B$2:$B$37,MATCH($C155,'Mass attenuation coefficients'!$A$2:$A$37,1))+($C155-INDEX('Mass attenuation coefficients'!$A$2:$A$37,MATCH($C155,'Mass attenuation coefficients'!$A$2:$A$37,1)))*(INDEX('Mass attenuation coefficients'!$B$2:$B$37,MATCH($C155,'Mass attenuation coefficients'!$A$2:$A$37,1)+1)-INDEX('Mass attenuation coefficients'!$B$2:$B$37,MATCH($C155,'Mass attenuation coefficients'!$A$2:$A$37,1)))/(INDEX('Mass attenuation coefficients'!$A$2:$A$37,MATCH($C155,'Mass attenuation coefficients'!$A$2:$A$37,1)+1)-INDEX('Mass attenuation coefficients'!$A$2:$A$37,MATCH($C155,'Mass attenuation coefficients'!$A$2:$A$37,1)))),0.997*$C155*'Mass attenuation coefficients'!$B$2/'Mass attenuation coefficients'!$A$2)","v":9.5777702299999989E-2},{"$f":"_xlfn.IFNA(INDEX('Shultis Faw'!$C$2:$C$26,MATCH($C155,'Shultis Faw'!$A$2:$A$26,1))+($C155-INDEX('Shultis Faw'!$A$2:$A$26,MATCH($C155,'Shultis Faw'!$A$2:$A$26,1)))*(INDEX('Shultis Faw'!$C$2:$C$26,MATCH($C155,'Shultis Faw'!$A$2:$A$26,1)+1)-INDEX('Shultis Faw'!$C$2:$C$26,MATCH($C155,'Shultis Faw'!$A$2:$A$26,1)))/(INDEX('Shultis Faw'!$A$2:$A$26,MATCH($C155,'Shultis Faw'!$A$2:$A$26,1)+1)-INDEX('Shultis Faw'!$A$2:$A$26,MATCH($C155,'Shultis Faw'!$A$2:$A$26,1))),$C155*'Shultis Faw'!$C$2/'Shultis Faw'!$A$2)","v":2.4864700000000002},{"$f":"_xlfn.IFNA(INDEX('Shultis Faw'!$D$2:$D$26,MATCH($C155,'Shultis Faw'!$A$2:$A$26,1))+($C155-INDEX('Shultis Faw'!$A$2:$A$26,MATCH($C155,'Shultis Faw'!$A$2:$A$26,1)))*(INDEX('Shultis Faw'!$D$2:$D$26,MATCH($C155,'Shultis Faw'!$A$2:$A$26,1)+1)-INDEX('Shultis Faw'!$D$2:$D$26,MATCH($C155,'Shultis Faw'!$A$2:$A$26,1)))/(INDEX('Shultis Faw'!$A$2:$A$26,MATCH($C155,'Shultis Faw'!$A$2:$A$26,1)+1)-INDEX('Shultis Faw'!$A$2:$A$26,MATCH($C155,'Shultis Faw'!$A$2:$A$26,1))),$C155*'Shultis Faw'!$D$2/'Shultis Faw'!$A$2)","v":1.7564299999999999},{"$f":"_xlfn.IFNA(INDEX('Shultis Faw'!$B$2:$B$26,MATCH($C155,'Shultis Faw'!$A$2:$A$26,1))+($C155-INDEX('Shultis Faw'!$A$2:$A$26,MATCH($C155,'Shultis Faw'!$A$2:$A$26,1)))*(INDEX('Shultis Faw'!$B$2:$B$26,MATCH($C155,'Shultis Faw'!$A$2:$A$26,1)+1)-INDEX('Shultis Faw'!$B$2:$B$26,MATCH($C155,'Shultis Faw'!$A$2:$A$26,1)))/(INDEX('Shultis Faw'!$A$2:$A$26,MATCH($C155,'Shultis Faw'!$A$2:$A$26,1)+1)-INDEX('Shultis Faw'!$A$2:$A$26,MATCH($C155,'Shultis Faw'!$A$2:$A$26,1))),$C155*'Shultis Faw'!$B$2/'Shultis Faw'!$A$2)","v":-0.13379000000000002},{"$f":"_xlfn.IFNA(INDEX('Shultis Faw'!$E$2:$E$26,MATCH($C155,'Shultis Faw'!$A$2:$A$26,1))+($C155-INDEX('Shultis Faw'!$A$2:$A$26,MATCH($C155,'Shultis Faw'!$A$2:$A$26,1)))*(INDEX('Shultis Faw'!$E$2:$E$26,MATCH($C155,'Shultis Faw'!$A$2:$A$26,1)+1)-INDEX('Shultis Faw'!$E$2:$E$26,MATCH($C155,'Shultis Faw'!$A$2:$A$26,1)))/(INDEX('Shultis Faw'!$A$2:$A$26,MATCH($C155,'Shultis Faw'!$A$2:$A$26,1)+1)-INDEX('Shultis Faw'!$A$2:$A$26,MATCH($C155,'Shultis Faw'!$A$2:$A$26,1))),$C155*'Shultis Faw'!$E$2/'Shultis Faw'!$A$2)","v":5.4127000000000002E-2},{"$f":"_xlfn.IFNA(INDEX('Shultis Faw'!$F$2:$F$26,MATCH($C155,'Shultis Faw'!$A$2:$A$26,1))+($C155-INDEX('Shultis Faw'!$A$2:$A$26,MATCH($C155,'Shultis Faw'!$A$2:$A$26,1)))*(INDEX('Shultis Faw'!$F$2:$F$26,MATCH($C155,'Shultis Faw'!$A$2:$A$26,1)+1)-INDEX('Shultis Faw'!$F$2:$F$26,MATCH($C155,'Shultis Faw'!$A$2:$A$26,1)))/(INDEX('Shultis Faw'!$A$2:$A$26,MATCH($C155,'Shultis Faw'!$A$2:$A$26,1)+1)-INDEX('Shultis Faw'!$A$2:$A$26,MATCH($C155,'Shultis Faw'!$A$2:$A$26,1))),$C155*'Shultis Faw'!$F$2/'Shultis Faw'!$A$2)","v":14.319000000000001},{"$f":"J155*(H155*'Externe blootstelling'!$D$23/2)^K155+L155*(TANH(((H155*'Externe blootstelling'!$D$23)/(2*M155))-2)-TANH(-2))/(1-TANH(-2))","v":1.6735325037658204},{"$f":"IF(N155=1,1+(I155-1)*H155*'Externe blootstelling'!$D$23/2,1+(I155-1)*(N155^(H155*'Externe blootstelling'!$D$23/2)-1)/(N155-1))","v":3.417740101020692},{"$f":"G155*EXP(-H155*'Externe blootstelling'!$D$23/2)*O155","v":1.1048964816305728E-3}]
[null," g ",0.52022699999999999,8.323632E-14,5.3600000000000002E-4,{"$f":"_xlfn.IFNA(INDEX('hp (pSv cm2)'!$B$2:$B$52,MATCH($C156,'hp (pSv cm2)'!$A$2:$A$52,1))+($C156-INDEX('hp (pSv cm2)'!$A$2:$A$52,MATCH($C156,'hp (pSv cm2)'!$A$2:$A$52,1)))*(INDEX('hp (pSv cm2)'!$B$2:$B$52,MATCH($C156,'hp (pSv cm2)'!$A$2:$A$52,1)+1)-INDEX('hp (pSv cm2)'!$B$2:$B$52,MATCH($C156,'hp (pSv cm2)'!$A$2:$A$52,1)))/(INDEX('hp (pSv cm2)'!$A$2:$A$52,MATCH($C156,'hp (pSv cm2)'!$A$2:$A$52,1)+1)-INDEX('hp (pSv cm2)'!$A$2:$A$52,MATCH($C156,'hp (pSv cm2)'!$A$2:$A$52,1))),$C156*'hp (pSv cm2)'!$B$2/'hp (pSv cm2)'!$A$2)","v":2.5589988000000004},1.3716233568000003E-3,{"$f":"_xlfn.IFNA(0.997*(INDEX('Mass attenuation coefficients'!$B$2:$B$37,MATCH($C156,'Mass attenuation coefficients'!$A$2:$A$37,1))+($C156-INDEX('Mass attenuation coefficients'!$A$2:$A$37,MATCH($C156,'Mass attenuation coefficients'!$A$2:$A$37,1)))*(INDEX('Mass attenuation coefficients'!$B$2:$B$37,MATCH($C156,'Mass attenuation coefficients'!$A$2:$A$37,1)+1)-INDEX('Mass attenuation coefficients'!$B$2:$B$37,MATCH($C156,'Mass attenuation coefficients'!$A$2:$A$37,1)))/(INDEX('Mass attenuation coefficients'!$A$2:$A$37,MATCH($C156,'Mass attenuation coefficients'!$A$2:$A$37,1)+1)-INDEX('Mass attenuation coefficients'!$A$2:$A$37,MATCH($C156,'Mass attenuation coefficients'!$A$2:$A$37,1)))),0.997*$C156*'Mass attenuation coefficients'!$B$2/'Mass attenuation coefficients'!$A$2)","v":9.51052320811E-2},{"$f":"_xlfn.IFNA(INDEX('Shultis Faw'!$C$2:$C$26,MATCH($C156,'Shultis Faw'!$A$2:$A$26,1))+($C156-INDEX('Shultis Faw'!$A$2:$A$26,MATCH($C156,'Shultis Faw'!$A$2:$A$26,1)))*(INDEX('Shultis Faw'!$C$2:$C$26,MATCH($C156,'Shultis Faw'!$A$2:$A$26,1)+1)-INDEX('Shultis Faw'!$C$2:$C$26,MATCH($C156,'Shultis Faw'!$A$2:$A$26,1)))/(INDEX('Shultis Faw'!$A$2:$A$26,MATCH($C156,'Shultis Faw'!$A$2:$A$26,1)+1)-INDEX('Shultis Faw'!$A$2:$A$26,MATCH($C156,'Shultis Faw'!$A$2:$A$26,1))),$C156*'Shultis Faw'!$C$2/'Shultis Faw'!$A$2)","v":2.4751207900000001},{"$f":"_xlfn.IFNA(INDEX('Shultis Faw'!$D$2:$D$26,MATCH($C156,'Shultis Faw'!$A$2:$A$26,1))+($C156-INDEX('Shultis Faw'!$A$2:$A$26,MATCH($C156,'Shultis Faw'!$A$2:$A$26,1)))*(INDEX('Shultis Faw'!$D$2:$D$26,MATCH($C156,'Shultis Faw'!$A$2:$A$26,1)+1)-INDEX('Shultis Faw'!$D$2:$D$26,MATCH($C156,'Shultis Faw'!$A$2:$A$26,1)))/(INDEX('Shultis Faw'!$A$2:$A$26,MATCH($C156,'Shultis Faw'!$A$2:$A$26,1)+1)-INDEX('Shultis Faw'!$A$2:$A$26,MATCH($C156,'Shultis Faw'!$A$2:$A$26,1))),$C156*'Shultis Faw'!$D$2/'Shultis Faw'!$A$2)","v":1.74840251},{"$f":"_xlfn.IFNA(INDEX('Shultis Faw'!$B$2:$B$26,MATCH($C156,'Shultis Faw'!$A$2:$A$26,1))+($C156-INDEX('Shultis Faw'!$A$2:$A$26,MATCH($C156,'Shultis Faw'!$A$2:$A$26,1)))*(INDEX('Shultis Faw'!$B$2:$B$26,MATCH($C156,'Shultis Faw'!$A$2:$A$26,1)+1)-INDEX('Shultis Faw'!$B$2:$B$26,MATCH($C156,'Shultis Faw'!$A$2:$A$26,1)))/(INDEX('Shultis Faw'!$A$2:$A$26,MATCH($C156,'Shultis Faw'!$A$2:$A$26,1)+1)-INDEX('Shultis Faw'!$A$2:$A$26,MATCH($C156,'Shultis Faw'!$A$2:$A$26,1))),$C156*'Shultis Faw'!$B$2/'Shultis Faw'!$A$2)","v":-0.13277503000000002},{"$f":"_xlfn.IFNA(INDEX('Shultis Faw'!$E$2:$E$26,MATCH($C156,'Shultis Faw'!$A$2:$A$26,1))+($C156-INDEX('Shultis Faw'!$A$2:$A$26,MATCH($C156,'Shultis Faw'!$A$2:$A$26,1)))*(INDEX('Shultis Faw'!$E$2:$E$26,MATCH($C156,'Shultis Faw'!$A$2:$A$26,1)+1)-INDEX('Shultis Faw'!$E$2:$E$26,MATCH($C156,'Shultis Faw'!$A$2:$A$26,1)))/(INDEX('Shultis Faw'!$A$2:$A$26,MATCH($C156,'Shultis Faw'!$A$2:$A$26,1)+1)-INDEX('Shultis Faw'!$A$2:$A$26,MATCH($C156,'Shultis Faw'!$A$2:$A$26,1))),$C156*'Shultis Faw'!$E$2/'Shultis Faw'!$A$2)","v":5.3730238999999999E-2},{"$f":"_xlfn.IFNA(INDEX('Shultis Faw'!$F$2:$F$26,MATCH($C156,'Shultis Faw'!$A$2:$A$26,1))+($C156-INDEX('Shultis Faw'!$A$2:$A$26,MATCH($C156,'Shultis Faw'!$A$2:$A$26,1)))*(INDEX('Shultis Faw'!$F$2:$F$26,MATCH($C156,'Shultis Faw'!$A$2:$A$26,1)+1)-INDEX('Shultis Faw'!$F$2:$F$26,MATCH($C156,'Shultis Faw'!$A$2:$A$26,1)))/(INDEX('Shultis Faw'!$A$2:$A$26,MATCH($C156,'Shultis Faw'!$A$2:$A$26,1)+1)-INDEX('Shultis Faw'!$A$2:$A$26,MATCH($C156,'Shultis Faw'!$A$2:$A$26,1))),$C156*'Shultis Faw'!$F$2/'Shultis Faw'!$A$2)","v":14.309773},{"$f":"J156*(H156*'Externe blootstelling'!$D$23/2)^K156+L156*(TANH(((H156*'Externe blootstelling'!$D$23)/(2*M156))-2)-TANH(-2))/(1-TANH(-2))","v":1.6680540238202666},{"$f":"IF(N156=1,1+(I156-1)*H156*'Externe blootstelling'!$D$23/2,1+(I156-1)*(N156^(H156*'Externe blootstelling'!$D$23/2)-1)/(N156-1))","v":3.3735033075855769},{"$f":"G156*EXP(-H156*'Externe blootstelling'!$D$23/2)*O156","v":1.1111197055939975E-3}]
[null," g ",0.52312999999999998,8.3700799999999994E-14,1.13E-4,{"$f":"_xlfn.IFNA(INDEX('hp (pSv cm2)'!$B$2:$B$52,MATCH($C157,'hp (pSv cm2)'!$A$2:$A$52,1))+($C157-INDEX('hp (pSv cm2)'!$A$2:$A$52,MATCH($C157,'hp (pSv cm2)'!$A$2:$A$52,1)))*(INDEX('hp (pSv cm2)'!$B$2:$B$52,MATCH($C157,'hp (pSv cm2)'!$A$2:$A$52,1)+1)-INDEX('hp (pSv cm2)'!$B$2:$B$52,MATCH($C157,'hp (pSv cm2)'!$A$2:$A$52,1)))/(INDEX('hp (pSv cm2)'!$A$2:$A$52,MATCH($C157,'hp (pSv cm2)'!$A$2:$A$52,1)+1)-INDEX('hp (pSv cm2)'!$A$2:$A$52,MATCH($C157,'hp (pSv cm2)'!$A$2:$A$52,1))),$C157*'hp (pSv cm2)'!$B$2/'hp (pSv cm2)'!$A$2)","v":2.5717720000000002},2.9061023599999999E-4,{"$f":"_xlfn.IFNA(0.997*(INDEX('Mass attenuation coefficients'!$B$2:$B$37,MATCH($C157,'Mass attenuation coefficients'!$A$2:$A$37,1))+($C157-INDEX('Mass attenuation coefficients'!$A$2:$A$37,MATCH($C157,'Mass attenuation coefficients'!$A$2:$A$37,1)))*(INDEX('Mass attenuation coefficients'!$B$2:$B$37,MATCH($C157,'Mass attenuation coefficients'!$A$2:$A$37,1)+1)-INDEX('Mass attenuation coefficients'!$B$2:$B$37,MATCH($C157,'Mass attenuation coefficients'!$A$2:$A$37,1)))/(INDEX('Mass attenuation coefficients'!$A$2:$A$37,MATCH($C157,'Mass attenuation coefficients'!$A$2:$A$37,1)+1)-INDEX('Mass attenuation coefficients'!$A$2:$A$37,MATCH($C157,'Mass attenuation coefficients'!$A$2:$A$37,1)))),0.997*$C157*'Mass attenuation coefficients'!$B$2/'Mass attenuation coefficients'!$A$2)","v":9.4893659408999992E-2},{"$f":"_xlfn.IFNA(INDEX('Shultis Faw'!$C$2:$C$26,MATCH($C157,'Shultis Faw'!$A$2:$A$26,1))+($C157-INDEX('Shultis Faw'!$A$2:$A$26,MATCH($C157,'Shultis Faw'!$A$2:$A$26,1)))*(INDEX('Shultis Faw'!$C$2:$C$26,MATCH($C157,'Shultis Faw'!$A$2:$A$26,1)+1)-INDEX('Shultis Faw'!$C$2:$C$26,MATCH($C157,'Shultis Faw'!$A$2:$A$26,1)))/(INDEX('Shultis Faw'!$A$2:$A$26,MATCH($C157,'Shultis Faw'!$A$2:$A$26,1)+1)-INDEX('Shultis Faw'!$A$2:$A$26,MATCH($C157,'Shultis Faw'!$A$2:$A$26,1))),$C157*'Shultis Faw'!$C$2/'Shultis Faw'!$A$2)","v":2.4715501},{"$f":"_xlfn.IFNA(INDEX('Shultis Faw'!$D$2:$D$26,MATCH($C157,'Shultis Faw'!$A$2:$A$26,1))+($C157-INDEX('Shultis Faw'!$A$2:$A$26,MATCH($C157,'Shultis Faw'!$A$2:$A$26,1)))*(INDEX('Shultis Faw'!$D$2:$D$26,MATCH($C157,'Shultis Faw'!$A$2:$A$26,1)+1)-INDEX('Shultis Faw'!$D$2:$D$26,MATCH($C157,'Shultis Faw'!$A$2:$A$26,1)))/(INDEX('Shultis Faw'!$A$2:$A$26,MATCH($C157,'Shultis Faw'!$A$2:$A$26,1)+1)-INDEX('Shultis Faw'!$A$2:$A$26,MATCH($C157,'Shultis Faw'!$A$2:$A$26,1))),$C157*'Shultis Faw'!$D$2/'Shultis Faw'!$A$2)","v":1.7458769000000001},{"$f":"_xlfn.IFNA(INDEX('Shultis Faw'!$B$2:$B$26,MATCH($C157,'Shultis Faw'!$A$2:$A$26,1))+($C157-INDEX('Shultis Faw'!$A$2:$A$26,MATCH($C157,'Shultis Faw'!$A$2:$A$26,1)))*(INDEX('Shultis Faw'!$B$2:$B$26,MATCH($C157,'Shultis Faw'!$A$2:$A$26,1)+1)-INDEX('Shultis Faw'!$B$2:$B$26,MATCH($C157,'Shultis Faw'!$A$2:$A$26,1)))/(INDEX('Shultis Faw'!$A$2:$A$26,MATCH($C157,'Shultis Faw'!$A$2:$A$26,1)+1)-INDEX('Shultis Faw'!$A$2:$A$26,MATCH($C157,'Shultis Faw'!$A$2:$A$26,1))),$C157*'Shultis Faw'!$B$2/'Shultis Faw'!$A$2)","v":-0.13245570000000001},{"$f":"_xlfn.IFNA(INDEX('Shultis Faw'!$E$2:$E$26,MATCH($C157,'Shultis Faw'!$A$2:$A$26,1))+($C157-INDEX('Shultis Faw'!$A$2:$A$26,MATCH($C157,'Shultis Faw'!$A$2:$A$26,1)))*(INDEX('Shultis Faw'!$E$2:$E$26,MATCH($C157,'Shultis Faw'!$A$2:$A$26,1)+1)-INDEX('Shultis Faw'!$E$2:$E$26,MATCH($C157,'Shultis Faw'!$A$2:$A$26,1)))/(INDEX('Shultis Faw'!$A$2:$A$26,MATCH($C157,'Shultis Faw'!$A$2:$A$26,1)+1)-INDEX('Shultis Faw'!$A$2:$A$26,MATCH($C157,'Shultis Faw'!$A$2:$A$26,1))),$C157*'Shultis Faw'!$E$2/'Shultis Faw'!$A$2)","v":5.3605409999999999E-2},{"$f":"_xlfn.IFNA(INDEX('Shultis Faw'!$F$2:$F$26,MATCH($C157,'Shultis Faw'!$A$2:$A$26,1))+($C157-INDEX('Shultis Faw'!$A$2:$A$26,MATCH($C157,'Shultis Faw'!$A$2:$A$26,1)))*(INDEX('Shultis Faw'!$F$2:$F$26,MATCH($C157,'Shultis Faw'!$A$2:$A$26,1)+1)-INDEX('Shultis Faw'!$F$2:$F$26,MATCH($C157,'Shultis Faw'!$A$2:$A$26,1)))/(INDEX('Shultis Faw'!$A$2:$A$26,MATCH($C157,'Shultis Faw'!$A$2:$A$26,1)+1)-INDEX('Shultis Faw'!$A$2:$A$26,MATCH($C157,'Shultis Faw'!$A$2:$A$26,1))),$C157*'Shultis Faw'!$F$2/'Shultis Faw'!$A$2)","v":14.30687},{"$f":"J157*(H157*'Externe blootstelling'!$D$23/2)^K157+L157*(TANH(((H157*'Externe blootstelling'!$D$23)/(2*M157))-2)-TANH(-2))/(1-TANH(-2))","v":1.6663241943159508},{"$f":"IF(N157=1,1+(I157-1)*H157*'Externe blootstelling'!$D$23/2,1+(I157-1)*(N157^(H157*'Externe blootstelling'!$D$23/2)-1)/(N157-1))","v":3.3597184393235957},{"$f":"G157*EXP(-H157*'Externe blootstelling'!$D$23/2)*O157","v":2.3519977413167961E-4}]
[null," g ",0.52688099999999993,8.4300959999999983E-14,1.2899999999999999E-4,{"$f":"_xlfn.IFNA(INDEX('hp (pSv cm2)'!$B$2:$B$52,MATCH($C158,'hp (pSv cm2)'!$A$2:$A$52,1))+($C158-INDEX('hp (pSv cm2)'!$A$2:$A$52,MATCH($C158,'hp (pSv cm2)'!$A$2:$A$52,1)))*(INDEX('hp (pSv cm2)'!$B$2:$B$52,MATCH($C158,'hp (pSv cm2)'!$A$2:$A$52,1)+1)-INDEX('hp (pSv cm2)'!$B$2:$B$52,MATCH($C158,'hp (pSv cm2)'!$A$2:$A$52,1)))/(INDEX('hp (pSv cm2)'!$A$2:$A$52,MATCH($C158,'hp (pSv cm2)'!$A$2:$A$52,1)+1)-INDEX('hp (pSv cm2)'!$A$2:$A$52,MATCH($C158,'hp (pSv cm2)'!$A$2:$A$52,1))),$C158*'hp (pSv cm2)'!$B$2/'hp (pSv cm2)'!$A$2)","v":2.5882763999999998},3.3388765559999996E-4,{"$f":"_xlfn.IFNA(0.997*(INDEX('Mass attenuation coefficients'!$B$2:$B$37,MATCH($C158,'Mass attenuation coefficients'!$A$2:$A$37,1))+($C158-INDEX('Mass attenuation coefficients'!$A$2:$A$37,MATCH($C158,'Mass attenuation coefficients'!$A$2:$A$37,1)))*(INDEX('Mass attenuation coefficients'!$B$2:$B$37,MATCH($C158,'Mass attenuation coefficients'!$A$2:$A$37,1)+1)-INDEX('Mass attenuation coefficients'!$B$2:$B$37,MATCH($C158,'Mass attenuation coefficients'!$A$2:$A$37,1)))/(INDEX('Mass attenuation coefficients'!$A$2:$A$37,MATCH($C158,'Mass attenuation coefficients'!$A$2:$A$37,1)+1)-INDEX('Mass attenuation coefficients'!$A$2:$A$37,MATCH($C158,'Mass attenuation coefficients'!$A$2:$A$37,1)))),0.997*$C158*'Mass attenuation coefficients'!$B$2/'Mass attenuation coefficients'!$A$2)","v":9.4620283903300004E-2},{"$f":"_xlfn.IFNA(INDEX('Shultis Faw'!$C$2:$C$26,MATCH($C158,'Shultis Faw'!$A$2:$A$26,1))+($C158-INDEX('Shultis Faw'!$A$2:$A$26,MATCH($C158,'Shultis Faw'!$A$2:$A$26,1)))*(INDEX('Shultis Faw'!$C$2:$C$26,MATCH($C158,'Shultis Faw'!$A$2:$A$26,1)+1)-INDEX('Shultis Faw'!$C$2:$C$26,MATCH($C158,'Shultis Faw'!$A$2:$A$26,1)))/(INDEX('Shultis Faw'!$A$2:$A$26,MATCH($C158,'Shultis Faw'!$A$2:$A$26,1)+1)-INDEX('Shultis Faw'!$A$2:$A$26,MATCH($C158,'Shultis Faw'!$A$2:$A$26,1))),$C158*'Shultis Faw'!$C$2/'Shultis Faw'!$A$2)","v":2.46693637},{"$f":"_xlfn.IFNA(INDEX('Shultis Faw'!$D$2:$D$26,MATCH($C158,'Shultis Faw'!$A$2:$A$26,1))+($C158-INDEX('Shultis Faw'!$A$2:$A$26,MATCH($C158,'Shultis Faw'!$A$2:$A$26,1)))*(INDEX('Shultis Faw'!$D$2:$D$26,MATCH($C158,'Shultis Faw'!$A$2:$A$26,1)+1)-INDEX('Shultis Faw'!$D$2:$D$26,MATCH($C158,'Shultis Faw'!$A$2:$A$26,1)))/(INDEX('Shultis Faw'!$A$2:$A$26,MATCH($C158,'Shultis Faw'!$A$2:$A$26,1)+1)-INDEX('Shultis Faw'!$A$2:$A$26,MATCH($C158,'Shultis Faw'!$A$2:$A$26,1))),$C158*'Shultis Faw'!$D$2/'Shultis Faw'!$A$2)","v":1.7426135300000001},{"$f":"_xlfn.IFNA(INDEX('Shultis Faw'!$B$2:$B$26,MATCH($C158,'Shultis Faw'!$A$2:$A$26,1))+($C158-INDEX('Shultis Faw'!$A$2:$A$26,MATCH($C158,'Shultis Faw'!$A$2:$A$26,1)))*(INDEX('Shultis Faw'!$B$2:$B$26,MATCH($C158,'Shultis Faw'!$A$2:$A$26,1)+1)-INDEX('Shultis Faw'!$B$2:$B$26,MATCH($C158,'Shultis Faw'!$A$2:$A$26,1)))/(INDEX('Shultis Faw'!$A$2:$A$26,MATCH($C158,'Shultis Faw'!$A$2:$A$26,1)+1)-INDEX('Shultis Faw'!$A$2:$A$26,MATCH($C158,'Shultis Faw'!$A$2:$A$26,1))),$C158*'Shultis Faw'!$B$2/'Shultis Faw'!$A$2)","v":-0.13204309},{"$f":"_xlfn.IFNA(INDEX('Shultis Faw'!$E$2:$E$26,MATCH($C158,'Shultis Faw'!$A$2:$A$26,1))+($C158-INDEX('Shultis Faw'!$A$2:$A$26,MATCH($C158,'Shultis Faw'!$A$2:$A$26,1)))*(INDEX('Shultis Faw'!$E$2:$E$26,MATCH($C158,'Shultis Faw'!$A$2:$A$26,1)+1)-INDEX('Shultis Faw'!$E$2:$E$26,MATCH($C158,'Shultis Faw'!$A$2:$A$26,1)))/(INDEX('Shultis Faw'!$A$2:$A$26,MATCH($C158,'Shultis Faw'!$A$2:$A$26,1)+1)-INDEX('Shultis Faw'!$A$2:$A$26,MATCH($C158,'Shultis Faw'!$A$2:$A$26,1))),$C158*'Shultis Faw'!$E$2/'Shultis Faw'!$A$2)","v":5.3444117000000006E-2},{"$f":"_xlfn.IFNA(INDEX('Shultis Faw'!$F$2:$F$26,MATCH($C158,'Shultis Faw'!$A$2:$A$26,1))+($C158-INDEX('Shultis Faw'!$A$2:$A$26,MATCH($C158,'Shultis Faw'!$A$2:$A$26,1)))*(INDEX('Shultis Faw'!$F$2:$F$26,MATCH($C158,'Shultis Faw'!$A$2:$A$26,1)+1)-INDEX('Shultis Faw'!$F$2:$F$26,MATCH($C158,'Shultis Faw'!$A$2:$A$26,1)))/(INDEX('Shultis Faw'!$A$2:$A$26,MATCH($C158,'Shultis Faw'!$A$2:$A$26,1)+1)-INDEX('Shultis Faw'!$A$2:$A$26,MATCH($C158,'Shultis Faw'!$A$2:$A$26,1))),$C158*'Shultis Faw'!$F$2/'Shultis Faw'!$A$2)","v":14.303119000000001},{"$f":"J158*(H158*'Externe blootstelling'!$D$23/2)^K158+L158*(TANH(((H158*'Externe blootstelling'!$D$23)/(2*M158))-2)-TANH(-2))/(1-TANH(-2))","v":1.6640846740535906},{"$f":"IF(N158=1,1+(I158-1)*H158*'Externe blootstelling'!$D$23/2,1+(I158-1)*(N158^(H158*'Externe blootstelling'!$D$23/2)-1)/(N158-1))","v":3.3420003461189318},{"$f":"G158*EXP(-H158*'Externe blootstelling'!$D$23/2)*O158","v":2.6990494760435984E-4}]
[null," g ",0.53424499999999997,8.5479199999999998E-14,3.68E-4,{"$f":"_xlfn.IFNA(INDEX('hp (pSv cm2)'!$B$2:$B$52,MATCH($C159,'hp (pSv cm2)'!$A$2:$A$52,1))+($C159-INDEX('hp (pSv cm2)'!$A$2:$A$52,MATCH($C159,'hp (pSv cm2)'!$A$2:$A$52,1)))*(INDEX('hp (pSv cm2)'!$B$2:$B$52,MATCH($C159,'hp (pSv cm2)'!$A$2:$A$52,1)+1)-INDEX('hp (pSv cm2)'!$B$2:$B$52,MATCH($C159,'hp (pSv cm2)'!$A$2:$A$52,1)))/(INDEX('hp (pSv cm2)'!$A$2:$A$52,MATCH($C159,'hp (pSv cm2)'!$A$2:$A$52,1)+1)-INDEX('hp (pSv cm2)'!$A$2:$A$52,MATCH($C159,'hp (pSv cm2)'!$A$2:$A$52,1))),$C159*'hp (pSv cm2)'!$B$2/'hp (pSv cm2)'!$A$2)","v":2.6206780000000003},9.644095040000001E-4,{"$f":"_xlfn.IFNA(0.997*(INDEX('Mass attenuation coefficients'!$B$2:$B$37,MATCH($C159,'Mass attenuation coefficients'!$A$2:$A$37,1))+($C159-INDEX('Mass attenuation coefficients'!$A$2:$A$37,MATCH($C159,'Mass attenuation coefficients'!$A$2:$A$37,1)))*(INDEX('Mass attenuation coefficients'!$B$2:$B$37,MATCH($C159,'Mass attenuation coefficients'!$A$2:$A$37,1)+1)-INDEX('Mass attenuation coefficients'!$B$2:$B$37,MATCH($C159,'Mass attenuation coefficients'!$A$2:$A$37,1)))/(INDEX('Mass attenuation coefficients'!$A$2:$A$37,MATCH($C159,'Mass attenuation coefficients'!$A$2:$A$37,1)+1)-INDEX('Mass attenuation coefficients'!$A$2:$A$37,MATCH($C159,'Mass attenuation coefficients'!$A$2:$A$37,1)))),0.997*$C159*'Mass attenuation coefficients'!$B$2/'Mass attenuation coefficients'!$A$2)","v":9.4083590428500008E-2},{"$f":"_xlfn.IFNA(INDEX('Shultis Faw'!$C$2:$C$26,MATCH($C159,'Shultis Faw'!$A$2:$A$26,1))+($C159-INDEX('Shultis Faw'!$A$2:$A$26,MATCH($C159,'Shultis Faw'!$A$2:$A$26,1)))*(INDEX('Shultis Faw'!$C$2:$C$26,MATCH($C159,'Shultis Faw'!$A$2:$A$26,1)+1)-INDEX('Shultis Faw'!$C$2:$C$26,MATCH($C159,'Shultis Faw'!$A$2:$A$26,1)))/(INDEX('Shultis Faw'!$A$2:$A$26,MATCH($C159,'Shultis Faw'!$A$2:$A$26,1)+1)-INDEX('Shultis Faw'!$A$2:$A$26,MATCH($C159,'Shultis Faw'!$A$2:$A$26,1))),$C159*'Shultis Faw'!$C$2/'Shultis Faw'!$A$2)","v":2.4578786500000001},{"$f":"_xlfn.IFNA(INDEX('Shultis Faw'!$D$2:$D$26,MATCH($C159,'Shultis Faw'!$A$2:$A$26,1))+($C159-INDEX('Shultis Faw'!$A$2:$A$26,MATCH($C159,'Shultis Faw'!$A$2:$A$26,1)))*(INDEX('Shultis Faw'!$D$2:$D$26,MATCH($C159,'Shultis Faw'!$A$2:$A$26,1)+1)-INDEX('Shultis Faw'!$D$2:$D$26,MATCH($C159,'Shultis Faw'!$A$2:$A$26,1)))/(INDEX('Shultis Faw'!$A$2:$A$26,MATCH($C159,'Shultis Faw'!$A$2:$A$26,1)+1)-INDEX('Shultis Faw'!$A$2:$A$26,MATCH($C159,'Shultis Faw'!$A$2:$A$26,1))),$C159*'Shultis Faw'!$D$2/'Shultis Faw'!$A$2)","v":1.7362068500000001},{"$f":"_xlfn.IFNA(INDEX('Shultis Faw'!$B$2:$B$26,MATCH($C159,'Shultis Faw'!$A$2:$A$26,1))+($C159-INDEX('Shultis Faw'!$A$2:$A$26,MATCH($C159,'Shultis Faw'!$A$2:$A$26,1)))*(INDEX('Shultis Faw'!$B$2:$B$26,MATCH($C159,'Shultis Faw'!$A$2:$A$26,1)+1)-INDEX('Shultis Faw'!$B$2:$B$26,MATCH($C159,'Shultis Faw'!$A$2:$A$26,1)))/(INDEX('Shultis Faw'!$A$2:$A$26,MATCH($C159,'Shultis Faw'!$A$2:$A$26,1)+1)-INDEX('Shultis Faw'!$A$2:$A$26,MATCH($C159,'Shultis Faw'!$A$2:$A$26,1))),$C159*'Shultis Faw'!$B$2/'Shultis Faw'!$A$2)","v":-0.13123305000000002},{"$f":"_xlfn.IFNA(INDEX('Shultis Faw'!$E$2:$E$26,MATCH($C159,'Shultis Faw'!$A$2:$A$26,1))+($C159-INDEX('Shultis Faw'!$A$2:$A$26,MATCH($C159,'Shultis Faw'!$A$2:$A$26,1)))*(INDEX('Shultis Faw'!$E$2:$E$26,MATCH($C159,'Shultis Faw'!$A$2:$A$26,1)+1)-INDEX('Shultis Faw'!$E$2:$E$26,MATCH($C159,'Shultis Faw'!$A$2:$A$26,1)))/(INDEX('Shultis Faw'!$A$2:$A$26,MATCH($C159,'Shultis Faw'!$A$2:$A$26,1)+1)-INDEX('Shultis Faw'!$A$2:$A$26,MATCH($C159,'Shultis Faw'!$A$2:$A$26,1))),$C159*'Shultis Faw'!$E$2/'Shultis Faw'!$A$2)","v":5.3127464999999999E-2},{"$f":"_xlfn.IFNA(INDEX('Shultis Faw'!$F$2:$F$26,MATCH($C159,'Shultis Faw'!$A$2:$A$26,1))+($C159-INDEX('Shultis Faw'!$A$2:$A$26,MATCH($C159,'Shultis Faw'!$A$2:$A$26,1)))*(INDEX('Shultis Faw'!$F$2:$F$26,MATCH($C159,'Shultis Faw'!$A$2:$A$26,1)+1)-INDEX('Shultis Faw'!$F$2:$F$26,MATCH($C159,'Shultis Faw'!$A$2:$A$26,1)))/(INDEX('Shultis Faw'!$A$2:$A$26,MATCH($C159,'Shultis Faw'!$A$2:$A$26,1)+1)-INDEX('Shultis Faw'!$A$2:$A$26,MATCH($C159,'Shultis Faw'!$A$2:$A$26,1))),$C159*'Shultis Faw'!$F$2/'Shultis Faw'!$A$2)","v":14.295755},{"$f":"J159*(H159*'Externe blootstelling'!$D$23/2)^K159+L159*(TANH(((H159*'Externe blootstelling'!$D$23)/(2*M159))-2)-TANH(-2))/(1-TANH(-2))","v":1.6596736364591755},{"$f":"IF(N159=1,1+(I159-1)*H159*'Externe blootstelling'!$D$23/2,1+(I159-1)*(N159^(H159*'Externe blootstelling'!$D$23/2)-1)/(N159-1))","v":3.3075205608281557},{"$f":"G159*EXP(-H159*'Externe blootstelling'!$D$23/2)*O159","v":7.7779343256043434E-4}]
[null," g ",0.53539999999999999,8.5663999999999997E-14,6.0000000000000002E-5,{"$f":"_xlfn.IFNA(INDEX('hp (pSv cm2)'!$B$2:$B$52,MATCH($C160,'hp (pSv cm2)'!$A$2:$A$52,1))+($C160-INDEX('hp (pSv cm2)'!$A$2:$A$52,MATCH($C160,'hp (pSv cm2)'!$A$2:$A$52,1)))*(INDEX('hp (pSv cm2)'!$B$2:$B$52,MATCH($C160,'hp (pSv cm2)'!$A$2:$A$52,1)+1)-INDEX('hp (pSv cm2)'!$B$2:$B$52,MATCH($C160,'hp (pSv cm2)'!$A$2:$A$52,1)))/(INDEX('hp (pSv cm2)'!$A$2:$A$52,MATCH($C160,'hp (pSv cm2)'!$A$2:$A$52,1)+1)-INDEX('hp (pSv cm2)'!$A$2:$A$52,MATCH($C160,'hp (pSv cm2)'!$A$2:$A$52,1))),$C160*'hp (pSv cm2)'!$B$2/'hp (pSv cm2)'!$A$2)","v":2.6257600000000001},1.575456E-4,{"$f":"_xlfn.IFNA(0.997*(INDEX('Mass attenuation coefficients'!$B$2:$B$37,MATCH($C160,'Mass attenuation coefficients'!$A$2:$A$37,1))+($C160-INDEX('Mass attenuation coefficients'!$A$2:$A$37,MATCH($C160,'Mass attenuation coefficients'!$A$2:$A$37,1)))*(INDEX('Mass attenuation coefficients'!$B$2:$B$37,MATCH($C160,'Mass attenuation coefficients'!$A$2:$A$37,1)+1)-INDEX('Mass attenuation coefficients'!$B$2:$B$37,MATCH($C160,'Mass attenuation coefficients'!$A$2:$A$37,1)))/(INDEX('Mass attenuation coefficients'!$A$2:$A$37,MATCH($C160,'Mass attenuation coefficients'!$A$2:$A$37,1)+1)-INDEX('Mass attenuation coefficients'!$A$2:$A$37,MATCH($C160,'Mass attenuation coefficients'!$A$2:$A$37,1)))),0.997*$C160*'Mass attenuation coefficients'!$B$2/'Mass attenuation coefficients'!$A$2)","v":9.3999413219999994E-2},{"$f":"_xlfn.IFNA(INDEX('Shultis Faw'!$C$2:$C$26,MATCH($C160,'Shultis Faw'!$A$2:$A$26,1))+($C160-INDEX('Shultis Faw'!$A$2:$A$26,MATCH($C160,'Shultis Faw'!$A$2:$A$26,1)))*(INDEX('Shultis Faw'!$C$2:$C$26,MATCH($C160,'Shultis Faw'!$A$2:$A$26,1)+1)-INDEX('Shultis Faw'!$C$2:$C$26,MATCH($C160,'Shultis Faw'!$A$2:$A$26,1)))/(INDEX('Shultis Faw'!$A$2:$A$26,MATCH($C160,'Shultis Faw'!$A$2:$A$26,1)+1)-INDEX('Shultis Faw'!$A$2:$A$26,MATCH($C160,'Shultis Faw'!$A$2:$A$26,1))),$C160*'Shultis Faw'!$C$2/'Shultis Faw'!$A$2)","v":2.456458},{"$f":"_xlfn.IFNA(INDEX('Shultis Faw'!$D$2:$D$26,MATCH($C160,'Shultis Faw'!$A$2:$A$26,1))+($C160-INDEX('Shultis Faw'!$A$2:$A$26,MATCH($C160,'Shultis Faw'!$A$2:$A$26,1)))*(INDEX('Shultis Faw'!$D$2:$D$26,MATCH($C160,'Shultis Faw'!$A$2:$A$26,1)+1)-INDEX('Shultis Faw'!$D$2:$D$26,MATCH($C160,'Shultis Faw'!$A$2:$A$26,1)))/(INDEX('Shultis Faw'!$A$2:$A$26,MATCH($C160,'Shultis Faw'!$A$2:$A$26,1)+1)-INDEX('Shultis Faw'!$A$2:$A$26,MATCH($C160,'Shultis Faw'!$A$2:$A$26,1))),$C160*'Shultis Faw'!$D$2/'Shultis Faw'!$A$2)","v":1.7352020000000001},{"$f":"_xlfn.IFNA(INDEX('Shultis Faw'!$B$2:$B$26,MATCH($C160,'Shultis Faw'!$A$2:$A$26,1))+($C160-INDEX('Shultis Faw'!$A$2:$A$26,MATCH($C160,'Shultis Faw'!$A$2:$A$26,1)))*(INDEX('Shultis Faw'!$B$2:$B$26,MATCH($C160,'Shultis Faw'!$A$2:$A$26,1)+1)-INDEX('Shultis Faw'!$B$2:$B$26,MATCH($C160,'Shultis Faw'!$A$2:$A$26,1)))/(INDEX('Shultis Faw'!$A$2:$A$26,MATCH($C160,'Shultis Faw'!$A$2:$A$26,1)+1)-INDEX('Shultis Faw'!$A$2:$A$26,MATCH($C160,'Shultis Faw'!$A$2:$A$26,1))),$C160*'Shultis Faw'!$B$2/'Shultis Faw'!$A$2)","v":-0.131106},{"$f":"_xlfn.IFNA(INDEX('Shultis Faw'!$E$2:$E$26,MATCH($C160,'Shultis Faw'!$A$2:$A$26,1))+($C160-INDEX('Shultis Faw'!$A$2:$A$26,MATCH($C160,'Shultis Faw'!$A$2:$A$26,1)))*(INDEX('Shultis Faw'!$E$2:$E$26,MATCH($C160,'Shultis Faw'!$A$2:$A$26,1)+1)-INDEX('Shultis Faw'!$E$2:$E$26,MATCH($C160,'Shultis Faw'!$A$2:$A$26,1)))/(INDEX('Shultis Faw'!$A$2:$A$26,MATCH($C160,'Shultis Faw'!$A$2:$A$26,1)+1)-INDEX('Shultis Faw'!$A$2:$A$26,MATCH($C160,'Shultis Faw'!$A$2:$A$26,1))),$C160*'Shultis Faw'!$E$2/'Shultis Faw'!$A$2)","v":5.3077800000000001E-2},{"$f":"_xlfn.IFNA(INDEX('Shultis Faw'!$F$2:$F$26,MATCH($C160,'Shultis Faw'!$A$2:$A$26,1))+($C160-INDEX('Shultis Faw'!$A$2:$A$26,MATCH($C160,'Shultis Faw'!$A$2:$A$26,1)))*(INDEX('Shultis Faw'!$F$2:$F$26,MATCH($C160,'Shultis Faw'!$A$2:$A$26,1)+1)-INDEX('Shultis Faw'!$F$2:$F$26,MATCH($C160,'Shultis Faw'!$A$2:$A$26,1)))/(INDEX('Shultis Faw'!$A$2:$A$26,MATCH($C160,'Shultis Faw'!$A$2:$A$26,1)+1)-INDEX('Shultis Faw'!$A$2:$A$26,MATCH($C160,'Shultis Faw'!$A$2:$A$26,1))),$C160*'Shultis Faw'!$F$2/'Shultis Faw'!$A$2)","v":14.294600000000001},{"$f":"J160*(H160*'Externe blootstelling'!$D$23/2)^K160+L160*(TANH(((H160*'Externe blootstelling'!$D$23)/(2*M160))-2)-TANH(-2))/(1-TANH(-2))","v":1.6589800613119297},{"$f":"IF(N160=1,1+(I160-1)*H160*'Externe blootstelling'!$D$23/2,1+(I160-1)*(N160^(H160*'Externe blootstelling'!$D$23/2)-1)/(N160-1))","v":3.3021490047048139},{"$f":"G160*EXP(-H160*'Externe blootstelling'!$D$23/2)*O160","v":1.2701398670666463E-4}]
[null," g ",0.53828999999999994,8.6126399999999974E-14,4.1999999999999998E-5,{"$f":"_xlfn.IFNA(INDEX('hp (pSv cm2)'!$B$2:$B$52,MATCH($C161,'hp (pSv cm2)'!$A$2:$A$52,1))+($C161-INDEX('hp (pSv cm2)'!$A$2:$A$52,MATCH($C161,'hp (pSv cm2)'!$A$2:$A$52,1)))*(INDEX('hp (pSv cm2)'!$B$2:$B$52,MATCH($C161,'hp (pSv cm2)'!$A$2:$A$52,1)+1)-INDEX('hp (pSv cm2)'!$B$2:$B$52,MATCH($C161,'hp (pSv cm2)'!$A$2:$A$52,1)))/(INDEX('hp (pSv cm2)'!$A$2:$A$52,MATCH($C161,'hp (pSv cm2)'!$A$2:$A$52,1)+1)-INDEX('hp (pSv cm2)'!$A$2:$A$52,MATCH($C161,'hp (pSv cm2)'!$A$2:$A$52,1))),$C161*'hp (pSv cm2)'!$B$2/'hp (pSv cm2)'!$A$2)","v":2.6384759999999998},1.1081599199999998E-4,{"$f":"_xlfn.IFNA(0.997*(INDEX('Mass attenuation coefficients'!$B$2:$B$37,MATCH($C161,'Mass attenuation coefficients'!$A$2:$A$37,1))+($C161-INDEX('Mass attenuation coefficients'!$A$2:$A$37,MATCH($C161,'Mass attenuation coefficients'!$A$2:$A$37,1)))*(INDEX('Mass attenuation coefficients'!$B$2:$B$37,MATCH($C161,'Mass attenuation coefficients'!$A$2:$A$37,1)+1)-INDEX('Mass attenuation coefficients'!$B$2:$B$37,MATCH($C161,'Mass attenuation coefficients'!$A$2:$A$37,1)))/(INDEX('Mass attenuation coefficients'!$A$2:$A$37,MATCH($C161,'Mass attenuation coefficients'!$A$2:$A$37,1)+1)-INDEX('Mass attenuation coefficients'!$A$2:$A$37,MATCH($C161,'Mass attenuation coefficients'!$A$2:$A$37,1)))),0.997*$C161*'Mass attenuation coefficients'!$B$2/'Mass attenuation coefficients'!$A$2)","v":9.3788787996999995E-2},{"$f":"_xlfn.IFNA(INDEX('Shultis Faw'!$C$2:$C$26,MATCH($C161,'Shultis Faw'!$A$2:$A$26,1))+($C161-INDEX('Shultis Faw'!$A$2:$A$26,MATCH($C161,'Shultis Faw'!$A$2:$A$26,1)))*(INDEX('Shultis Faw'!$C$2:$C$26,MATCH($C161,'Shultis Faw'!$A$2:$A$26,1)+1)-INDEX('Shultis Faw'!$C$2:$C$26,MATCH($C161,'Shultis Faw'!$A$2:$A$26,1)))/(INDEX('Shultis Faw'!$A$2:$A$26,MATCH($C161,'Shultis Faw'!$A$2:$A$26,1)+1)-INDEX('Shultis Faw'!$A$2:$A$26,MATCH($C161,'Shultis Faw'!$A$2:$A$26,1))),$C161*'Shultis Faw'!$C$2/'Shultis Faw'!$A$2)","v":2.4529033},{"$f":"_xlfn.IFNA(INDEX('Shultis Faw'!$D$2:$D$26,MATCH($C161,'Shultis Faw'!$A$2:$A$26,1))+($C161-INDEX('Shultis Faw'!$A$2:$A$26,MATCH($C161,'Shultis Faw'!$A$2:$A$26,1)))*(INDEX('Shultis Faw'!$D$2:$D$26,MATCH($C161,'Shultis Faw'!$A$2:$A$26,1)+1)-INDEX('Shultis Faw'!$D$2:$D$26,MATCH($C161,'Shultis Faw'!$A$2:$A$26,1)))/(INDEX('Shultis Faw'!$A$2:$A$26,MATCH($C161,'Shultis Faw'!$A$2:$A$26,1)+1)-INDEX('Shultis Faw'!$A$2:$A$26,MATCH($C161,'Shultis Faw'!$A$2:$A$26,1))),$C161*'Shultis Faw'!$D$2/'Shultis Faw'!$A$2)","v":1.7326877000000001},{"$f":"_xlfn.IFNA(INDEX('Shultis Faw'!$B$2:$B$26,MATCH($C161,'Shultis Faw'!$A$2:$A$26,1))+($C161-INDEX('Shultis Faw'!$A$2:$A$26,MATCH($C161,'Shultis Faw'!$A$2:$A$26,1)))*(INDEX('Shultis Faw'!$B$2:$B$26,MATCH($C161,'Shultis Faw'!$A$2:$A$26,1)+1)-INDEX('Shultis Faw'!$B$2:$B$26,MATCH($C161,'Shultis Faw'!$A$2:$A$26,1)))/(INDEX('Shultis Faw'!$A$2:$A$26,MATCH($C161,'Shultis Faw'!$A$2:$A$26,1)+1)-INDEX('Shultis Faw'!$A$2:$A$26,MATCH($C161,'Shultis Faw'!$A$2:$A$26,1))),$C161*'Shultis Faw'!$B$2/'Shultis Faw'!$A$2)","v":-0.13078810000000002},{"$f":"_xlfn.IFNA(INDEX('Shultis Faw'!$E$2:$E$26,MATCH($C161,'Shultis Faw'!$A$2:$A$26,1))+($C161-INDEX('Shultis Faw'!$A$2:$A$26,MATCH($C161,'Shultis Faw'!$A$2:$A$26,1)))*(INDEX('Shultis Faw'!$E$2:$E$26,MATCH($C161,'Shultis Faw'!$A$2:$A$26,1)+1)-INDEX('Shultis Faw'!$E$2:$E$26,MATCH($C161,'Shultis Faw'!$A$2:$A$26,1)))/(INDEX('Shultis Faw'!$A$2:$A$26,MATCH($C161,'Shultis Faw'!$A$2:$A$26,1)+1)-INDEX('Shultis Faw'!$A$2:$A$26,MATCH($C161,'Shultis Faw'!$A$2:$A$26,1))),$C161*'Shultis Faw'!$E$2/'Shultis Faw'!$A$2)","v":5.2953530000000006E-2},{"$f":"_xlfn.IFNA(INDEX('Shultis Faw'!$F$2:$F$26,MATCH($C161,'Shultis Faw'!$A$2:$A$26,1))+($C161-INDEX('Shultis Faw'!$A$2:$A$26,MATCH($C161,'Shultis Faw'!$A$2:$A$26,1)))*(INDEX('Shultis Faw'!$F$2:$F$26,MATCH($C161,'Shultis Faw'!$A$2:$A$26,1)+1)-INDEX('Shultis Faw'!$F$2:$F$26,MATCH($C161,'Shultis Faw'!$A$2:$A$26,1)))/(INDEX('Shultis Faw'!$A$2:$A$26,MATCH($C161,'Shultis Faw'!$A$2:$A$26,1)+1)-INDEX('Shultis Faw'!$A$2:$A$26,MATCH($C161,'Shultis Faw'!$A$2:$A$26,1))),$C161*'Shultis Faw'!$F$2/'Shultis Faw'!$A$2)","v":14.29171},{"$f":"J161*(H161*'Externe blootstelling'!$D$23/2)^K161+L161*(TANH(((H161*'Externe blootstelling'!$D$23)/(2*M161))-2)-TANH(-2))/(1-TANH(-2))","v":1.6572425668249204},{"$f":"IF(N161=1,1+(I161-1)*H161*'Externe blootstelling'!$D$23/2,1+(I161-1)*(N161^(H161*'Externe blootstelling'!$D$23/2)-1)/(N161-1))","v":3.2887514910683802},{"$f":"G161*EXP(-H161*'Externe blootstelling'!$D$23/2)*O161","v":8.9259448698821581E-5}]
[null," g ",0.55655999999999994,8.9049599999999993E-14,1.7699999999999999E-4,{"$f":"_xlfn.IFNA(INDEX('hp (pSv cm2)'!$B$2:$B$52,MATCH($C162,'hp (pSv cm2)'!$A$2:$A$52,1))+($C162-INDEX('hp (pSv cm2)'!$A$2:$A$52,MATCH($C162,'hp (pSv cm2)'!$A$2:$A$52,1)))*(INDEX('hp (pSv cm2)'!$B$2:$B$52,MATCH($C162,'hp (pSv cm2)'!$A$2:$A$52,1)+1)-INDEX('hp (pSv cm2)'!$B$2:$B$52,MATCH($C162,'hp (pSv cm2)'!$A$2:$A$52,1)))/(INDEX('hp (pSv cm2)'!$A$2:$A$52,MATCH($C162,'hp (pSv cm2)'!$A$2:$A$52,1)+1)-INDEX('hp (pSv cm2)'!$A$2:$A$52,MATCH($C162,'hp (pSv cm2)'!$A$2:$A$52,1))),$C162*'hp (pSv cm2)'!$B$2/'hp (pSv cm2)'!$A$2)","v":2.7188639999999999},4.8123892799999997E-4,{"$f":"_xlfn.IFNA(0.997*(INDEX('Mass attenuation coefficients'!$B$2:$B$37,MATCH($C162,'Mass attenuation coefficients'!$A$2:$A$37,1))+($C162-INDEX('Mass attenuation coefficients'!$A$2:$A$37,MATCH($C162,'Mass attenuation coefficients'!$A$2:$A$37,1)))*(INDEX('Mass attenuation coefficients'!$B$2:$B$37,MATCH($C162,'Mass attenuation coefficients'!$A$2:$A$37,1)+1)-INDEX('Mass attenuation coefficients'!$B$2:$B$37,MATCH($C162,'Mass attenuation coefficients'!$A$2:$A$37,1)))/(INDEX('Mass attenuation coefficients'!$A$2:$A$37,MATCH($C162,'Mass attenuation coefficients'!$A$2:$A$37,1)+1)-INDEX('Mass attenuation coefficients'!$A$2:$A$37,MATCH($C162,'Mass attenuation coefficients'!$A$2:$A$37,1)))),0.997*$C162*'Mass attenuation coefficients'!$B$2/'Mass attenuation coefficients'!$A$2)","v":9.2457257607999999E-2},{"$f":"_xlfn.IFNA(INDEX('Shultis Faw'!$C$2:$C$26,MATCH($C162,'Shultis Faw'!$A$2:$A$26,1))+($C162-INDEX('Shultis Faw'!$A$2:$A$26,MATCH($C162,'Shultis Faw'!$A$2:$A$26,1)))*(INDEX('Shultis Faw'!$C$2:$C$26,MATCH($C162,'Shultis Faw'!$A$2:$A$26,1)+1)-INDEX('Shultis Faw'!$C$2:$C$26,MATCH($C162,'Shultis Faw'!$A$2:$A$26,1)))/(INDEX('Shultis Faw'!$A$2:$A$26,MATCH($C162,'Shultis Faw'!$A$2:$A$26,1)+1)-INDEX('Shultis Faw'!$A$2:$A$26,MATCH($C162,'Shultis Faw'!$A$2:$A$26,1))),$C162*'Shultis Faw'!$C$2/'Shultis Faw'!$A$2)","v":2.4304312000000001},{"$f":"_xlfn.IFNA(INDEX('Shultis Faw'!$D$2:$D$26,MATCH($C162,'Shultis Faw'!$A$2:$A$26,1))+($C162-INDEX('Shultis Faw'!$A$2:$A$26,MATCH($C162,'Shultis Faw'!$A$2:$A$26,1)))*(INDEX('Shultis Faw'!$D$2:$D$26,MATCH($C162,'Shultis Faw'!$A$2:$A$26,1)+1)-INDEX('Shultis Faw'!$D$2:$D$26,MATCH($C162,'Shultis Faw'!$A$2:$A$26,1)))/(INDEX('Shultis Faw'!$A$2:$A$26,MATCH($C162,'Shultis Faw'!$A$2:$A$26,1)+1)-INDEX('Shultis Faw'!$A$2:$A$26,MATCH($C162,'Shultis Faw'!$A$2:$A$26,1))),$C162*'Shultis Faw'!$D$2/'Shultis Faw'!$A$2)","v":1.7167928000000001},{"$f":"_xlfn.IFNA(INDEX('Shultis Faw'!$B$2:$B$26,MATCH($C162,'Shultis Faw'!$A$2:$A$26,1))+($C162-INDEX('Shultis Faw'!$A$2:$A$26,MATCH($C162,'Shultis Faw'!$A$2:$A$26,1)))*(INDEX('Shultis Faw'!$B$2:$B$26,MATCH($C162,'Shultis Faw'!$A$2:$A$26,1)+1)-INDEX('Shultis Faw'!$B$2:$B$26,MATCH($C162,'Shultis Faw'!$A$2:$A$26,1)))/(INDEX('Shultis Faw'!$A$2:$A$26,MATCH($C162,'Shultis Faw'!$A$2:$A$26,1)+1)-INDEX('Shultis Faw'!$A$2:$A$26,MATCH($C162,'Shultis Faw'!$A$2:$A$26,1))),$C162*'Shultis Faw'!$B$2/'Shultis Faw'!$A$2)","v":-0.12877840000000002},{"$f":"_xlfn.IFNA(INDEX('Shultis Faw'!$E$2:$E$26,MATCH($C162,'Shultis Faw'!$A$2:$A$26,1))+($C162-INDEX('Shultis Faw'!$A$2:$A$26,MATCH($C162,'Shultis Faw'!$A$2:$A$26,1)))*(INDEX('Shultis Faw'!$E$2:$E$26,MATCH($C162,'Shultis Faw'!$A$2:$A$26,1)+1)-INDEX('Shultis Faw'!$E$2:$E$26,MATCH($C162,'Shultis Faw'!$A$2:$A$26,1)))/(INDEX('Shultis Faw'!$A$2:$A$26,MATCH($C162,'Shultis Faw'!$A$2:$A$26,1)+1)-INDEX('Shultis Faw'!$A$2:$A$26,MATCH($C162,'Shultis Faw'!$A$2:$A$26,1))),$C162*'Shultis Faw'!$E$2/'Shultis Faw'!$A$2)","v":5.216792E-2},{"$f":"_xlfn.IFNA(INDEX('Shultis Faw'!$F$2:$F$26,MATCH($C162,'Shultis Faw'!$A$2:$A$26,1))+($C162-INDEX('Shultis Faw'!$A$2:$A$26,MATCH($C162,'Shultis Faw'!$A$2:$A$26,1)))*(INDEX('Shultis Faw'!$F$2:$F$26,MATCH($C162,'Shultis Faw'!$A$2:$A$26,1)+1)-INDEX('Shultis Faw'!$F$2:$F$26,MATCH($C162,'Shultis Faw'!$A$2:$A$26,1)))/(INDEX('Shultis Faw'!$A$2:$A$26,MATCH($C162,'Shultis Faw'!$A$2:$A$26,1)+1)-INDEX('Shultis Faw'!$A$2:$A$26,MATCH($C162,'Shultis Faw'!$A$2:$A$26,1))),$C162*'Shultis Faw'!$F$2/'Shultis Faw'!$A$2)","v":14.273440000000001},{"$f":"J162*(H162*'Externe blootstelling'!$D$23/2)^K162+L162*(TANH(((H162*'Externe blootstelling'!$D$23)/(2*M162))-2)-TANH(-2))/(1-TANH(-2))","v":1.6461904972555446},{"$f":"IF(N162=1,1+(I162-1)*H162*'Externe blootstelling'!$D$23/2,1+(I162-1)*(N162^(H162*'Externe blootstelling'!$D$23/2)-1)/(N162-1))","v":3.20546207477723},{"$f":"G162*EXP(-H162*'Externe blootstelling'!$D$23/2)*O162","v":3.8543064497426754E-4}]
[null," g ",0.55791000000000002,8.9265599999999992E-14,4.4000000000000006E-5,{"$f":"_xlfn.IFNA(INDEX('hp (pSv cm2)'!$B$2:$B$52,MATCH($C163,'hp (pSv cm2)'!$A$2:$A$52,1))+($C163-INDEX('hp (pSv cm2)'!$A$2:$A$52,MATCH($C163,'hp (pSv cm2)'!$A$2:$A$52,1)))*(INDEX('hp (pSv cm2)'!$B$2:$B$52,MATCH($C163,'hp (pSv cm2)'!$A$2:$A$52,1)+1)-INDEX('hp (pSv cm2)'!$B$2:$B$52,MATCH($C163,'hp (pSv cm2)'!$A$2:$A$52,1)))/(INDEX('hp (pSv cm2)'!$A$2:$A$52,MATCH($C163,'hp (pSv cm2)'!$A$2:$A$52,1)+1)-INDEX('hp (pSv cm2)'!$A$2:$A$52,MATCH($C163,'hp (pSv cm2)'!$A$2:$A$52,1))),$C163*'hp (pSv cm2)'!$B$2/'hp (pSv cm2)'!$A$2)","v":2.7248040000000002},1.1989137600000002E-4,{"$f":"_xlfn.IFNA(0.997*(INDEX('Mass attenuation coefficients'!$B$2:$B$37,MATCH($C163,'Mass attenuation coefficients'!$A$2:$A$37,1))+($C163-INDEX('Mass attenuation coefficients'!$A$2:$A$37,MATCH($C163,'Mass attenuation coefficients'!$A$2:$A$37,1)))*(INDEX('Mass attenuation coefficients'!$B$2:$B$37,MATCH($C163,'Mass attenuation coefficients'!$A$2:$A$37,1)+1)-INDEX('Mass attenuation coefficients'!$B$2:$B$37,MATCH($C163,'Mass attenuation coefficients'!$A$2:$A$37,1)))/(INDEX('Mass attenuation coefficients'!$A$2:$A$37,MATCH($C163,'Mass attenuation coefficients'!$A$2:$A$37,1)+1)-INDEX('Mass attenuation coefficients'!$A$2:$A$37,MATCH($C163,'Mass attenuation coefficients'!$A$2:$A$37,1)))),0.997*$C163*'Mass attenuation coefficients'!$B$2/'Mass attenuation coefficients'!$A$2)","v":9.2358868662999999E-2},{"$f":"_xlfn.IFNA(INDEX('Shultis Faw'!$C$2:$C$26,MATCH($C163,'Shultis Faw'!$A$2:$A$26,1))+($C163-INDEX('Shultis Faw'!$A$2:$A$26,MATCH($C163,'Shultis Faw'!$A$2:$A$26,1)))*(INDEX('Shultis Faw'!$C$2:$C$26,MATCH($C163,'Shultis Faw'!$A$2:$A$26,1)+1)-INDEX('Shultis Faw'!$C$2:$C$26,MATCH($C163,'Shultis Faw'!$A$2:$A$26,1)))/(INDEX('Shultis Faw'!$A$2:$A$26,MATCH($C163,'Shultis Faw'!$A$2:$A$26,1)+1)-INDEX('Shultis Faw'!$A$2:$A$26,MATCH($C163,'Shultis Faw'!$A$2:$A$26,1))),$C163*'Shultis Faw'!$C$2/'Shultis Faw'!$A$2)","v":2.4287706999999998},{"$f":"_xlfn.IFNA(INDEX('Shultis Faw'!$D$2:$D$26,MATCH($C163,'Shultis Faw'!$A$2:$A$26,1))+($C163-INDEX('Shultis Faw'!$A$2:$A$26,MATCH($C163,'Shultis Faw'!$A$2:$A$26,1)))*(INDEX('Shultis Faw'!$D$2:$D$26,MATCH($C163,'Shultis Faw'!$A$2:$A$26,1)+1)-INDEX('Shultis Faw'!$D$2:$D$26,MATCH($C163,'Shultis Faw'!$A$2:$A$26,1)))/(INDEX('Shultis Faw'!$A$2:$A$26,MATCH($C163,'Shultis Faw'!$A$2:$A$26,1)+1)-INDEX('Shultis Faw'!$A$2:$A$26,MATCH($C163,'Shultis Faw'!$A$2:$A$26,1))),$C163*'Shultis Faw'!$D$2/'Shultis Faw'!$A$2)","v":1.7156183},{"$f":"_xlfn.IFNA(INDEX('Shultis Faw'!$B$2:$B$26,MATCH($C163,'Shultis Faw'!$A$2:$A$26,1))+($C163-INDEX('Shultis Faw'!$A$2:$A$26,MATCH($C163,'Shultis Faw'!$A$2:$A$26,1)))*(INDEX('Shultis Faw'!$B$2:$B$26,MATCH($C163,'Shultis Faw'!$A$2:$A$26,1)+1)-INDEX('Shultis Faw'!$B$2:$B$26,MATCH($C163,'Shultis Faw'!$A$2:$A$26,1)))/(INDEX('Shultis Faw'!$A$2:$A$26,MATCH($C163,'Shultis Faw'!$A$2:$A$26,1)+1)-INDEX('Shultis Faw'!$A$2:$A$26,MATCH($C163,'Shultis Faw'!$A$2:$A$26,1))),$C163*'Shultis Faw'!$B$2/'Shultis Faw'!$A$2)","v":-0.12862989999999999},{"$f":"_xlfn.IFNA(INDEX('Shultis Faw'!$E$2:$E$26,MATCH($C163,'Shultis Faw'!$A$2:$A$26,1))+($C163-INDEX('Shultis Faw'!$A$2:$A$26,MATCH($C163,'Shultis Faw'!$A$2:$A$26,1)))*(INDEX('Shultis Faw'!$E$2:$E$26,MATCH($C163,'Shultis Faw'!$A$2:$A$26,1)+1)-INDEX('Shultis Faw'!$E$2:$E$26,MATCH($C163,'Shultis Faw'!$A$2:$A$26,1)))/(INDEX('Shultis Faw'!$A$2:$A$26,MATCH($C163,'Shultis Faw'!$A$2:$A$26,1)+1)-INDEX('Shultis Faw'!$A$2:$A$26,MATCH($C163,'Shultis Faw'!$A$2:$A$26,1))),$C163*'Shultis Faw'!$E$2/'Shultis Faw'!$A$2)","v":5.2109869999999996E-2},{"$f":"_xlfn.IFNA(INDEX('Shultis Faw'!$F$2:$F$26,MATCH($C163,'Shultis Faw'!$A$2:$A$26,1))+($C163-INDEX('Shultis Faw'!$A$2:$A$26,MATCH($C163,'Shultis Faw'!$A$2:$A$26,1)))*(INDEX('Shultis Faw'!$F$2:$F$26,MATCH($C163,'Shultis Faw'!$A$2:$A$26,1)+1)-INDEX('Shultis Faw'!$F$2:$F$26,MATCH($C163,'Shultis Faw'!$A$2:$A$26,1)))/(INDEX('Shultis Faw'!$A$2:$A$26,MATCH($C163,'Shultis Faw'!$A$2:$A$26,1)+1)-INDEX('Shultis Faw'!$A$2:$A$26,MATCH($C163,'Shultis Faw'!$A$2:$A$26,1))),$C163*'Shultis Faw'!$F$2/'Shultis Faw'!$A$2)","v":14.27209},{"$f":"J163*(H163*'Externe blootstelling'!$D$23/2)^K163+L163*(TANH(((H163*'Externe blootstelling'!$D$23)/(2*M163))-2)-TANH(-2))/(1-TANH(-2))","v":1.6453691840553946},{"$f":"IF(N163=1,1+(I163-1)*H163*'Externe blootstelling'!$D$23/2,1+(I163-1)*(N163^(H163*'Externe blootstelling'!$D$23/2)-1)/(N163-1))","v":3.1994030426322202},{"$f":"G163*EXP(-H163*'Externe blootstelling'!$D$23/2)*O163","v":9.5982640416538285E-5}]
[null," g ",0.56120000000000003,{"$f":"C164*1000000*1.6E-19","v":8.9791999999999995E-14},1.08E-5,{"$f":"_xlfn.IFNA(INDEX('hp (pSv cm2)'!$B$2:$B$52,MATCH($C164,'hp (pSv cm2)'!$A$2:$A$52,1))+($C164-INDEX('hp (pSv cm2)'!$A$2:$A$52,MATCH($C164,'hp (pSv cm2)'!$A$2:$A$52,1)))*(INDEX('hp (pSv cm2)'!$B$2:$B$52,MATCH($C164,'hp (pSv cm2)'!$A$2:$A$52,1)+1)-INDEX('hp (pSv cm2)'!$B$2:$B$52,MATCH($C164,'hp (pSv cm2)'!$A$2:$A$52,1)))/(INDEX('hp (pSv cm2)'!$A$2:$A$52,MATCH($C164,'hp (pSv cm2)'!$A$2:$A$52,1)+1)-INDEX('hp (pSv cm2)'!$A$2:$A$52,MATCH($C164,'hp (pSv cm2)'!$A$2:$A$52,1))),$C164*'hp (pSv cm2)'!$B$2/'hp (pSv cm2)'!$A$2)","v":2.7392800000000004},{"$f":"F164*E164","v":2.9584224000000003E-5},{"$f":"_xlfn.IFNA(0.997*(INDEX('Mass attenuation coefficients'!$B$2:$B$37,MATCH($C164,'Mass attenuation coefficients'!$A$2:$A$37,1))+($C164-INDEX('Mass attenuation coefficients'!$A$2:$A$37,MATCH($C164,'Mass attenuation coefficients'!$A$2:$A$37,1)))*(INDEX('Mass attenuation coefficients'!$B$2:$B$37,MATCH($C164,'Mass attenuation coefficients'!$A$2:$A$37,1)+1)-INDEX('Mass attenuation coefficients'!$B$2:$B$37,MATCH($C164,'Mass attenuation coefficients'!$A$2:$A$37,1)))/(INDEX('Mass attenuation coefficients'!$A$2:$A$37,MATCH($C164,'Mass attenuation coefficients'!$A$2:$A$37,1)+1)-INDEX('Mass attenuation coefficients'!$A$2:$A$37,MATCH($C164,'Mass attenuation coefficients'!$A$2:$A$37,1)))),0.997*$C164*'Mass attenuation coefficients'!$B$2/'Mass attenuation coefficients'!$A$2)","v":9.211909116E-2},{"$f":"_xlfn.IFNA(INDEX('Shultis Faw'!$C$2:$C$26,MATCH($C164,'Shultis Faw'!$A$2:$A$26,1))+($C164-INDEX('Shultis Faw'!$A$2:$A$26,MATCH($C164,'Shultis Faw'!$A$2:$A$26,1)))*(INDEX('Shultis Faw'!$C$2:$C$26,MATCH($C164,'Shultis Faw'!$A$2:$A$26,1)+1)-INDEX('Shultis Faw'!$C$2:$C$26,MATCH($C164,'Shultis Faw'!$A$2:$A$26,1)))/(INDEX('Shultis Faw'!$A$2:$A$26,MATCH($C164,'Shultis Faw'!$A$2:$A$26,1)+1)-INDEX('Shultis Faw'!$A$2:$A$26,MATCH($C164,'Shultis Faw'!$A$2:$A$26,1))),$C164*'Shultis Faw'!$C$2/'Shultis Faw'!$A$2)","v":2.4247239999999999},{"$f":"_xlfn.IFNA(INDEX('Shultis Faw'!$D$2:$D$26,MATCH($C164,'Shultis Faw'!$A$2:$A$26,1))+($C164-INDEX('Shultis Faw'!$A$2:$A$26,MATCH($C164,'Shultis Faw'!$A$2:$A$26,1)))*(INDEX('Shultis Faw'!$D$2:$D$26,MATCH($C164,'Shultis Faw'!$A$2:$A$26,1)+1)-INDEX('Shultis Faw'!$D$2:$D$26,MATCH($C164,'Shultis Faw'!$A$2:$A$26,1)))/(INDEX('Shultis Faw'!$A$2:$A$26,MATCH($C164,'Shultis Faw'!$A$2:$A$26,1)+1)-INDEX('Shultis Faw'!$A$2:$A$26,MATCH($C164,'Shultis Faw'!$A$2:$A$26,1))),$C164*'Shultis Faw'!$D$2/'Shultis Faw'!$A$2)","v":1.7127559999999999},{"$f":"_xlfn.IFNA(INDEX('Shultis Faw'!$B$2:$B$26,MATCH($C164,'Shultis Faw'!$A$2:$A$26,1))+($C164-INDEX('Shultis Faw'!$A$2:$A$26,MATCH($C164,'Shultis Faw'!$A$2:$A$26,1)))*(INDEX('Shultis Faw'!$B$2:$B$26,MATCH($C164,'Shultis Faw'!$A$2:$A$26,1)+1)-INDEX('Shultis Faw'!$B$2:$B$26,MATCH($C164,'Shultis Faw'!$A$2:$A$26,1)))/(INDEX('Shultis Faw'!$A$2:$A$26,MATCH($C164,'Shultis Faw'!$A$2:$A$26,1)+1)-INDEX('Shultis Faw'!$A$2:$A$26,MATCH($C164,'Shultis Faw'!$A$2:$A$26,1))),$C164*'Shultis Faw'!$B$2/'Shultis Faw'!$A$2)","v":-0.12826799999999999},{"$f":"_xlfn.IFNA(INDEX('Shultis Faw'!$E$2:$E$26,MATCH($C164,'Shultis Faw'!$A$2:$A$26,1))+($C164-INDEX('Shultis Faw'!$A$2:$A$26,MATCH($C164,'Shultis Faw'!$A$2:$A$26,1)))*(INDEX('Shultis Faw'!$E$2:$E$26,MATCH($C164,'Shultis Faw'!$A$2:$A$26,1)+1)-INDEX('Shultis Faw'!$E$2:$E$26,MATCH($C164,'Shultis Faw'!$A$2:$A$26,1)))/(INDEX('Shultis Faw'!$A$2:$A$26,MATCH($C164,'Shultis Faw'!$A$2:$A$26,1)+1)-INDEX('Shultis Faw'!$A$2:$A$26,MATCH($C164,'Shultis Faw'!$A$2:$A$26,1))),$C164*'Shultis Faw'!$E$2/'Shultis Faw'!$A$2)","v":5.1968399999999998E-2},{"$f":"_xlfn.IFNA(INDEX('Shultis Faw'!$F$2:$F$26,MATCH($C164,'Shultis Faw'!$A$2:$A$26,1))+($C164-INDEX('Shultis Faw'!$A$2:$A$26,MATCH($C164,'Shultis Faw'!$A$2:$A$26,1)))*(INDEX('Shultis Faw'!$F$2:$F$26,MATCH($C164,'Shultis Faw'!$A$2:$A$26,1)+1)-INDEX('Shultis Faw'!$F$2:$F$26,MATCH($C164,'Shultis Faw'!$A$2:$A$26,1)))/(INDEX('Shultis Faw'!$A$2:$A$26,MATCH($C164,'Shultis Faw'!$A$2:$A$26,1)+1)-INDEX('Shultis Faw'!$A$2:$A$26,MATCH($C164,'Shultis Faw'!$A$2:$A$26,1))),$C164*'Shultis Faw'!$F$2/'Shultis Faw'!$A$2)","v":14.268800000000001},{"$f":"J164*(H164*'Externe blootstelling'!$D$23/2)^K164+L164*(TANH(((H164*'Externe blootstelling'!$D$23)/(2*M164))-2)-TANH(-2))/(1-TANH(-2))","v":1.6433649286977208},{"$f":"IF(N164=1,1+(I164-1)*H164*'Externe blootstelling'!$D$23/2,1+(I164-1)*(N164^(H164*'Externe blootstelling'!$D$23/2)-1)/(N164-1))","v":3.1846913117786184},{"$f":"G164*EXP(-H164*'Externe blootstelling'!$D$23/2)*O164","v":2.366057696263149E-5}]
[null," g ",0.56292999999999993,9.0068799999999978E-14,3.7999999999999997E-4,{"$f":"_xlfn.IFNA(INDEX('hp (pSv cm2)'!$B$2:$B$52,MATCH($C165,'hp (pSv cm2)'!$A$2:$A$52,1))+($C165-INDEX('hp (pSv cm2)'!$A$2:$A$52,MATCH($C165,'hp (pSv cm2)'!$A$2:$A$52,1)))*(INDEX('hp (pSv cm2)'!$B$2:$B$52,MATCH($C165,'hp (pSv cm2)'!$A$2:$A$52,1)+1)-INDEX('hp (pSv cm2)'!$B$2:$B$52,MATCH($C165,'hp (pSv cm2)'!$A$2:$A$52,1)))/(INDEX('hp (pSv cm2)'!$A$2:$A$52,MATCH($C165,'hp (pSv cm2)'!$A$2:$A$52,1)+1)-INDEX('hp (pSv cm2)'!$A$2:$A$52,MATCH($C165,'hp (pSv cm2)'!$A$2:$A$52,1))),$C165*'hp (pSv cm2)'!$B$2/'hp (pSv cm2)'!$A$2)","v":2.7468919999999999},1.0438189599999998E-3,{"$f":"_xlfn.IFNA(0.997*(INDEX('Mass attenuation coefficients'!$B$2:$B$37,MATCH($C165,'Mass attenuation coefficients'!$A$2:$A$37,1))+($C165-INDEX('Mass attenuation coefficients'!$A$2:$A$37,MATCH($C165,'Mass attenuation coefficients'!$A$2:$A$37,1)))*(INDEX('Mass attenuation coefficients'!$B$2:$B$37,MATCH($C165,'Mass attenuation coefficients'!$A$2:$A$37,1)+1)-INDEX('Mass attenuation coefficients'!$B$2:$B$37,MATCH($C165,'Mass attenuation coefficients'!$A$2:$A$37,1)))/(INDEX('Mass attenuation coefficients'!$A$2:$A$37,MATCH($C165,'Mass attenuation coefficients'!$A$2:$A$37,1)+1)-INDEX('Mass attenuation coefficients'!$A$2:$A$37,MATCH($C165,'Mass attenuation coefficients'!$A$2:$A$37,1)))),0.997*$C165*'Mass attenuation coefficients'!$B$2/'Mass attenuation coefficients'!$A$2)","v":9.1993007549E-2},{"$f":"_xlfn.IFNA(INDEX('Shultis Faw'!$C$2:$C$26,MATCH($C165,'Shultis Faw'!$A$2:$A$26,1))+($C165-INDEX('Shultis Faw'!$A$2:$A$26,MATCH($C165,'Shultis Faw'!$A$2:$A$26,1)))*(INDEX('Shultis Faw'!$C$2:$C$26,MATCH($C165,'Shultis Faw'!$A$2:$A$26,1)+1)-INDEX('Shultis Faw'!$C$2:$C$26,MATCH($C165,'Shultis Faw'!$A$2:$A$26,1)))/(INDEX('Shultis Faw'!$A$2:$A$26,MATCH($C165,'Shultis Faw'!$A$2:$A$26,1)+1)-INDEX('Shultis Faw'!$A$2:$A$26,MATCH($C165,'Shultis Faw'!$A$2:$A$26,1))),$C165*'Shultis Faw'!$C$2/'Shultis Faw'!$A$2)","v":2.4225960999999998},{"$f":"_xlfn.IFNA(INDEX('Shultis Faw'!$D$2:$D$26,MATCH($C165,'Shultis Faw'!$A$2:$A$26,1))+($C165-INDEX('Shultis Faw'!$A$2:$A$26,MATCH($C165,'Shultis Faw'!$A$2:$A$26,1)))*(INDEX('Shultis Faw'!$D$2:$D$26,MATCH($C165,'Shultis Faw'!$A$2:$A$26,1)+1)-INDEX('Shultis Faw'!$D$2:$D$26,MATCH($C165,'Shultis Faw'!$A$2:$A$26,1)))/(INDEX('Shultis Faw'!$A$2:$A$26,MATCH($C165,'Shultis Faw'!$A$2:$A$26,1)+1)-INDEX('Shultis Faw'!$A$2:$A$26,MATCH($C165,'Shultis Faw'!$A$2:$A$26,1))),$C165*'Shultis Faw'!$D$2/'Shultis Faw'!$A$2)","v":1.7112509},{"$f":"_xlfn.IFNA(INDEX('Shultis Faw'!$B$2:$B$26,MATCH($C165,'Shultis Faw'!$A$2:$A$26,1))+($C165-INDEX('Shultis Faw'!$A$2:$A$26,MATCH($C165,'Shultis Faw'!$A$2:$A$26,1)))*(INDEX('Shultis Faw'!$B$2:$B$26,MATCH($C165,'Shultis Faw'!$A$2:$A$26,1)+1)-INDEX('Shultis Faw'!$B$2:$B$26,MATCH($C165,'Shultis Faw'!$A$2:$A$26,1)))/(INDEX('Shultis Faw'!$A$2:$A$26,MATCH($C165,'Shultis Faw'!$A$2:$A$26,1)+1)-INDEX('Shultis Faw'!$A$2:$A$26,MATCH($C165,'Shultis Faw'!$A$2:$A$26,1))),$C165*'Shultis Faw'!$B$2/'Shultis Faw'!$A$2)","v":-0.12807770000000002},{"$f":"_xlfn.IFNA(INDEX('Shultis Faw'!$E$2:$E$26,MATCH($C165,'Shultis Faw'!$A$2:$A$26,1))+($C165-INDEX('Shultis Faw'!$A$2:$A$26,MATCH($C165,'Shultis Faw'!$A$2:$A$26,1)))*(INDEX('Shultis Faw'!$E$2:$E$26,MATCH($C165,'Shultis Faw'!$A$2:$A$26,1)+1)-INDEX('Shultis Faw'!$E$2:$E$26,MATCH($C165,'Shultis Faw'!$A$2:$A$26,1)))/(INDEX('Shultis Faw'!$A$2:$A$26,MATCH($C165,'Shultis Faw'!$A$2:$A$26,1)+1)-INDEX('Shultis Faw'!$A$2:$A$26,MATCH($C165,'Shultis Faw'!$A$2:$A$26,1))),$C165*'Shultis Faw'!$E$2/'Shultis Faw'!$A$2)","v":5.1894010000000004E-2},{"$f":"_xlfn.IFNA(INDEX('Shultis Faw'!$F$2:$F$26,MATCH($C165,'Shultis Faw'!$A$2:$A$26,1))+($C165-INDEX('Shultis Faw'!$A$2:$A$26,MATCH($C165,'Shultis Faw'!$A$2:$A$26,1)))*(INDEX('Shultis Faw'!$F$2:$F$26,MATCH($C165,'Shultis Faw'!$A$2:$A$26,1)+1)-INDEX('Shultis Faw'!$F$2:$F$26,MATCH($C165,'Shultis Faw'!$A$2:$A$26,1)))/(INDEX('Shultis Faw'!$A$2:$A$26,MATCH($C165,'Shultis Faw'!$A$2:$A$26,1)+1)-INDEX('Shultis Faw'!$A$2:$A$26,MATCH($C165,'Shultis Faw'!$A$2:$A$26,1))),$C165*'Shultis Faw'!$F$2/'Shultis Faw'!$A$2)","v":14.26707},{"$f":"J165*(H165*'Externe blootstelling'!$D$23/2)^K165+L165*(TANH(((H165*'Externe blootstelling'!$D$23)/(2*M165))-2)-TANH(-2))/(1-TANH(-2))","v":1.6423094920164556},{"$f":"IF(N165=1,1+(I165-1)*H165*'Externe blootstelling'!$D$23/2,1+(I165-1)*(N165^(H165*'Externe blootstelling'!$D$23/2)-1)/(N165-1))","v":3.1769861837854547},{"$f":"G165*EXP(-H165*'Externe blootstelling'!$D$23/2)*O165","v":8.3437190870787944E-4}]
[null," g ",0.56398999999999999,9.02384E-14,4.5700000000000003E-3,{"$f":"_xlfn.IFNA(INDEX('hp (pSv cm2)'!$B$2:$B$52,MATCH($C166,'hp (pSv cm2)'!$A$2:$A$52,1))+($C166-INDEX('hp (pSv cm2)'!$A$2:$A$52,MATCH($C166,'hp (pSv cm2)'!$A$2:$A$52,1)))*(INDEX('hp (pSv cm2)'!$B$2:$B$52,MATCH($C166,'hp (pSv cm2)'!$A$2:$A$52,1)+1)-INDEX('hp (pSv cm2)'!$B$2:$B$52,MATCH($C166,'hp (pSv cm2)'!$A$2:$A$52,1)))/(INDEX('hp (pSv cm2)'!$A$2:$A$52,MATCH($C166,'hp (pSv cm2)'!$A$2:$A$52,1)+1)-INDEX('hp (pSv cm2)'!$A$2:$A$52,MATCH($C166,'hp (pSv cm2)'!$A$2:$A$52,1))),$C166*'hp (pSv cm2)'!$B$2/'hp (pSv cm2)'!$A$2)","v":2.7515560000000003},1.2574610920000001E-2,{"$f":"_xlfn.IFNA(0.997*(INDEX('Mass attenuation coefficients'!$B$2:$B$37,MATCH($C166,'Mass attenuation coefficients'!$A$2:$A$37,1))+($C166-INDEX('Mass attenuation coefficients'!$A$2:$A$37,MATCH($C166,'Mass attenuation coefficients'!$A$2:$A$37,1)))*(INDEX('Mass attenuation coefficients'!$B$2:$B$37,MATCH($C166,'Mass attenuation coefficients'!$A$2:$A$37,1)+1)-INDEX('Mass attenuation coefficients'!$B$2:$B$37,MATCH($C166,'Mass attenuation coefficients'!$A$2:$A$37,1)))/(INDEX('Mass attenuation coefficients'!$A$2:$A$37,MATCH($C166,'Mass attenuation coefficients'!$A$2:$A$37,1)+1)-INDEX('Mass attenuation coefficients'!$A$2:$A$37,MATCH($C166,'Mass attenuation coefficients'!$A$2:$A$37,1)))),0.997*$C166*'Mass attenuation coefficients'!$B$2/'Mass attenuation coefficients'!$A$2)","v":9.1915754007E-2},{"$f":"_xlfn.IFNA(INDEX('Shultis Faw'!$C$2:$C$26,MATCH($C166,'Shultis Faw'!$A$2:$A$26,1))+($C166-INDEX('Shultis Faw'!$A$2:$A$26,MATCH($C166,'Shultis Faw'!$A$2:$A$26,1)))*(INDEX('Shultis Faw'!$C$2:$C$26,MATCH($C166,'Shultis Faw'!$A$2:$A$26,1)+1)-INDEX('Shultis Faw'!$C$2:$C$26,MATCH($C166,'Shultis Faw'!$A$2:$A$26,1)))/(INDEX('Shultis Faw'!$A$2:$A$26,MATCH($C166,'Shultis Faw'!$A$2:$A$26,1)+1)-INDEX('Shultis Faw'!$A$2:$A$26,MATCH($C166,'Shultis Faw'!$A$2:$A$26,1))),$C166*'Shultis Faw'!$C$2/'Shultis Faw'!$A$2)","v":2.4212922999999997},{"$f":"_xlfn.IFNA(INDEX('Shultis Faw'!$D$2:$D$26,MATCH($C166,'Shultis Faw'!$A$2:$A$26,1))+($C166-INDEX('Shultis Faw'!$A$2:$A$26,MATCH($C166,'Shultis Faw'!$A$2:$A$26,1)))*(INDEX('Shultis Faw'!$D$2:$D$26,MATCH($C166,'Shultis Faw'!$A$2:$A$26,1)+1)-INDEX('Shultis Faw'!$D$2:$D$26,MATCH($C166,'Shultis Faw'!$A$2:$A$26,1)))/(INDEX('Shultis Faw'!$A$2:$A$26,MATCH($C166,'Shultis Faw'!$A$2:$A$26,1)+1)-INDEX('Shultis Faw'!$A$2:$A$26,MATCH($C166,'Shultis Faw'!$A$2:$A$26,1))),$C166*'Shultis Faw'!$D$2/'Shultis Faw'!$A$2)","v":1.7103287},{"$f":"_xlfn.IFNA(INDEX('Shultis Faw'!$B$2:$B$26,MATCH($C166,'Shultis Faw'!$A$2:$A$26,1))+($C166-INDEX('Shultis Faw'!$A$2:$A$26,MATCH($C166,'Shultis Faw'!$A$2:$A$26,1)))*(INDEX('Shultis Faw'!$B$2:$B$26,MATCH($C166,'Shultis Faw'!$A$2:$A$26,1)+1)-INDEX('Shultis Faw'!$B$2:$B$26,MATCH($C166,'Shultis Faw'!$A$2:$A$26,1)))/(INDEX('Shultis Faw'!$A$2:$A$26,MATCH($C166,'Shultis Faw'!$A$2:$A$26,1)+1)-INDEX('Shultis Faw'!$A$2:$A$26,MATCH($C166,'Shultis Faw'!$A$2:$A$26,1))),$C166*'Shultis Faw'!$B$2/'Shultis Faw'!$A$2)","v":-0.12796109999999999},{"$f":"_xlfn.IFNA(INDEX('Shultis Faw'!$E$2:$E$26,MATCH($C166,'Shultis Faw'!$A$2:$A$26,1))+($C166-INDEX('Shultis Faw'!$A$2:$A$26,MATCH($C166,'Shultis Faw'!$A$2:$A$26,1)))*(INDEX('Shultis Faw'!$E$2:$E$26,MATCH($C166,'Shultis Faw'!$A$2:$A$26,1)+1)-INDEX('Shultis Faw'!$E$2:$E$26,MATCH($C166,'Shultis Faw'!$A$2:$A$26,1)))/(INDEX('Shultis Faw'!$A$2:$A$26,MATCH($C166,'Shultis Faw'!$A$2:$A$26,1)+1)-INDEX('Shultis Faw'!$A$2:$A$26,MATCH($C166,'Shultis Faw'!$A$2:$A$26,1))),$C166*'Shultis Faw'!$E$2/'Shultis Faw'!$A$2)","v":5.1848430000000001E-2},{"$f":"_xlfn.IFNA(INDEX('Shultis Faw'!$F$2:$F$26,MATCH($C166,'Shultis Faw'!$A$2:$A$26,1))+($C166-INDEX('Shultis Faw'!$A$2:$A$26,MATCH($C166,'Shultis Faw'!$A$2:$A$26,1)))*(INDEX('Shultis Faw'!$F$2:$F$26,MATCH($C166,'Shultis Faw'!$A$2:$A$26,1)+1)-INDEX('Shultis Faw'!$F$2:$F$26,MATCH($C166,'Shultis Faw'!$A$2:$A$26,1)))/(INDEX('Shultis Faw'!$A$2:$A$26,MATCH($C166,'Shultis Faw'!$A$2:$A$26,1)+1)-INDEX('Shultis Faw'!$A$2:$A$26,MATCH($C166,'Shultis Faw'!$A$2:$A$26,1))),$C166*'Shultis Faw'!$F$2/'Shultis Faw'!$A$2)","v":14.26601},{"$f":"J166*(H166*'Externe blootstelling'!$D$23/2)^K166+L166*(TANH(((H166*'Externe blootstelling'!$D$23)/(2*M166))-2)-TANH(-2))/(1-TANH(-2))","v":1.6416622881564216},{"$f":"IF(N166=1,1+(I166-1)*H166*'Externe blootstelling'!$D$23/2,1+(I166-1)*(N166^(H166*'Externe blootstelling'!$D$23/2)-1)/(N166-1))","v":3.172275589873526},{"$f":"G166*EXP(-H166*'Externe blootstelling'!$D$23/2)*O166","v":1.0048191285323806E-2}]
[null," g ",0.566442,9.0630719999999998E-14,1.31E-3,{"$f":"_xlfn.IFNA(INDEX('hp (pSv cm2)'!$B$2:$B$52,MATCH($C167,'hp (pSv cm2)'!$A$2:$A$52,1))+($C167-INDEX('hp (pSv cm2)'!$A$2:$A$52,MATCH($C167,'hp (pSv cm2)'!$A$2:$A$52,1)))*(INDEX('hp (pSv cm2)'!$B$2:$B$52,MATCH($C167,'hp (pSv cm2)'!$A$2:$A$52,1)+1)-INDEX('hp (pSv cm2)'!$B$2:$B$52,MATCH($C167,'hp (pSv cm2)'!$A$2:$A$52,1)))/(INDEX('hp (pSv cm2)'!$A$2:$A$52,MATCH($C167,'hp (pSv cm2)'!$A$2:$A$52,1)+1)-INDEX('hp (pSv cm2)'!$A$2:$A$52,MATCH($C167,'hp (pSv cm2)'!$A$2:$A$52,1))),$C167*'hp (pSv cm2)'!$B$2/'hp (pSv cm2)'!$A$2)","v":2.7623448000000002},3.6186716880000002E-3,{"$f":"_xlfn.IFNA(0.997*(INDEX('Mass attenuation coefficients'!$B$2:$B$37,MATCH($C167,'Mass attenuation coefficients'!$A$2:$A$37,1))+($C167-INDEX('Mass attenuation coefficients'!$A$2:$A$37,MATCH($C167,'Mass attenuation coefficients'!$A$2:$A$37,1)))*(INDEX('Mass attenuation coefficients'!$B$2:$B$37,MATCH($C167,'Mass attenuation coefficients'!$A$2:$A$37,1)+1)-INDEX('Mass attenuation coefficients'!$B$2:$B$37,MATCH($C167,'Mass attenuation coefficients'!$A$2:$A$37,1)))/(INDEX('Mass attenuation coefficients'!$A$2:$A$37,MATCH($C167,'Mass attenuation coefficients'!$A$2:$A$37,1)+1)-INDEX('Mass attenuation coefficients'!$A$2:$A$37,MATCH($C167,'Mass attenuation coefficients'!$A$2:$A$37,1)))),0.997*$C167*'Mass attenuation coefficients'!$B$2/'Mass attenuation coefficients'!$A$2)","v":9.1737050530600009E-2},{"$f":"_xlfn.IFNA(INDEX('Shultis Faw'!$C$2:$C$26,MATCH($C167,'Shultis Faw'!$A$2:$A$26,1))+($C167-INDEX('Shultis Faw'!$A$2:$A$26,MATCH($C167,'Shultis Faw'!$A$2:$A$26,1)))*(INDEX('Shultis Faw'!$C$2:$C$26,MATCH($C167,'Shultis Faw'!$A$2:$A$26,1)+1)-INDEX('Shultis Faw'!$C$2:$C$26,MATCH($C167,'Shultis Faw'!$A$2:$A$26,1)))/(INDEX('Shultis Faw'!$A$2:$A$26,MATCH($C167,'Shultis Faw'!$A$2:$A$26,1)+1)-INDEX('Shultis Faw'!$A$2:$A$26,MATCH($C167,'Shultis Faw'!$A$2:$A$26,1))),$C167*'Shultis Faw'!$C$2/'Shultis Faw'!$A$2)","v":2.4182763399999998},{"$f":"_xlfn.IFNA(INDEX('Shultis Faw'!$D$2:$D$26,MATCH($C167,'Shultis Faw'!$A$2:$A$26,1))+($C167-INDEX('Shultis Faw'!$A$2:$A$26,MATCH($C167,'Shultis Faw'!$A$2:$A$26,1)))*(INDEX('Shultis Faw'!$D$2:$D$26,MATCH($C167,'Shultis Faw'!$A$2:$A$26,1)+1)-INDEX('Shultis Faw'!$D$2:$D$26,MATCH($C167,'Shultis Faw'!$A$2:$A$26,1)))/(INDEX('Shultis Faw'!$A$2:$A$26,MATCH($C167,'Shultis Faw'!$A$2:$A$26,1)+1)-INDEX('Shultis Faw'!$A$2:$A$26,MATCH($C167,'Shultis Faw'!$A$2:$A$26,1))),$C167*'Shultis Faw'!$D$2/'Shultis Faw'!$A$2)","v":1.70819546},{"$f":"_xlfn.IFNA(INDEX('Shultis Faw'!$B$2:$B$26,MATCH($C167,'Shultis Faw'!$A$2:$A$26,1))+($C167-INDEX('Shultis Faw'!$A$2:$A$26,MATCH($C167,'Shultis Faw'!$A$2:$A$26,1)))*(INDEX('Shultis Faw'!$B$2:$B$26,MATCH($C167,'Shultis Faw'!$A$2:$A$26,1)+1)-INDEX('Shultis Faw'!$B$2:$B$26,MATCH($C167,'Shultis Faw'!$A$2:$A$26,1)))/(INDEX('Shultis Faw'!$A$2:$A$26,MATCH($C167,'Shultis Faw'!$A$2:$A$26,1)+1)-INDEX('Shultis Faw'!$A$2:$A$26,MATCH($C167,'Shultis Faw'!$A$2:$A$26,1))),$C167*'Shultis Faw'!$B$2/'Shultis Faw'!$A$2)","v":-0.12769137999999999},{"$f":"_xlfn.IFNA(INDEX('Shultis Faw'!$E$2:$E$26,MATCH($C167,'Shultis Faw'!$A$2:$A$26,1))+($C167-INDEX('Shultis Faw'!$A$2:$A$26,MATCH($C167,'Shultis Faw'!$A$2:$A$26,1)))*(INDEX('Shultis Faw'!$E$2:$E$26,MATCH($C167,'Shultis Faw'!$A$2:$A$26,1)+1)-INDEX('Shultis Faw'!$E$2:$E$26,MATCH($C167,'Shultis Faw'!$A$2:$A$26,1)))/(INDEX('Shultis Faw'!$A$2:$A$26,MATCH($C167,'Shultis Faw'!$A$2:$A$26,1)+1)-INDEX('Shultis Faw'!$A$2:$A$26,MATCH($C167,'Shultis Faw'!$A$2:$A$26,1))),$C167*'Shultis Faw'!$E$2/'Shultis Faw'!$A$2)","v":5.1742994E-2},{"$f":"_xlfn.IFNA(INDEX('Shultis Faw'!$F$2:$F$26,MATCH($C167,'Shultis Faw'!$A$2:$A$26,1))+($C167-INDEX('Shultis Faw'!$A$2:$A$26,MATCH($C167,'Shultis Faw'!$A$2:$A$26,1)))*(INDEX('Shultis Faw'!$F$2:$F$26,MATCH($C167,'Shultis Faw'!$A$2:$A$26,1)+1)-INDEX('Shultis Faw'!$F$2:$F$26,MATCH($C167,'Shultis Faw'!$A$2:$A$26,1)))/(INDEX('Shultis Faw'!$A$2:$A$26,MATCH($C167,'Shultis Faw'!$A$2:$A$26,1)+1)-INDEX('Shultis Faw'!$A$2:$A$26,MATCH($C167,'Shultis Faw'!$A$2:$A$26,1))),$C167*'Shultis Faw'!$F$2/'Shultis Faw'!$A$2)","v":14.263558},{"$f":"J167*(H167*'Externe blootstelling'!$D$23/2)^K167+L167*(TANH(((H167*'Externe blootstelling'!$D$23)/(2*M167))-2)-TANH(-2))/(1-TANH(-2))","v":1.6401636568127089},{"$f":"IF(N167=1,1+(I167-1)*H167*'Externe blootstelling'!$D$23/2,1+(I167-1)*(N167^(H167*'Externe blootstelling'!$D$23/2)-1)/(N167-1))","v":3.1614094101362729},{"$f":"G167*EXP(-H167*'Externe blootstelling'!$D$23/2)*O167","v":2.889458769376527E-3}]
[null," g ",0.57183000000000006,9.149280000000001E-14,4.7999999999999994E-5,{"$f":"_xlfn.IFNA(INDEX('hp (pSv cm2)'!$B$2:$B$52,MATCH($C168,'hp (pSv cm2)'!$A$2:$A$52,1))+($C168-INDEX('hp (pSv cm2)'!$A$2:$A$52,MATCH($C168,'hp (pSv cm2)'!$A$2:$A$52,1)))*(INDEX('hp (pSv cm2)'!$B$2:$B$52,MATCH($C168,'hp (pSv cm2)'!$A$2:$A$52,1)+1)-INDEX('hp (pSv cm2)'!$B$2:$B$52,MATCH($C168,'hp (pSv cm2)'!$A$2:$A$52,1)))/(INDEX('hp (pSv cm2)'!$A$2:$A$52,MATCH($C168,'hp (pSv cm2)'!$A$2:$A$52,1)+1)-INDEX('hp (pSv cm2)'!$A$2:$A$52,MATCH($C168,'hp (pSv cm2)'!$A$2:$A$52,1))),$C168*'hp (pSv cm2)'!$B$2/'hp (pSv cm2)'!$A$2)","v":2.7860520000000006},1.3373049600000001E-4,{"$f":"_xlfn.IFNA(0.997*(INDEX('Mass attenuation coefficients'!$B$2:$B$37,MATCH($C168,'Mass attenuation coefficients'!$A$2:$A$37,1))+($C168-INDEX('Mass attenuation coefficients'!$A$2:$A$37,MATCH($C168,'Mass attenuation coefficients'!$A$2:$A$37,1)))*(INDEX('Mass attenuation coefficients'!$B$2:$B$37,MATCH($C168,'Mass attenuation coefficients'!$A$2:$A$37,1)+1)-INDEX('Mass attenuation coefficients'!$B$2:$B$37,MATCH($C168,'Mass attenuation coefficients'!$A$2:$A$37,1)))/(INDEX('Mass attenuation coefficients'!$A$2:$A$37,MATCH($C168,'Mass attenuation coefficients'!$A$2:$A$37,1)+1)-INDEX('Mass attenuation coefficients'!$A$2:$A$37,MATCH($C168,'Mass attenuation coefficients'!$A$2:$A$37,1)))),0.997*$C168*'Mass attenuation coefficients'!$B$2/'Mass attenuation coefficients'!$A$2)","v":9.1344369319000002E-2},{"$f":"_xlfn.IFNA(INDEX('Shultis Faw'!$C$2:$C$26,MATCH($C168,'Shultis Faw'!$A$2:$A$26,1))+($C168-INDEX('Shultis Faw'!$A$2:$A$26,MATCH($C168,'Shultis Faw'!$A$2:$A$26,1)))*(INDEX('Shultis Faw'!$C$2:$C$26,MATCH($C168,'Shultis Faw'!$A$2:$A$26,1)+1)-INDEX('Shultis Faw'!$C$2:$C$26,MATCH($C168,'Shultis Faw'!$A$2:$A$26,1)))/(INDEX('Shultis Faw'!$A$2:$A$26,MATCH($C168,'Shultis Faw'!$A$2:$A$26,1)+1)-INDEX('Shultis Faw'!$A$2:$A$26,MATCH($C168,'Shultis Faw'!$A$2:$A$26,1))),$C168*'Shultis Faw'!$C$2/'Shultis Faw'!$A$2)","v":2.4116490999999995},{"$f":"_xlfn.IFNA(INDEX('Shultis Faw'!$D$2:$D$26,MATCH($C168,'Shultis Faw'!$A$2:$A$26,1))+($C168-INDEX('Shultis Faw'!$A$2:$A$26,MATCH($C168,'Shultis Faw'!$A$2:$A$26,1)))*(INDEX('Shultis Faw'!$D$2:$D$26,MATCH($C168,'Shultis Faw'!$A$2:$A$26,1)+1)-INDEX('Shultis Faw'!$D$2:$D$26,MATCH($C168,'Shultis Faw'!$A$2:$A$26,1)))/(INDEX('Shultis Faw'!$A$2:$A$26,MATCH($C168,'Shultis Faw'!$A$2:$A$26,1)+1)-INDEX('Shultis Faw'!$A$2:$A$26,MATCH($C168,'Shultis Faw'!$A$2:$A$26,1))),$C168*'Shultis Faw'!$D$2/'Shultis Faw'!$A$2)","v":1.7035079},{"$f":"_xlfn.IFNA(INDEX('Shultis Faw'!$B$2:$B$26,MATCH($C168,'Shultis Faw'!$A$2:$A$26,1))+($C168-INDEX('Shultis Faw'!$A$2:$A$26,MATCH($C168,'Shultis Faw'!$A$2:$A$26,1)))*(INDEX('Shultis Faw'!$B$2:$B$26,MATCH($C168,'Shultis Faw'!$A$2:$A$26,1)+1)-INDEX('Shultis Faw'!$B$2:$B$26,MATCH($C168,'Shultis Faw'!$A$2:$A$26,1)))/(INDEX('Shultis Faw'!$A$2:$A$26,MATCH($C168,'Shultis Faw'!$A$2:$A$26,1)+1)-INDEX('Shultis Faw'!$A$2:$A$26,MATCH($C168,'Shultis Faw'!$A$2:$A$26,1))),$C168*'Shultis Faw'!$B$2/'Shultis Faw'!$A$2)","v":-0.12709869999999998},{"$f":"_xlfn.IFNA(INDEX('Shultis Faw'!$E$2:$E$26,MATCH($C168,'Shultis Faw'!$A$2:$A$26,1))+($C168-INDEX('Shultis Faw'!$A$2:$A$26,MATCH($C168,'Shultis Faw'!$A$2:$A$26,1)))*(INDEX('Shultis Faw'!$E$2:$E$26,MATCH($C168,'Shultis Faw'!$A$2:$A$26,1)+1)-INDEX('Shultis Faw'!$E$2:$E$26,MATCH($C168,'Shultis Faw'!$A$2:$A$26,1)))/(INDEX('Shultis Faw'!$A$2:$A$26,MATCH($C168,'Shultis Faw'!$A$2:$A$26,1)+1)-INDEX('Shultis Faw'!$A$2:$A$26,MATCH($C168,'Shultis Faw'!$A$2:$A$26,1))),$C168*'Shultis Faw'!$E$2/'Shultis Faw'!$A$2)","v":5.1511309999999998E-2},{"$f":"_xlfn.IFNA(INDEX('Shultis Faw'!$F$2:$F$26,MATCH($C168,'Shultis Faw'!$A$2:$A$26,1))+($C168-INDEX('Shultis Faw'!$A$2:$A$26,MATCH($C168,'Shultis Faw'!$A$2:$A$26,1)))*(INDEX('Shultis Faw'!$F$2:$F$26,MATCH($C168,'Shultis Faw'!$A$2:$A$26,1)+1)-INDEX('Shultis Faw'!$F$2:$F$26,MATCH($C168,'Shultis Faw'!$A$2:$A$26,1)))/(INDEX('Shultis Faw'!$A$2:$A$26,MATCH($C168,'Shultis Faw'!$A$2:$A$26,1)+1)-INDEX('Shultis Faw'!$A$2:$A$26,MATCH($C168,'Shultis Faw'!$A$2:$A$26,1))),$C168*'Shultis Faw'!$F$2/'Shultis Faw'!$A$2)","v":14.25817},{"$f":"J168*(H168*'Externe blootstelling'!$D$23/2)^K168+L168*(TANH(((H168*'Externe blootstelling'!$D$23)/(2*M168))-2)-TANH(-2))/(1-TANH(-2))","v":1.6368631502859265},{"$f":"IF(N168=1,1+(I168-1)*H168*'Externe blootstelling'!$D$23/2,1+(I168-1)*(N168^(H168*'Externe blootstelling'!$D$23/2)-1)/(N168-1))","v":3.1376806689413121},{"$f":"G168*EXP(-H168*'Externe blootstelling'!$D$23/2)*O168","v":1.0660654393280655E-4}]
[null," g ",0.58626500000000004,9.3802399999999999E-14,4.62E-3,{"$f":"_xlfn.IFNA(INDEX('hp (pSv cm2)'!$B$2:$B$52,MATCH($C169,'hp (pSv cm2)'!$A$2:$A$52,1))+($C169-INDEX('hp (pSv cm2)'!$A$2:$A$52,MATCH($C169,'hp (pSv cm2)'!$A$2:$A$52,1)))*(INDEX('hp (pSv cm2)'!$B$2:$B$52,MATCH($C169,'hp (pSv cm2)'!$A$2:$A$52,1)+1)-INDEX('hp (pSv cm2)'!$B$2:$B$52,MATCH($C169,'hp (pSv cm2)'!$A$2:$A$52,1)))/(INDEX('hp (pSv cm2)'!$A$2:$A$52,MATCH($C169,'hp (pSv cm2)'!$A$2:$A$52,1)+1)-INDEX('hp (pSv cm2)'!$A$2:$A$52,MATCH($C169,'hp (pSv cm2)'!$A$2:$A$52,1))),$C169*'hp (pSv cm2)'!$B$2/'hp (pSv cm2)'!$A$2)","v":2.8495660000000003},1.3164994920000001E-2,{"$f":"_xlfn.IFNA(0.997*(INDEX('Mass attenuation coefficients'!$B$2:$B$37,MATCH($C169,'Mass attenuation coefficients'!$A$2:$A$37,1))+($C169-INDEX('Mass attenuation coefficients'!$A$2:$A$37,MATCH($C169,'Mass attenuation coefficients'!$A$2:$A$37,1)))*(INDEX('Mass attenuation coefficients'!$B$2:$B$37,MATCH($C169,'Mass attenuation coefficients'!$A$2:$A$37,1)+1)-INDEX('Mass attenuation coefficients'!$B$2:$B$37,MATCH($C169,'Mass attenuation coefficients'!$A$2:$A$37,1)))/(INDEX('Mass attenuation coefficients'!$A$2:$A$37,MATCH($C169,'Mass attenuation coefficients'!$A$2:$A$37,1)+1)-INDEX('Mass attenuation coefficients'!$A$2:$A$37,MATCH($C169,'Mass attenuation coefficients'!$A$2:$A$37,1)))),0.997*$C169*'Mass attenuation coefficients'!$B$2/'Mass attenuation coefficients'!$A$2)","v":9.0292336414499991E-2},{"$f":"_xlfn.IFNA(INDEX('Shultis Faw'!$C$2:$C$26,MATCH($C169,'Shultis Faw'!$A$2:$A$26,1))+($C169-INDEX('Shultis Faw'!$A$2:$A$26,MATCH($C169,'Shultis Faw'!$A$2:$A$26,1)))*(INDEX('Shultis Faw'!$C$2:$C$26,MATCH($C169,'Shultis Faw'!$A$2:$A$26,1)+1)-INDEX('Shultis Faw'!$C$2:$C$26,MATCH($C169,'Shultis Faw'!$A$2:$A$26,1)))/(INDEX('Shultis Faw'!$A$2:$A$26,MATCH($C169,'Shultis Faw'!$A$2:$A$26,1)+1)-INDEX('Shultis Faw'!$A$2:$A$26,MATCH($C169,'Shultis Faw'!$A$2:$A$26,1))),$C169*'Shultis Faw'!$C$2/'Shultis Faw'!$A$2)","v":2.3938940499999997},{"$f":"_xlfn.IFNA(INDEX('Shultis Faw'!$D$2:$D$26,MATCH($C169,'Shultis Faw'!$A$2:$A$26,1))+($C169-INDEX('Shultis Faw'!$A$2:$A$26,MATCH($C169,'Shultis Faw'!$A$2:$A$26,1)))*(INDEX('Shultis Faw'!$D$2:$D$26,MATCH($C169,'Shultis Faw'!$A$2:$A$26,1)+1)-INDEX('Shultis Faw'!$D$2:$D$26,MATCH($C169,'Shultis Faw'!$A$2:$A$26,1)))/(INDEX('Shultis Faw'!$A$2:$A$26,MATCH($C169,'Shultis Faw'!$A$2:$A$26,1)+1)-INDEX('Shultis Faw'!$A$2:$A$26,MATCH($C169,'Shultis Faw'!$A$2:$A$26,1))),$C169*'Shultis Faw'!$D$2/'Shultis Faw'!$A$2)","v":1.69094945},{"$f":"_xlfn.IFNA(INDEX('Shultis Faw'!$B$2:$B$26,MATCH($C169,'Shultis Faw'!$A$2:$A$26,1))+($C169-INDEX('Shultis Faw'!$A$2:$A$26,MATCH($C169,'Shultis Faw'!$A$2:$A$26,1)))*(INDEX('Shultis Faw'!$B$2:$B$26,MATCH($C169,'Shultis Faw'!$A$2:$A$26,1)+1)-INDEX('Shultis Faw'!$B$2:$B$26,MATCH($C169,'Shultis Faw'!$A$2:$A$26,1)))/(INDEX('Shultis Faw'!$A$2:$A$26,MATCH($C169,'Shultis Faw'!$A$2:$A$26,1)+1)-INDEX('Shultis Faw'!$A$2:$A$26,MATCH($C169,'Shultis Faw'!$A$2:$A$26,1))),$C169*'Shultis Faw'!$B$2/'Shultis Faw'!$A$2)","v":-0.12551085000000001},{"$f":"_xlfn.IFNA(INDEX('Shultis Faw'!$E$2:$E$26,MATCH($C169,'Shultis Faw'!$A$2:$A$26,1))+($C169-INDEX('Shultis Faw'!$A$2:$A$26,MATCH($C169,'Shultis Faw'!$A$2:$A$26,1)))*(INDEX('Shultis Faw'!$E$2:$E$26,MATCH($C169,'Shultis Faw'!$A$2:$A$26,1)+1)-INDEX('Shultis Faw'!$E$2:$E$26,MATCH($C169,'Shultis Faw'!$A$2:$A$26,1)))/(INDEX('Shultis Faw'!$A$2:$A$26,MATCH($C169,'Shultis Faw'!$A$2:$A$26,1)+1)-INDEX('Shultis Faw'!$A$2:$A$26,MATCH($C169,'Shultis Faw'!$A$2:$A$26,1))),$C169*'Shultis Faw'!$E$2/'Shultis Faw'!$A$2)","v":5.0890604999999998E-2},{"$f":"_xlfn.IFNA(INDEX('Shultis Faw'!$F$2:$F$26,MATCH($C169,'Shultis Faw'!$A$2:$A$26,1))+($C169-INDEX('Shultis Faw'!$A$2:$A$26,MATCH($C169,'Shultis Faw'!$A$2:$A$26,1)))*(INDEX('Shultis Faw'!$F$2:$F$26,MATCH($C169,'Shultis Faw'!$A$2:$A$26,1)+1)-INDEX('Shultis Faw'!$F$2:$F$26,MATCH($C169,'Shultis Faw'!$A$2:$A$26,1)))/(INDEX('Shultis Faw'!$A$2:$A$26,MATCH($C169,'Shultis Faw'!$A$2:$A$26,1)+1)-INDEX('Shultis Faw'!$A$2:$A$26,MATCH($C169,'Shultis Faw'!$A$2:$A$26,1))),$C169*'Shultis Faw'!$F$2/'Shultis Faw'!$A$2)","v":14.243735000000001},{"$f":"J169*(H169*'Externe blootstelling'!$D$23/2)^K169+L169*(TANH(((H169*'Externe blootstelling'!$D$23)/(2*M169))-2)-TANH(-2))/(1-TANH(-2))","v":1.6279704319847175},{"$f":"IF(N169=1,1+(I169-1)*H169*'Externe blootstelling'!$D$23/2,1+(I169-1)*(N169^(H169*'Externe blootstelling'!$D$23/2)-1)/(N169-1))","v":3.0751041084198087},{"$f":"G169*EXP(-H169*'Externe blootstelling'!$D$23/2)*O169","v":1.044909234751178E-2}]
[null," g ",0.59560999999999997,9.5297599999999998E-14,3.1000000000000001E-5,{"$f":"_xlfn.IFNA(INDEX('hp (pSv cm2)'!$B$2:$B$52,MATCH($C170,'hp (pSv cm2)'!$A$2:$A$52,1))+($C170-INDEX('hp (pSv cm2)'!$A$2:$A$52,MATCH($C170,'hp (pSv cm2)'!$A$2:$A$52,1)))*(INDEX('hp (pSv cm2)'!$B$2:$B$52,MATCH($C170,'hp (pSv cm2)'!$A$2:$A$52,1)+1)-INDEX('hp (pSv cm2)'!$B$2:$B$52,MATCH($C170,'hp (pSv cm2)'!$A$2:$A$52,1)))/(INDEX('hp (pSv cm2)'!$A$2:$A$52,MATCH($C170,'hp (pSv cm2)'!$A$2:$A$52,1)+1)-INDEX('hp (pSv cm2)'!$A$2:$A$52,MATCH($C170,'hp (pSv cm2)'!$A$2:$A$52,1))),$C170*'hp (pSv cm2)'!$B$2/'hp (pSv cm2)'!$A$2)","v":2.8906840000000003},8.9611204000000018E-5,{"$f":"_xlfn.IFNA(0.997*(INDEX('Mass attenuation coefficients'!$B$2:$B$37,MATCH($C170,'Mass attenuation coefficients'!$A$2:$A$37,1))+($C170-INDEX('Mass attenuation coefficients'!$A$2:$A$37,MATCH($C170,'Mass attenuation coefficients'!$A$2:$A$37,1)))*(INDEX('Mass attenuation coefficients'!$B$2:$B$37,MATCH($C170,'Mass attenuation coefficients'!$A$2:$A$37,1)+1)-INDEX('Mass attenuation coefficients'!$B$2:$B$37,MATCH($C170,'Mass attenuation coefficients'!$A$2:$A$37,1)))/(INDEX('Mass attenuation coefficients'!$A$2:$A$37,MATCH($C170,'Mass attenuation coefficients'!$A$2:$A$37,1)+1)-INDEX('Mass attenuation coefficients'!$A$2:$A$37,MATCH($C170,'Mass attenuation coefficients'!$A$2:$A$37,1)))),0.997*$C170*'Mass attenuation coefficients'!$B$2/'Mass attenuation coefficients'!$A$2)","v":8.9611266272999993E-2},{"$f":"_xlfn.IFNA(INDEX('Shultis Faw'!$C$2:$C$26,MATCH($C170,'Shultis Faw'!$A$2:$A$26,1))+($C170-INDEX('Shultis Faw'!$A$2:$A$26,MATCH($C170,'Shultis Faw'!$A$2:$A$26,1)))*(INDEX('Shultis Faw'!$C$2:$C$26,MATCH($C170,'Shultis Faw'!$A$2:$A$26,1)+1)-INDEX('Shultis Faw'!$C$2:$C$26,MATCH($C170,'Shultis Faw'!$A$2:$A$26,1)))/(INDEX('Shultis Faw'!$A$2:$A$26,MATCH($C170,'Shultis Faw'!$A$2:$A$26,1)+1)-INDEX('Shultis Faw'!$A$2:$A$26,MATCH($C170,'Shultis Faw'!$A$2:$A$26,1))),$C170*'Shultis Faw'!$C$2/'Shultis Faw'!$A$2)","v":2.3823996999999997},{"$f":"_xlfn.IFNA(INDEX('Shultis Faw'!$D$2:$D$26,MATCH($C170,'Shultis Faw'!$A$2:$A$26,1))+($C170-INDEX('Shultis Faw'!$A$2:$A$26,MATCH($C170,'Shultis Faw'!$A$2:$A$26,1)))*(INDEX('Shultis Faw'!$D$2:$D$26,MATCH($C170,'Shultis Faw'!$A$2:$A$26,1)+1)-INDEX('Shultis Faw'!$D$2:$D$26,MATCH($C170,'Shultis Faw'!$A$2:$A$26,1)))/(INDEX('Shultis Faw'!$A$2:$A$26,MATCH($C170,'Shultis Faw'!$A$2:$A$26,1)+1)-INDEX('Shultis Faw'!$A$2:$A$26,MATCH($C170,'Shultis Faw'!$A$2:$A$26,1))),$C170*'Shultis Faw'!$D$2/'Shultis Faw'!$A$2)","v":1.6828193},{"$f":"_xlfn.IFNA(INDEX('Shultis Faw'!$B$2:$B$26,MATCH($C170,'Shultis Faw'!$A$2:$A$26,1))+($C170-INDEX('Shultis Faw'!$A$2:$A$26,MATCH($C170,'Shultis Faw'!$A$2:$A$26,1)))*(INDEX('Shultis Faw'!$B$2:$B$26,MATCH($C170,'Shultis Faw'!$A$2:$A$26,1)+1)-INDEX('Shultis Faw'!$B$2:$B$26,MATCH($C170,'Shultis Faw'!$A$2:$A$26,1)))/(INDEX('Shultis Faw'!$A$2:$A$26,MATCH($C170,'Shultis Faw'!$A$2:$A$26,1)+1)-INDEX('Shultis Faw'!$A$2:$A$26,MATCH($C170,'Shultis Faw'!$A$2:$A$26,1))),$C170*'Shultis Faw'!$B$2/'Shultis Faw'!$A$2)","v":-0.12448290000000001},{"$f":"_xlfn.IFNA(INDEX('Shultis Faw'!$E$2:$E$26,MATCH($C170,'Shultis Faw'!$A$2:$A$26,1))+($C170-INDEX('Shultis Faw'!$A$2:$A$26,MATCH($C170,'Shultis Faw'!$A$2:$A$26,1)))*(INDEX('Shultis Faw'!$E$2:$E$26,MATCH($C170,'Shultis Faw'!$A$2:$A$26,1)+1)-INDEX('Shultis Faw'!$E$2:$E$26,MATCH($C170,'Shultis Faw'!$A$2:$A$26,1)))/(INDEX('Shultis Faw'!$A$2:$A$26,MATCH($C170,'Shultis Faw'!$A$2:$A$26,1)+1)-INDEX('Shultis Faw'!$A$2:$A$26,MATCH($C170,'Shultis Faw'!$A$2:$A$26,1))),$C170*'Shultis Faw'!$E$2/'Shultis Faw'!$A$2)","v":5.0488769999999995E-2},{"$f":"_xlfn.IFNA(INDEX('Shultis Faw'!$F$2:$F$26,MATCH($C170,'Shultis Faw'!$A$2:$A$26,1))+($C170-INDEX('Shultis Faw'!$A$2:$A$26,MATCH($C170,'Shultis Faw'!$A$2:$A$26,1)))*(INDEX('Shultis Faw'!$F$2:$F$26,MATCH($C170,'Shultis Faw'!$A$2:$A$26,1)+1)-INDEX('Shultis Faw'!$F$2:$F$26,MATCH($C170,'Shultis Faw'!$A$2:$A$26,1)))/(INDEX('Shultis Faw'!$A$2:$A$26,MATCH($C170,'Shultis Faw'!$A$2:$A$26,1)+1)-INDEX('Shultis Faw'!$A$2:$A$26,MATCH($C170,'Shultis Faw'!$A$2:$A$26,1))),$C170*'Shultis Faw'!$F$2/'Shultis Faw'!$A$2)","v":14.234390000000001},{"$f":"J170*(H170*'Externe blootstelling'!$D$23/2)^K170+L170*(TANH(((H170*'Externe blootstelling'!$D$23)/(2*M170))-2)-TANH(-2))/(1-TANH(-2))","v":1.6221743377825282},{"$f":"IF(N170=1,1+(I170-1)*H170*'Externe blootstelling'!$D$23/2,1+(I170-1)*(N170^(H170*'Externe blootstelling'!$D$23/2)-1)/(N170-1))","v":3.0353550478881934},{"$f":"G170*EXP(-H170*'Externe blootstelling'!$D$23/2)*O170","v":7.0926190426741899E-5}]
[null," g ",0.61604999999999999,9.8567999999999997E-14,9.2E-5,{"$f":"_xlfn.IFNA(INDEX('hp (pSv cm2)'!$B$2:$B$52,MATCH($C171,'hp (pSv cm2)'!$A$2:$A$52,1))+($C171-INDEX('hp (pSv cm2)'!$A$2:$A$52,MATCH($C171,'hp (pSv cm2)'!$A$2:$A$52,1)))*(INDEX('hp (pSv cm2)'!$B$2:$B$52,MATCH($C171,'hp (pSv cm2)'!$A$2:$A$52,1)+1)-INDEX('hp (pSv cm2)'!$B$2:$B$52,MATCH($C171,'hp (pSv cm2)'!$A$2:$A$52,1)))/(INDEX('hp (pSv cm2)'!$A$2:$A$52,MATCH($C171,'hp (pSv cm2)'!$A$2:$A$52,1)+1)-INDEX('hp (pSv cm2)'!$A$2:$A$52,MATCH($C171,'hp (pSv cm2)'!$A$2:$A$52,1))),$C171*'hp (pSv cm2)'!$B$2/'hp (pSv cm2)'!$A$2)","v":2.9758050000000003},2.7377406000000004E-4,{"$f":"_xlfn.IFNA(0.997*(INDEX('Mass attenuation coefficients'!$B$2:$B$37,MATCH($C171,'Mass attenuation coefficients'!$A$2:$A$37,1))+($C171-INDEX('Mass attenuation coefficients'!$A$2:$A$37,MATCH($C171,'Mass attenuation coefficients'!$A$2:$A$37,1)))*(INDEX('Mass attenuation coefficients'!$B$2:$B$37,MATCH($C171,'Mass attenuation coefficients'!$A$2:$A$37,1)+1)-INDEX('Mass attenuation coefficients'!$B$2:$B$37,MATCH($C171,'Mass attenuation coefficients'!$A$2:$A$37,1)))/(INDEX('Mass attenuation coefficients'!$A$2:$A$37,MATCH($C171,'Mass attenuation coefficients'!$A$2:$A$37,1)+1)-INDEX('Mass attenuation coefficients'!$A$2:$A$37,MATCH($C171,'Mass attenuation coefficients'!$A$2:$A$37,1)))),0.997*$C171*'Mass attenuation coefficients'!$B$2/'Mass attenuation coefficients'!$A$2)","v":8.8418419082500005E-2},{"$f":"_xlfn.IFNA(INDEX('Shultis Faw'!$C$2:$C$26,MATCH($C171,'Shultis Faw'!$A$2:$A$26,1))+($C171-INDEX('Shultis Faw'!$A$2:$A$26,MATCH($C171,'Shultis Faw'!$A$2:$A$26,1)))*(INDEX('Shultis Faw'!$C$2:$C$26,MATCH($C171,'Shultis Faw'!$A$2:$A$26,1)+1)-INDEX('Shultis Faw'!$C$2:$C$26,MATCH($C171,'Shultis Faw'!$A$2:$A$26,1)))/(INDEX('Shultis Faw'!$A$2:$A$26,MATCH($C171,'Shultis Faw'!$A$2:$A$26,1)+1)-INDEX('Shultis Faw'!$A$2:$A$26,MATCH($C171,'Shultis Faw'!$A$2:$A$26,1))),$C171*'Shultis Faw'!$C$2/'Shultis Faw'!$A$2)","v":2.3637587499999997},{"$f":"_xlfn.IFNA(INDEX('Shultis Faw'!$D$2:$D$26,MATCH($C171,'Shultis Faw'!$A$2:$A$26,1))+($C171-INDEX('Shultis Faw'!$A$2:$A$26,MATCH($C171,'Shultis Faw'!$A$2:$A$26,1)))*(INDEX('Shultis Faw'!$D$2:$D$26,MATCH($C171,'Shultis Faw'!$A$2:$A$26,1)+1)-INDEX('Shultis Faw'!$D$2:$D$26,MATCH($C171,'Shultis Faw'!$A$2:$A$26,1)))/(INDEX('Shultis Faw'!$A$2:$A$26,MATCH($C171,'Shultis Faw'!$A$2:$A$26,1)+1)-INDEX('Shultis Faw'!$A$2:$A$26,MATCH($C171,'Shultis Faw'!$A$2:$A$26,1))),$C171*'Shultis Faw'!$D$2/'Shultis Faw'!$A$2)","v":1.6681662500000001},{"$f":"_xlfn.IFNA(INDEX('Shultis Faw'!$B$2:$B$26,MATCH($C171,'Shultis Faw'!$A$2:$A$26,1))+($C171-INDEX('Shultis Faw'!$A$2:$A$26,MATCH($C171,'Shultis Faw'!$A$2:$A$26,1)))*(INDEX('Shultis Faw'!$B$2:$B$26,MATCH($C171,'Shultis Faw'!$A$2:$A$26,1)+1)-INDEX('Shultis Faw'!$B$2:$B$26,MATCH($C171,'Shultis Faw'!$A$2:$A$26,1)))/(INDEX('Shultis Faw'!$A$2:$A$26,MATCH($C171,'Shultis Faw'!$A$2:$A$26,1)+1)-INDEX('Shultis Faw'!$A$2:$A$26,MATCH($C171,'Shultis Faw'!$A$2:$A$26,1))),$C171*'Shultis Faw'!$B$2/'Shultis Faw'!$A$2)","v":-0.12247524999999999},{"$f":"_xlfn.IFNA(INDEX('Shultis Faw'!$E$2:$E$26,MATCH($C171,'Shultis Faw'!$A$2:$A$26,1))+($C171-INDEX('Shultis Faw'!$A$2:$A$26,MATCH($C171,'Shultis Faw'!$A$2:$A$26,1)))*(INDEX('Shultis Faw'!$E$2:$E$26,MATCH($C171,'Shultis Faw'!$A$2:$A$26,1)+1)-INDEX('Shultis Faw'!$E$2:$E$26,MATCH($C171,'Shultis Faw'!$A$2:$A$26,1)))/(INDEX('Shultis Faw'!$A$2:$A$26,MATCH($C171,'Shultis Faw'!$A$2:$A$26,1)+1)-INDEX('Shultis Faw'!$A$2:$A$26,MATCH($C171,'Shultis Faw'!$A$2:$A$26,1))),$C171*'Shultis Faw'!$E$2/'Shultis Faw'!$A$2)","v":4.9770349999999998E-2},{"$f":"_xlfn.IFNA(INDEX('Shultis Faw'!$F$2:$F$26,MATCH($C171,'Shultis Faw'!$A$2:$A$26,1))+($C171-INDEX('Shultis Faw'!$A$2:$A$26,MATCH($C171,'Shultis Faw'!$A$2:$A$26,1)))*(INDEX('Shultis Faw'!$F$2:$F$26,MATCH($C171,'Shultis Faw'!$A$2:$A$26,1)+1)-INDEX('Shultis Faw'!$F$2:$F$26,MATCH($C171,'Shultis Faw'!$A$2:$A$26,1)))/(INDEX('Shultis Faw'!$A$2:$A$26,MATCH($C171,'Shultis Faw'!$A$2:$A$26,1)+1)-INDEX('Shultis Faw'!$A$2:$A$26,MATCH($C171,'Shultis Faw'!$A$2:$A$26,1))),$C171*'Shultis Faw'!$F$2/'Shultis Faw'!$A$2)","v":14.240432500000001},{"$f":"J171*(H171*'Externe blootstelling'!$D$23/2)^K171+L171*(TANH(((H171*'Externe blootstelling'!$D$23)/(2*M171))-2)-TANH(-2))/(1-TANH(-2))","v":1.6116432439089987},{"$f":"IF(N171=1,1+(I171-1)*H171*'Externe blootstelling'!$D$23/2,1+(I171-1)*(N171^(H171*'Externe blootstelling'!$D$23/2)-1)/(N171-1))","v":2.9692331694900771},{"$f":"G171*EXP(-H171*'Externe blootstelling'!$D$23/2)*O171","v":2.1579537243536821E-4}]
[null," g ",0.64437,1.0309919999999999E-13,6.3E-5,{"$f":"_xlfn.IFNA(INDEX('hp (pSv cm2)'!$B$2:$B$52,MATCH($C172,'hp (pSv cm2)'!$A$2:$A$52,1))+($C172-INDEX('hp (pSv cm2)'!$A$2:$A$52,MATCH($C172,'hp (pSv cm2)'!$A$2:$A$52,1)))*(INDEX('hp (pSv cm2)'!$B$2:$B$52,MATCH($C172,'hp (pSv cm2)'!$A$2:$A$52,1)+1)-INDEX('hp (pSv cm2)'!$B$2:$B$52,MATCH($C172,'hp (pSv cm2)'!$A$2:$A$52,1)))/(INDEX('hp (pSv cm2)'!$A$2:$A$52,MATCH($C172,'hp (pSv cm2)'!$A$2:$A$52,1)+1)-INDEX('hp (pSv cm2)'!$A$2:$A$52,MATCH($C172,'hp (pSv cm2)'!$A$2:$A$52,1))),$C172*'hp (pSv cm2)'!$B$2/'hp (pSv cm2)'!$A$2)","v":3.091917},1.9479077100000001E-4,{"$f":"_xlfn.IFNA(0.997*(INDEX('Mass attenuation coefficients'!$B$2:$B$37,MATCH($C172,'Mass attenuation coefficients'!$A$2:$A$37,1))+($C172-INDEX('Mass attenuation coefficients'!$A$2:$A$37,MATCH($C172,'Mass attenuation coefficients'!$A$2:$A$37,1)))*(INDEX('Mass attenuation coefficients'!$B$2:$B$37,MATCH($C172,'Mass attenuation coefficients'!$A$2:$A$37,1)+1)-INDEX('Mass attenuation coefficients'!$B$2:$B$37,MATCH($C172,'Mass attenuation coefficients'!$A$2:$A$37,1)))/(INDEX('Mass attenuation coefficients'!$A$2:$A$37,MATCH($C172,'Mass attenuation coefficients'!$A$2:$A$37,1)+1)-INDEX('Mass attenuation coefficients'!$A$2:$A$37,MATCH($C172,'Mass attenuation coefficients'!$A$2:$A$37,1)))),0.997*$C172*'Mass attenuation coefficients'!$B$2/'Mass attenuation coefficients'!$A$2)","v":8.6878197650500005E-2},{"$f":"_xlfn.IFNA(INDEX('Shultis Faw'!$C$2:$C$26,MATCH($C172,'Shultis Faw'!$A$2:$A$26,1))+($C172-INDEX('Shultis Faw'!$A$2:$A$26,MATCH($C172,'Shultis Faw'!$A$2:$A$26,1)))*(INDEX('Shultis Faw'!$C$2:$C$26,MATCH($C172,'Shultis Faw'!$A$2:$A$26,1)+1)-INDEX('Shultis Faw'!$C$2:$C$26,MATCH($C172,'Shultis Faw'!$A$2:$A$26,1)))/(INDEX('Shultis Faw'!$A$2:$A$26,MATCH($C172,'Shultis Faw'!$A$2:$A$26,1)+1)-INDEX('Shultis Faw'!$A$2:$A$26,MATCH($C172,'Shultis Faw'!$A$2:$A$26,1))),$C172*'Shultis Faw'!$C$2/'Shultis Faw'!$A$2)","v":2.3403947499999997},{"$f":"_xlfn.IFNA(INDEX('Shultis Faw'!$D$2:$D$26,MATCH($C172,'Shultis Faw'!$A$2:$A$26,1))+($C172-INDEX('Shultis Faw'!$A$2:$A$26,MATCH($C172,'Shultis Faw'!$A$2:$A$26,1)))*(INDEX('Shultis Faw'!$D$2:$D$26,MATCH($C172,'Shultis Faw'!$A$2:$A$26,1)+1)-INDEX('Shultis Faw'!$D$2:$D$26,MATCH($C172,'Shultis Faw'!$A$2:$A$26,1)))/(INDEX('Shultis Faw'!$A$2:$A$26,MATCH($C172,'Shultis Faw'!$A$2:$A$26,1)+1)-INDEX('Shultis Faw'!$A$2:$A$26,MATCH($C172,'Shultis Faw'!$A$2:$A$26,1))),$C172*'Shultis Faw'!$D$2/'Shultis Faw'!$A$2)","v":1.6490502499999999},{"$f":"_xlfn.IFNA(INDEX('Shultis Faw'!$B$2:$B$26,MATCH($C172,'Shultis Faw'!$A$2:$A$26,1))+($C172-INDEX('Shultis Faw'!$A$2:$A$26,MATCH($C172,'Shultis Faw'!$A$2:$A$26,1)))*(INDEX('Shultis Faw'!$B$2:$B$26,MATCH($C172,'Shultis Faw'!$A$2:$A$26,1)+1)-INDEX('Shultis Faw'!$B$2:$B$26,MATCH($C172,'Shultis Faw'!$A$2:$A$26,1)))/(INDEX('Shultis Faw'!$A$2:$A$26,MATCH($C172,'Shultis Faw'!$A$2:$A$26,1)+1)-INDEX('Shultis Faw'!$A$2:$A$26,MATCH($C172,'Shultis Faw'!$A$2:$A$26,1))),$C172*'Shultis Faw'!$B$2/'Shultis Faw'!$A$2)","v":-0.11978485},{"$f":"_xlfn.IFNA(INDEX('Shultis Faw'!$E$2:$E$26,MATCH($C172,'Shultis Faw'!$A$2:$A$26,1))+($C172-INDEX('Shultis Faw'!$A$2:$A$26,MATCH($C172,'Shultis Faw'!$A$2:$A$26,1)))*(INDEX('Shultis Faw'!$E$2:$E$26,MATCH($C172,'Shultis Faw'!$A$2:$A$26,1)+1)-INDEX('Shultis Faw'!$E$2:$E$26,MATCH($C172,'Shultis Faw'!$A$2:$A$26,1)))/(INDEX('Shultis Faw'!$A$2:$A$26,MATCH($C172,'Shultis Faw'!$A$2:$A$26,1)+1)-INDEX('Shultis Faw'!$A$2:$A$26,MATCH($C172,'Shultis Faw'!$A$2:$A$26,1))),$C172*'Shultis Faw'!$E$2/'Shultis Faw'!$A$2)","v":4.8835789999999997E-2},{"$f":"_xlfn.IFNA(INDEX('Shultis Faw'!$F$2:$F$26,MATCH($C172,'Shultis Faw'!$A$2:$A$26,1))+($C172-INDEX('Shultis Faw'!$A$2:$A$26,MATCH($C172,'Shultis Faw'!$A$2:$A$26,1)))*(INDEX('Shultis Faw'!$F$2:$F$26,MATCH($C172,'Shultis Faw'!$A$2:$A$26,1)+1)-INDEX('Shultis Faw'!$F$2:$F$26,MATCH($C172,'Shultis Faw'!$A$2:$A$26,1)))/(INDEX('Shultis Faw'!$A$2:$A$26,MATCH($C172,'Shultis Faw'!$A$2:$A$26,1)+1)-INDEX('Shultis Faw'!$A$2:$A$26,MATCH($C172,'Shultis Faw'!$A$2:$A$26,1))),$C172*'Shultis Faw'!$F$2/'Shultis Faw'!$A$2)","v":14.2588405},{"$f":"J172*(H172*'Externe blootstelling'!$D$23/2)^K172+L172*(TANH(((H172*'Externe blootstelling'!$D$23)/(2*M172))-2)-TANH(-2))/(1-TANH(-2))","v":1.5977399725731725},{"$f":"IF(N172=1,1+(I172-1)*H172*'Externe blootstelling'!$D$23/2,1+(I172-1)*(N172^(H172*'Externe blootstelling'!$D$23/2)-1)/(N172-1))","v":2.8873150359547157},{"$f":"G172*EXP(-H172*'Externe blootstelling'!$D$23/2)*O172","v":1.527923890356686E-4}]
[null," g ",0.65648899999999999,1.0503823999999999E-13,1.4369999999999999E-3,{"$f":"_xlfn.IFNA(INDEX('hp (pSv cm2)'!$B$2:$B$52,MATCH($C173,'hp (pSv cm2)'!$A$2:$A$52,1))+($C173-INDEX('hp (pSv cm2)'!$A$2:$A$52,MATCH($C173,'hp (pSv cm2)'!$A$2:$A$52,1)))*(INDEX('hp (pSv cm2)'!$B$2:$B$52,MATCH($C173,'hp (pSv cm2)'!$A$2:$A$52,1)+1)-INDEX('hp (pSv cm2)'!$B$2:$B$52,MATCH($C173,'hp (pSv cm2)'!$A$2:$A$52,1)))/(INDEX('hp (pSv cm2)'!$A$2:$A$52,MATCH($C173,'hp (pSv cm2)'!$A$2:$A$52,1)+1)-INDEX('hp (pSv cm2)'!$A$2:$A$52,MATCH($C173,'hp (pSv cm2)'!$A$2:$A$52,1))),$C173*'hp (pSv cm2)'!$B$2/'hp (pSv cm2)'!$A$2)","v":3.1416048999999999},4.5144862412999998E-3,{"$f":"_xlfn.IFNA(0.997*(INDEX('Mass attenuation coefficients'!$B$2:$B$37,MATCH($C173,'Mass attenuation coefficients'!$A$2:$A$37,1))+($C173-INDEX('Mass attenuation coefficients'!$A$2:$A$37,MATCH($C173,'Mass attenuation coefficients'!$A$2:$A$37,1)))*(INDEX('Mass attenuation coefficients'!$B$2:$B$37,MATCH($C173,'Mass attenuation coefficients'!$A$2:$A$37,1)+1)-INDEX('Mass attenuation coefficients'!$B$2:$B$37,MATCH($C173,'Mass attenuation coefficients'!$A$2:$A$37,1)))/(INDEX('Mass attenuation coefficients'!$A$2:$A$37,MATCH($C173,'Mass attenuation coefficients'!$A$2:$A$37,1)+1)-INDEX('Mass attenuation coefficients'!$A$2:$A$37,MATCH($C173,'Mass attenuation coefficients'!$A$2:$A$37,1)))),0.997*$C173*'Mass attenuation coefficients'!$B$2/'Mass attenuation coefficients'!$A$2)","v":8.6219089474850005E-2},{"$f":"_xlfn.IFNA(INDEX('Shultis Faw'!$C$2:$C$26,MATCH($C173,'Shultis Faw'!$A$2:$A$26,1))+($C173-INDEX('Shultis Faw'!$A$2:$A$26,MATCH($C173,'Shultis Faw'!$A$2:$A$26,1)))*(INDEX('Shultis Faw'!$C$2:$C$26,MATCH($C173,'Shultis Faw'!$A$2:$A$26,1)+1)-INDEX('Shultis Faw'!$C$2:$C$26,MATCH($C173,'Shultis Faw'!$A$2:$A$26,1)))/(INDEX('Shultis Faw'!$A$2:$A$26,MATCH($C173,'Shultis Faw'!$A$2:$A$26,1)+1)-INDEX('Shultis Faw'!$A$2:$A$26,MATCH($C173,'Shultis Faw'!$A$2:$A$26,1))),$C173*'Shultis Faw'!$C$2/'Shultis Faw'!$A$2)","v":2.330396575},{"$f":"_xlfn.IFNA(INDEX('Shultis Faw'!$D$2:$D$26,MATCH($C173,'Shultis Faw'!$A$2:$A$26,1))+($C173-INDEX('Shultis Faw'!$A$2:$A$26,MATCH($C173,'Shultis Faw'!$A$2:$A$26,1)))*(INDEX('Shultis Faw'!$D$2:$D$26,MATCH($C173,'Shultis Faw'!$A$2:$A$26,1)+1)-INDEX('Shultis Faw'!$D$2:$D$26,MATCH($C173,'Shultis Faw'!$A$2:$A$26,1)))/(INDEX('Shultis Faw'!$A$2:$A$26,MATCH($C173,'Shultis Faw'!$A$2:$A$26,1)+1)-INDEX('Shultis Faw'!$A$2:$A$26,MATCH($C173,'Shultis Faw'!$A$2:$A$26,1))),$C173*'Shultis Faw'!$D$2/'Shultis Faw'!$A$2)","v":1.6408699250000001},{"$f":"_xlfn.IFNA(INDEX('Shultis Faw'!$B$2:$B$26,MATCH($C173,'Shultis Faw'!$A$2:$A$26,1))+($C173-INDEX('Shultis Faw'!$A$2:$A$26,MATCH($C173,'Shultis Faw'!$A$2:$A$26,1)))*(INDEX('Shultis Faw'!$B$2:$B$26,MATCH($C173,'Shultis Faw'!$A$2:$A$26,1)+1)-INDEX('Shultis Faw'!$B$2:$B$26,MATCH($C173,'Shultis Faw'!$A$2:$A$26,1)))/(INDEX('Shultis Faw'!$A$2:$A$26,MATCH($C173,'Shultis Faw'!$A$2:$A$26,1)+1)-INDEX('Shultis Faw'!$A$2:$A$26,MATCH($C173,'Shultis Faw'!$A$2:$A$26,1))),$C173*'Shultis Faw'!$B$2/'Shultis Faw'!$A$2)","v":-0.11863354499999999},{"$f":"_xlfn.IFNA(INDEX('Shultis Faw'!$E$2:$E$26,MATCH($C173,'Shultis Faw'!$A$2:$A$26,1))+($C173-INDEX('Shultis Faw'!$A$2:$A$26,MATCH($C173,'Shultis Faw'!$A$2:$A$26,1)))*(INDEX('Shultis Faw'!$E$2:$E$26,MATCH($C173,'Shultis Faw'!$A$2:$A$26,1)+1)-INDEX('Shultis Faw'!$E$2:$E$26,MATCH($C173,'Shultis Faw'!$A$2:$A$26,1)))/(INDEX('Shultis Faw'!$A$2:$A$26,MATCH($C173,'Shultis Faw'!$A$2:$A$26,1)+1)-INDEX('Shultis Faw'!$A$2:$A$26,MATCH($C173,'Shultis Faw'!$A$2:$A$26,1))),$C173*'Shultis Faw'!$E$2/'Shultis Faw'!$A$2)","v":4.8435863000000003E-2},{"$f":"_xlfn.IFNA(INDEX('Shultis Faw'!$F$2:$F$26,MATCH($C173,'Shultis Faw'!$A$2:$A$26,1))+($C173-INDEX('Shultis Faw'!$A$2:$A$26,MATCH($C173,'Shultis Faw'!$A$2:$A$26,1)))*(INDEX('Shultis Faw'!$F$2:$F$26,MATCH($C173,'Shultis Faw'!$A$2:$A$26,1)+1)-INDEX('Shultis Faw'!$F$2:$F$26,MATCH($C173,'Shultis Faw'!$A$2:$A$26,1)))/(INDEX('Shultis Faw'!$A$2:$A$26,MATCH($C173,'Shultis Faw'!$A$2:$A$26,1)+1)-INDEX('Shultis Faw'!$A$2:$A$26,MATCH($C173,'Shultis Faw'!$A$2:$A$26,1))),$C173*'Shultis Faw'!$F$2/'Shultis Faw'!$A$2)","v":14.266717850000001},{"$f":"J173*(H173*'Externe blootstelling'!$D$23/2)^K173+L173*(TANH(((H173*'Externe blootstelling'!$D$23)/(2*M173))-2)-TANH(-2))/(1-TANH(-2))","v":1.5917340263335371},{"$f":"IF(N173=1,1+(I173-1)*H173*'Externe blootstelling'!$D$23/2,1+(I173-1)*(N173^(H173*'Externe blootstelling'!$D$23/2)-1)/(N173-1))","v":2.8530871220614937},{"$f":"G173*EXP(-H173*'Externe blootstelling'!$D$23/2)*O173","v":3.533916188074397E-3}]
[null," g ",0.66477999999999993,1.0636479999999997E-13,1E-4,{"$f":"_xlfn.IFNA(INDEX('hp (pSv cm2)'!$B$2:$B$52,MATCH($C174,'hp (pSv cm2)'!$A$2:$A$52,1))+($C174-INDEX('hp (pSv cm2)'!$A$2:$A$52,MATCH($C174,'hp (pSv cm2)'!$A$2:$A$52,1)))*(INDEX('hp (pSv cm2)'!$B$2:$B$52,MATCH($C174,'hp (pSv cm2)'!$A$2:$A$52,1)+1)-INDEX('hp (pSv cm2)'!$B$2:$B$52,MATCH($C174,'hp (pSv cm2)'!$A$2:$A$52,1)))/(INDEX('hp (pSv cm2)'!$A$2:$A$52,MATCH($C174,'hp (pSv cm2)'!$A$2:$A$52,1)+1)-INDEX('hp (pSv cm2)'!$A$2:$A$52,MATCH($C174,'hp (pSv cm2)'!$A$2:$A$52,1))),$C174*'hp (pSv cm2)'!$B$2/'hp (pSv cm2)'!$A$2)","v":3.1755979999999999},3.1755980000000003E-4,{"$f":"_xlfn.IFNA(0.997*(INDEX('Mass attenuation coefficients'!$B$2:$B$37,MATCH($C174,'Mass attenuation coefficients'!$A$2:$A$37,1))+($C174-INDEX('Mass attenuation coefficients'!$A$2:$A$37,MATCH($C174,'Mass attenuation coefficients'!$A$2:$A$37,1)))*(INDEX('Mass attenuation coefficients'!$B$2:$B$37,MATCH($C174,'Mass attenuation coefficients'!$A$2:$A$37,1)+1)-INDEX('Mass attenuation coefficients'!$B$2:$B$37,MATCH($C174,'Mass attenuation coefficients'!$A$2:$A$37,1)))/(INDEX('Mass attenuation coefficients'!$A$2:$A$37,MATCH($C174,'Mass attenuation coefficients'!$A$2:$A$37,1)+1)-INDEX('Mass attenuation coefficients'!$A$2:$A$37,MATCH($C174,'Mass attenuation coefficients'!$A$2:$A$37,1)))),0.997*$C174*'Mass attenuation coefficients'!$B$2/'Mass attenuation coefficients'!$A$2)","v":8.5768172246999994E-2},{"$f":"_xlfn.IFNA(INDEX('Shultis Faw'!$C$2:$C$26,MATCH($C174,'Shultis Faw'!$A$2:$A$26,1))+($C174-INDEX('Shultis Faw'!$A$2:$A$26,MATCH($C174,'Shultis Faw'!$A$2:$A$26,1)))*(INDEX('Shultis Faw'!$C$2:$C$26,MATCH($C174,'Shultis Faw'!$A$2:$A$26,1)+1)-INDEX('Shultis Faw'!$C$2:$C$26,MATCH($C174,'Shultis Faw'!$A$2:$A$26,1)))/(INDEX('Shultis Faw'!$A$2:$A$26,MATCH($C174,'Shultis Faw'!$A$2:$A$26,1)+1)-INDEX('Shultis Faw'!$A$2:$A$26,MATCH($C174,'Shultis Faw'!$A$2:$A$26,1))),$C174*'Shultis Faw'!$C$2/'Shultis Faw'!$A$2)","v":2.3235565},{"$f":"_xlfn.IFNA(INDEX('Shultis Faw'!$D$2:$D$26,MATCH($C174,'Shultis Faw'!$A$2:$A$26,1))+($C174-INDEX('Shultis Faw'!$A$2:$A$26,MATCH($C174,'Shultis Faw'!$A$2:$A$26,1)))*(INDEX('Shultis Faw'!$D$2:$D$26,MATCH($C174,'Shultis Faw'!$A$2:$A$26,1)+1)-INDEX('Shultis Faw'!$D$2:$D$26,MATCH($C174,'Shultis Faw'!$A$2:$A$26,1)))/(INDEX('Shultis Faw'!$A$2:$A$26,MATCH($C174,'Shultis Faw'!$A$2:$A$26,1)+1)-INDEX('Shultis Faw'!$A$2:$A$26,MATCH($C174,'Shultis Faw'!$A$2:$A$26,1))),$C174*'Shultis Faw'!$D$2/'Shultis Faw'!$A$2)","v":1.6352735},{"$f":"_xlfn.IFNA(INDEX('Shultis Faw'!$B$2:$B$26,MATCH($C174,'Shultis Faw'!$A$2:$A$26,1))+($C174-INDEX('Shultis Faw'!$A$2:$A$26,MATCH($C174,'Shultis Faw'!$A$2:$A$26,1)))*(INDEX('Shultis Faw'!$B$2:$B$26,MATCH($C174,'Shultis Faw'!$A$2:$A$26,1)+1)-INDEX('Shultis Faw'!$B$2:$B$26,MATCH($C174,'Shultis Faw'!$A$2:$A$26,1)))/(INDEX('Shultis Faw'!$A$2:$A$26,MATCH($C174,'Shultis Faw'!$A$2:$A$26,1)+1)-INDEX('Shultis Faw'!$A$2:$A$26,MATCH($C174,'Shultis Faw'!$A$2:$A$26,1))),$C174*'Shultis Faw'!$B$2/'Shultis Faw'!$A$2)","v":-0.1178459},{"$f":"_xlfn.IFNA(INDEX('Shultis Faw'!$E$2:$E$26,MATCH($C174,'Shultis Faw'!$A$2:$A$26,1))+($C174-INDEX('Shultis Faw'!$A$2:$A$26,MATCH($C174,'Shultis Faw'!$A$2:$A$26,1)))*(INDEX('Shultis Faw'!$E$2:$E$26,MATCH($C174,'Shultis Faw'!$A$2:$A$26,1)+1)-INDEX('Shultis Faw'!$E$2:$E$26,MATCH($C174,'Shultis Faw'!$A$2:$A$26,1)))/(INDEX('Shultis Faw'!$A$2:$A$26,MATCH($C174,'Shultis Faw'!$A$2:$A$26,1)+1)-INDEX('Shultis Faw'!$A$2:$A$26,MATCH($C174,'Shultis Faw'!$A$2:$A$26,1))),$C174*'Shultis Faw'!$E$2/'Shultis Faw'!$A$2)","v":4.8162259999999998E-2},{"$f":"_xlfn.IFNA(INDEX('Shultis Faw'!$F$2:$F$26,MATCH($C174,'Shultis Faw'!$A$2:$A$26,1))+($C174-INDEX('Shultis Faw'!$A$2:$A$26,MATCH($C174,'Shultis Faw'!$A$2:$A$26,1)))*(INDEX('Shultis Faw'!$F$2:$F$26,MATCH($C174,'Shultis Faw'!$A$2:$A$26,1)+1)-INDEX('Shultis Faw'!$F$2:$F$26,MATCH($C174,'Shultis Faw'!$A$2:$A$26,1)))/(INDEX('Shultis Faw'!$A$2:$A$26,MATCH($C174,'Shultis Faw'!$A$2:$A$26,1)+1)-INDEX('Shultis Faw'!$A$2:$A$26,MATCH($C174,'Shultis Faw'!$A$2:$A$26,1))),$C174*'Shultis Faw'!$F$2/'Shultis Faw'!$A$2)","v":14.272107},{"$f":"J174*(H174*'Externe blootstelling'!$D$23/2)^K174+L174*(TANH(((H174*'Externe blootstelling'!$D$23)/(2*M174))-2)-TANH(-2))/(1-TANH(-2))","v":1.5876057271552604},{"$f":"IF(N174=1,1+(I174-1)*H174*'Externe blootstelling'!$D$23/2,1+(I174-1)*(N174^(H174*'Externe blootstelling'!$D$23/2)-1)/(N174-1))","v":2.8299514190165072},{"$f":"G174*EXP(-H174*'Externe blootstelling'!$D$23/2)*O174","v":2.4824175960381427E-4}]
[null," g ",0.67115499999999995,1.073848E-13,1.94E-4,{"$f":"_xlfn.IFNA(INDEX('hp (pSv cm2)'!$B$2:$B$52,MATCH($C175,'hp (pSv cm2)'!$A$2:$A$52,1))+($C175-INDEX('hp (pSv cm2)'!$A$2:$A$52,MATCH($C175,'hp (pSv cm2)'!$A$2:$A$52,1)))*(INDEX('hp (pSv cm2)'!$B$2:$B$52,MATCH($C175,'hp (pSv cm2)'!$A$2:$A$52,1)+1)-INDEX('hp (pSv cm2)'!$B$2:$B$52,MATCH($C175,'hp (pSv cm2)'!$A$2:$A$52,1)))/(INDEX('hp (pSv cm2)'!$A$2:$A$52,MATCH($C175,'hp (pSv cm2)'!$A$2:$A$52,1)+1)-INDEX('hp (pSv cm2)'!$A$2:$A$52,MATCH($C175,'hp (pSv cm2)'!$A$2:$A$52,1))),$C175*'hp (pSv cm2)'!$B$2/'hp (pSv cm2)'!$A$2)","v":3.2017354999999998},6.2113668699999996E-4,{"$f":"_xlfn.IFNA(0.997*(INDEX('Mass attenuation coefficients'!$B$2:$B$37,MATCH($C175,'Mass attenuation coefficients'!$A$2:$A$37,1))+($C175-INDEX('Mass attenuation coefficients'!$A$2:$A$37,MATCH($C175,'Mass attenuation coefficients'!$A$2:$A$37,1)))*(INDEX('Mass attenuation coefficients'!$B$2:$B$37,MATCH($C175,'Mass attenuation coefficients'!$A$2:$A$37,1)+1)-INDEX('Mass attenuation coefficients'!$B$2:$B$37,MATCH($C175,'Mass attenuation coefficients'!$A$2:$A$37,1)))/(INDEX('Mass attenuation coefficients'!$A$2:$A$37,MATCH($C175,'Mass attenuation coefficients'!$A$2:$A$37,1)+1)-INDEX('Mass attenuation coefficients'!$A$2:$A$37,MATCH($C175,'Mass attenuation coefficients'!$A$2:$A$37,1)))),0.997*$C175*'Mass attenuation coefficients'!$B$2/'Mass attenuation coefficients'!$A$2)","v":8.5421459265749997E-2},{"$f":"_xlfn.IFNA(INDEX('Shultis Faw'!$C$2:$C$26,MATCH($C175,'Shultis Faw'!$A$2:$A$26,1))+($C175-INDEX('Shultis Faw'!$A$2:$A$26,MATCH($C175,'Shultis Faw'!$A$2:$A$26,1)))*(INDEX('Shultis Faw'!$C$2:$C$26,MATCH($C175,'Shultis Faw'!$A$2:$A$26,1)+1)-INDEX('Shultis Faw'!$C$2:$C$26,MATCH($C175,'Shultis Faw'!$A$2:$A$26,1)))/(INDEX('Shultis Faw'!$A$2:$A$26,MATCH($C175,'Shultis Faw'!$A$2:$A$26,1)+1)-INDEX('Shultis Faw'!$A$2:$A$26,MATCH($C175,'Shultis Faw'!$A$2:$A$26,1))),$C175*'Shultis Faw'!$C$2/'Shultis Faw'!$A$2)","v":2.318297125},{"$f":"_xlfn.IFNA(INDEX('Shultis Faw'!$D$2:$D$26,MATCH($C175,'Shultis Faw'!$A$2:$A$26,1))+($C175-INDEX('Shultis Faw'!$A$2:$A$26,MATCH($C175,'Shultis Faw'!$A$2:$A$26,1)))*(INDEX('Shultis Faw'!$D$2:$D$26,MATCH($C175,'Shultis Faw'!$A$2:$A$26,1)+1)-INDEX('Shultis Faw'!$D$2:$D$26,MATCH($C175,'Shultis Faw'!$A$2:$A$26,1)))/(INDEX('Shultis Faw'!$A$2:$A$26,MATCH($C175,'Shultis Faw'!$A$2:$A$26,1)+1)-INDEX('Shultis Faw'!$A$2:$A$26,MATCH($C175,'Shultis Faw'!$A$2:$A$26,1))),$C175*'Shultis Faw'!$D$2/'Shultis Faw'!$A$2)","v":1.630970375},{"$f":"_xlfn.IFNA(INDEX('Shultis Faw'!$B$2:$B$26,MATCH($C175,'Shultis Faw'!$A$2:$A$26,1))+($C175-INDEX('Shultis Faw'!$A$2:$A$26,MATCH($C175,'Shultis Faw'!$A$2:$A$26,1)))*(INDEX('Shultis Faw'!$B$2:$B$26,MATCH($C175,'Shultis Faw'!$A$2:$A$26,1)+1)-INDEX('Shultis Faw'!$B$2:$B$26,MATCH($C175,'Shultis Faw'!$A$2:$A$26,1)))/(INDEX('Shultis Faw'!$A$2:$A$26,MATCH($C175,'Shultis Faw'!$A$2:$A$26,1)+1)-INDEX('Shultis Faw'!$A$2:$A$26,MATCH($C175,'Shultis Faw'!$A$2:$A$26,1))),$C175*'Shultis Faw'!$B$2/'Shultis Faw'!$A$2)","v":-0.117240275},{"$f":"_xlfn.IFNA(INDEX('Shultis Faw'!$E$2:$E$26,MATCH($C175,'Shultis Faw'!$A$2:$A$26,1))+($C175-INDEX('Shultis Faw'!$A$2:$A$26,MATCH($C175,'Shultis Faw'!$A$2:$A$26,1)))*(INDEX('Shultis Faw'!$E$2:$E$26,MATCH($C175,'Shultis Faw'!$A$2:$A$26,1)+1)-INDEX('Shultis Faw'!$E$2:$E$26,MATCH($C175,'Shultis Faw'!$A$2:$A$26,1)))/(INDEX('Shultis Faw'!$A$2:$A$26,MATCH($C175,'Shultis Faw'!$A$2:$A$26,1)+1)-INDEX('Shultis Faw'!$A$2:$A$26,MATCH($C175,'Shultis Faw'!$A$2:$A$26,1))),$C175*'Shultis Faw'!$E$2/'Shultis Faw'!$A$2)","v":4.7951885E-2},{"$f":"_xlfn.IFNA(INDEX('Shultis Faw'!$F$2:$F$26,MATCH($C175,'Shultis Faw'!$A$2:$A$26,1))+($C175-INDEX('Shultis Faw'!$A$2:$A$26,MATCH($C175,'Shultis Faw'!$A$2:$A$26,1)))*(INDEX('Shultis Faw'!$F$2:$F$26,MATCH($C175,'Shultis Faw'!$A$2:$A$26,1)+1)-INDEX('Shultis Faw'!$F$2:$F$26,MATCH($C175,'Shultis Faw'!$A$2:$A$26,1)))/(INDEX('Shultis Faw'!$A$2:$A$26,MATCH($C175,'Shultis Faw'!$A$2:$A$26,1)+1)-INDEX('Shultis Faw'!$A$2:$A$26,MATCH($C175,'Shultis Faw'!$A$2:$A$26,1))),$C175*'Shultis Faw'!$F$2/'Shultis Faw'!$A$2)","v":14.276250750000001},{"$f":"J175*(H175*'Externe blootstelling'!$D$23/2)^K175+L175*(TANH(((H175*'Externe blootstelling'!$D$23)/(2*M175))-2)-TANH(-2))/(1-TANH(-2))","v":1.5844207157899601},{"$f":"IF(N175=1,1+(I175-1)*H175*'Externe blootstelling'!$D$23/2,1+(I175-1)*(N175^(H175*'Externe blootstelling'!$D$23/2)-1)/(N175-1))","v":2.8123158516552023},{"$f":"G175*EXP(-H175*'Externe blootstelling'!$D$23/2)*O175","v":4.8504300981543216E-4}]
[null," g ",0.67467499999999991,1.0794799999999998E-13,1.7000000000000001E-3,{"$f":"_xlfn.IFNA(INDEX('hp (pSv cm2)'!$B$2:$B$52,MATCH($C176,'hp (pSv cm2)'!$A$2:$A$52,1))+($C176-INDEX('hp (pSv cm2)'!$A$2:$A$52,MATCH($C176,'hp (pSv cm2)'!$A$2:$A$52,1)))*(INDEX('hp (pSv cm2)'!$B$2:$B$52,MATCH($C176,'hp (pSv cm2)'!$A$2:$A$52,1)+1)-INDEX('hp (pSv cm2)'!$B$2:$B$52,MATCH($C176,'hp (pSv cm2)'!$A$2:$A$52,1)))/(INDEX('hp (pSv cm2)'!$A$2:$A$52,MATCH($C176,'hp (pSv cm2)'!$A$2:$A$52,1)+1)-INDEX('hp (pSv cm2)'!$A$2:$A$52,MATCH($C176,'hp (pSv cm2)'!$A$2:$A$52,1))),$C176*'hp (pSv cm2)'!$B$2/'hp (pSv cm2)'!$A$2)","v":3.2161674999999996},5.4674847499999995E-3,{"$f":"_xlfn.IFNA(0.997*(INDEX('Mass attenuation coefficients'!$B$2:$B$37,MATCH($C176,'Mass attenuation coefficients'!$A$2:$A$37,1))+($C176-INDEX('Mass attenuation coefficients'!$A$2:$A$37,MATCH($C176,'Mass attenuation coefficients'!$A$2:$A$37,1)))*(INDEX('Mass attenuation coefficients'!$B$2:$B$37,MATCH($C176,'Mass attenuation coefficients'!$A$2:$A$37,1)+1)-INDEX('Mass attenuation coefficients'!$B$2:$B$37,MATCH($C176,'Mass attenuation coefficients'!$A$2:$A$37,1)))/(INDEX('Mass attenuation coefficients'!$A$2:$A$37,MATCH($C176,'Mass attenuation coefficients'!$A$2:$A$37,1)+1)-INDEX('Mass attenuation coefficients'!$A$2:$A$37,MATCH($C176,'Mass attenuation coefficients'!$A$2:$A$37,1)))),0.997*$C176*'Mass attenuation coefficients'!$B$2/'Mass attenuation coefficients'!$A$2)","v":8.5230019313750016E-2},{"$f":"_xlfn.IFNA(INDEX('Shultis Faw'!$C$2:$C$26,MATCH($C176,'Shultis Faw'!$A$2:$A$26,1))+($C176-INDEX('Shultis Faw'!$A$2:$A$26,MATCH($C176,'Shultis Faw'!$A$2:$A$26,1)))*(INDEX('Shultis Faw'!$C$2:$C$26,MATCH($C176,'Shultis Faw'!$A$2:$A$26,1)+1)-INDEX('Shultis Faw'!$C$2:$C$26,MATCH($C176,'Shultis Faw'!$A$2:$A$26,1)))/(INDEX('Shultis Faw'!$A$2:$A$26,MATCH($C176,'Shultis Faw'!$A$2:$A$26,1)+1)-INDEX('Shultis Faw'!$A$2:$A$26,MATCH($C176,'Shultis Faw'!$A$2:$A$26,1))),$C176*'Shultis Faw'!$C$2/'Shultis Faw'!$A$2)","v":2.3153931249999999},{"$f":"_xlfn.IFNA(INDEX('Shultis Faw'!$D$2:$D$26,MATCH($C176,'Shultis Faw'!$A$2:$A$26,1))+($C176-INDEX('Shultis Faw'!$A$2:$A$26,MATCH($C176,'Shultis Faw'!$A$2:$A$26,1)))*(INDEX('Shultis Faw'!$D$2:$D$26,MATCH($C176,'Shultis Faw'!$A$2:$A$26,1)+1)-INDEX('Shultis Faw'!$D$2:$D$26,MATCH($C176,'Shultis Faw'!$A$2:$A$26,1)))/(INDEX('Shultis Faw'!$A$2:$A$26,MATCH($C176,'Shultis Faw'!$A$2:$A$26,1)+1)-INDEX('Shultis Faw'!$A$2:$A$26,MATCH($C176,'Shultis Faw'!$A$2:$A$26,1))),$C176*'Shultis Faw'!$D$2/'Shultis Faw'!$A$2)","v":1.628594375},{"$f":"_xlfn.IFNA(INDEX('Shultis Faw'!$B$2:$B$26,MATCH($C176,'Shultis Faw'!$A$2:$A$26,1))+($C176-INDEX('Shultis Faw'!$A$2:$A$26,MATCH($C176,'Shultis Faw'!$A$2:$A$26,1)))*(INDEX('Shultis Faw'!$B$2:$B$26,MATCH($C176,'Shultis Faw'!$A$2:$A$26,1)+1)-INDEX('Shultis Faw'!$B$2:$B$26,MATCH($C176,'Shultis Faw'!$A$2:$A$26,1)))/(INDEX('Shultis Faw'!$A$2:$A$26,MATCH($C176,'Shultis Faw'!$A$2:$A$26,1)+1)-INDEX('Shultis Faw'!$A$2:$A$26,MATCH($C176,'Shultis Faw'!$A$2:$A$26,1))),$C176*'Shultis Faw'!$B$2/'Shultis Faw'!$A$2)","v":-0.11690587500000001},{"$f":"_xlfn.IFNA(INDEX('Shultis Faw'!$E$2:$E$26,MATCH($C176,'Shultis Faw'!$A$2:$A$26,1))+($C176-INDEX('Shultis Faw'!$A$2:$A$26,MATCH($C176,'Shultis Faw'!$A$2:$A$26,1)))*(INDEX('Shultis Faw'!$E$2:$E$26,MATCH($C176,'Shultis Faw'!$A$2:$A$26,1)+1)-INDEX('Shultis Faw'!$E$2:$E$26,MATCH($C176,'Shultis Faw'!$A$2:$A$26,1)))/(INDEX('Shultis Faw'!$A$2:$A$26,MATCH($C176,'Shultis Faw'!$A$2:$A$26,1)+1)-INDEX('Shultis Faw'!$A$2:$A$26,MATCH($C176,'Shultis Faw'!$A$2:$A$26,1))),$C176*'Shultis Faw'!$E$2/'Shultis Faw'!$A$2)","v":4.7835725000000003E-2},{"$f":"_xlfn.IFNA(INDEX('Shultis Faw'!$F$2:$F$26,MATCH($C176,'Shultis Faw'!$A$2:$A$26,1))+($C176-INDEX('Shultis Faw'!$A$2:$A$26,MATCH($C176,'Shultis Faw'!$A$2:$A$26,1)))*(INDEX('Shultis Faw'!$F$2:$F$26,MATCH($C176,'Shultis Faw'!$A$2:$A$26,1)+1)-INDEX('Shultis Faw'!$F$2:$F$26,MATCH($C176,'Shultis Faw'!$A$2:$A$26,1)))/(INDEX('Shultis Faw'!$A$2:$A$26,MATCH($C176,'Shultis Faw'!$A$2:$A$26,1)+1)-INDEX('Shultis Faw'!$A$2:$A$26,MATCH($C176,'Shultis Faw'!$A$2:$A$26,1))),$C176*'Shultis Faw'!$F$2/'Shultis Faw'!$A$2)","v":14.278538749999999},{"$f":"J176*(H176*'Externe blootstelling'!$D$23/2)^K176+L176*(TANH(((H176*'Externe blootstelling'!$D$23)/(2*M176))-2)-TANH(-2))/(1-TANH(-2))","v":1.5826580904912373},{"$f":"IF(N176=1,1+(I176-1)*H176*'Externe blootstelling'!$D$23/2,1+(I176-1)*(N176^(H176*'Externe blootstelling'!$D$23/2)-1)/(N176-1))","v":2.8026351055963881},{"$f":"G176*EXP(-H176*'Externe blootstelling'!$D$23/2)*O176","v":4.2670745630670644E-3}]
[null," g ",0.67467699999999997,1.0794832E-13,1.7100000000000001E-4,{"$f":"_xlfn.IFNA(INDEX('hp (pSv cm2)'!$B$2:$B$52,MATCH($C177,'hp (pSv cm2)'!$A$2:$A$52,1))+($C177-INDEX('hp (pSv cm2)'!$A$2:$A$52,MATCH($C177,'hp (pSv cm2)'!$A$2:$A$52,1)))*(INDEX('hp (pSv cm2)'!$B$2:$B$52,MATCH($C177,'hp (pSv cm2)'!$A$2:$A$52,1)+1)-INDEX('hp (pSv cm2)'!$B$2:$B$52,MATCH($C177,'hp (pSv cm2)'!$A$2:$A$52,1)))/(INDEX('hp (pSv cm2)'!$A$2:$A$52,MATCH($C177,'hp (pSv cm2)'!$A$2:$A$52,1)+1)-INDEX('hp (pSv cm2)'!$A$2:$A$52,MATCH($C177,'hp (pSv cm2)'!$A$2:$A$52,1))),$C177*'hp (pSv cm2)'!$B$2/'hp (pSv cm2)'!$A$2)","v":3.2161757},5.4996604470000003E-4,{"$f":"_xlfn.IFNA(0.997*(INDEX('Mass attenuation coefficients'!$B$2:$B$37,MATCH($C177,'Mass attenuation coefficients'!$A$2:$A$37,1))+($C177-INDEX('Mass attenuation coefficients'!$A$2:$A$37,MATCH($C177,'Mass attenuation coefficients'!$A$2:$A$37,1)))*(INDEX('Mass attenuation coefficients'!$B$2:$B$37,MATCH($C177,'Mass attenuation coefficients'!$A$2:$A$37,1)+1)-INDEX('Mass attenuation coefficients'!$B$2:$B$37,MATCH($C177,'Mass attenuation coefficients'!$A$2:$A$37,1)))/(INDEX('Mass attenuation coefficients'!$A$2:$A$37,MATCH($C177,'Mass attenuation coefficients'!$A$2:$A$37,1)+1)-INDEX('Mass attenuation coefficients'!$A$2:$A$37,MATCH($C177,'Mass attenuation coefficients'!$A$2:$A$37,1)))),0.997*$C177*'Mass attenuation coefficients'!$B$2/'Mass attenuation coefficients'!$A$2)","v":8.5229910541050002E-2},{"$f":"_xlfn.IFNA(INDEX('Shultis Faw'!$C$2:$C$26,MATCH($C177,'Shultis Faw'!$A$2:$A$26,1))+($C177-INDEX('Shultis Faw'!$A$2:$A$26,MATCH($C177,'Shultis Faw'!$A$2:$A$26,1)))*(INDEX('Shultis Faw'!$C$2:$C$26,MATCH($C177,'Shultis Faw'!$A$2:$A$26,1)+1)-INDEX('Shultis Faw'!$C$2:$C$26,MATCH($C177,'Shultis Faw'!$A$2:$A$26,1)))/(INDEX('Shultis Faw'!$A$2:$A$26,MATCH($C177,'Shultis Faw'!$A$2:$A$26,1)+1)-INDEX('Shultis Faw'!$A$2:$A$26,MATCH($C177,'Shultis Faw'!$A$2:$A$26,1))),$C177*'Shultis Faw'!$C$2/'Shultis Faw'!$A$2)","v":2.3153914749999998},{"$f":"_xlfn.IFNA(INDEX('Shultis Faw'!$D$2:$D$26,MATCH($C177,'Shultis Faw'!$A$2:$A$26,1))+($C177-INDEX('Shultis Faw'!$A$2:$A$26,MATCH($C177,'Shultis Faw'!$A$2:$A$26,1)))*(INDEX('Shultis Faw'!$D$2:$D$26,MATCH($C177,'Shultis Faw'!$A$2:$A$26,1)+1)-INDEX('Shultis Faw'!$D$2:$D$26,MATCH($C177,'Shultis Faw'!$A$2:$A$26,1)))/(INDEX('Shultis Faw'!$A$2:$A$26,MATCH($C177,'Shultis Faw'!$A$2:$A$26,1)+1)-INDEX('Shultis Faw'!$A$2:$A$26,MATCH($C177,'Shultis Faw'!$A$2:$A$26,1))),$C177*'Shultis Faw'!$D$2/'Shultis Faw'!$A$2)","v":1.628593025},{"$f":"_xlfn.IFNA(INDEX('Shultis Faw'!$B$2:$B$26,MATCH($C177,'Shultis Faw'!$A$2:$A$26,1))+($C177-INDEX('Shultis Faw'!$A$2:$A$26,MATCH($C177,'Shultis Faw'!$A$2:$A$26,1)))*(INDEX('Shultis Faw'!$B$2:$B$26,MATCH($C177,'Shultis Faw'!$A$2:$A$26,1)+1)-INDEX('Shultis Faw'!$B$2:$B$26,MATCH($C177,'Shultis Faw'!$A$2:$A$26,1)))/(INDEX('Shultis Faw'!$A$2:$A$26,MATCH($C177,'Shultis Faw'!$A$2:$A$26,1)+1)-INDEX('Shultis Faw'!$A$2:$A$26,MATCH($C177,'Shultis Faw'!$A$2:$A$26,1))),$C177*'Shultis Faw'!$B$2/'Shultis Faw'!$A$2)","v":-0.116905685},{"$f":"_xlfn.IFNA(INDEX('Shultis Faw'!$E$2:$E$26,MATCH($C177,'Shultis Faw'!$A$2:$A$26,1))+($C177-INDEX('Shultis Faw'!$A$2:$A$26,MATCH($C177,'Shultis Faw'!$A$2:$A$26,1)))*(INDEX('Shultis Faw'!$E$2:$E$26,MATCH($C177,'Shultis Faw'!$A$2:$A$26,1)+1)-INDEX('Shultis Faw'!$E$2:$E$26,MATCH($C177,'Shultis Faw'!$A$2:$A$26,1)))/(INDEX('Shultis Faw'!$A$2:$A$26,MATCH($C177,'Shultis Faw'!$A$2:$A$26,1)+1)-INDEX('Shultis Faw'!$A$2:$A$26,MATCH($C177,'Shultis Faw'!$A$2:$A$26,1))),$C177*'Shultis Faw'!$E$2/'Shultis Faw'!$A$2)","v":4.7835659000000003E-2},{"$f":"_xlfn.IFNA(INDEX('Shultis Faw'!$F$2:$F$26,MATCH($C177,'Shultis Faw'!$A$2:$A$26,1))+($C177-INDEX('Shultis Faw'!$A$2:$A$26,MATCH($C177,'Shultis Faw'!$A$2:$A$26,1)))*(INDEX('Shultis Faw'!$F$2:$F$26,MATCH($C177,'Shultis Faw'!$A$2:$A$26,1)+1)-INDEX('Shultis Faw'!$F$2:$F$26,MATCH($C177,'Shultis Faw'!$A$2:$A$26,1)))/(INDEX('Shultis Faw'!$A$2:$A$26,MATCH($C177,'Shultis Faw'!$A$2:$A$26,1)+1)-INDEX('Shultis Faw'!$A$2:$A$26,MATCH($C177,'Shultis Faw'!$A$2:$A$26,1))),$C177*'Shultis Faw'!$F$2/'Shultis Faw'!$A$2)","v":14.27854005},{"$f":"J177*(H177*'Externe blootstelling'!$D$23/2)^K177+L177*(TANH(((H177*'Externe blootstelling'!$D$23)/(2*M177))-2)-TANH(-2))/(1-TANH(-2))","v":1.582657088190824},{"$f":"IF(N177=1,1+(I177-1)*H177*'Externe blootstelling'!$D$23/2,1+(I177-1)*(N177^(H177*'Externe blootstelling'!$D$23/2)-1)/(N177-1))","v":2.8026296166294871},{"$f":"G177*EXP(-H177*'Externe blootstelling'!$D$23/2)*O177","v":4.2921845419082979E-4}]
[null," g ",0.67862300000000009,1.0857968000000001E-13,4.6999999999999993E-3,{"$f":"_xlfn.IFNA(INDEX('hp (pSv cm2)'!$B$2:$B$52,MATCH($C178,'hp (pSv cm2)'!$A$2:$A$52,1))+($C178-INDEX('hp (pSv cm2)'!$A$2:$A$52,MATCH($C178,'hp (pSv cm2)'!$A$2:$A$52,1)))*(INDEX('hp (pSv cm2)'!$B$2:$B$52,MATCH($C178,'hp (pSv cm2)'!$A$2:$A$52,1)+1)-INDEX('hp (pSv cm2)'!$B$2:$B$52,MATCH($C178,'hp (pSv cm2)'!$A$2:$A$52,1)))/(INDEX('hp (pSv cm2)'!$A$2:$A$52,MATCH($C178,'hp (pSv cm2)'!$A$2:$A$52,1)+1)-INDEX('hp (pSv cm2)'!$A$2:$A$52,MATCH($C178,'hp (pSv cm2)'!$A$2:$A$52,1))),$C178*'hp (pSv cm2)'!$B$2/'hp (pSv cm2)'!$A$2)","v":3.2323543000000003},1.5192065209999999E-2,{"$f":"_xlfn.IFNA(0.997*(INDEX('Mass attenuation coefficients'!$B$2:$B$37,MATCH($C178,'Mass attenuation coefficients'!$A$2:$A$37,1))+($C178-INDEX('Mass attenuation coefficients'!$A$2:$A$37,MATCH($C178,'Mass attenuation coefficients'!$A$2:$A$37,1)))*(INDEX('Mass attenuation coefficients'!$B$2:$B$37,MATCH($C178,'Mass attenuation coefficients'!$A$2:$A$37,1)+1)-INDEX('Mass attenuation coefficients'!$B$2:$B$37,MATCH($C178,'Mass attenuation coefficients'!$A$2:$A$37,1)))/(INDEX('Mass attenuation coefficients'!$A$2:$A$37,MATCH($C178,'Mass attenuation coefficients'!$A$2:$A$37,1)+1)-INDEX('Mass attenuation coefficients'!$A$2:$A$37,MATCH($C178,'Mass attenuation coefficients'!$A$2:$A$37,1)))),0.997*$C178*'Mass attenuation coefficients'!$B$2/'Mass attenuation coefficients'!$A$2)","v":8.5015302003949994E-2},{"$f":"_xlfn.IFNA(INDEX('Shultis Faw'!$C$2:$C$26,MATCH($C178,'Shultis Faw'!$A$2:$A$26,1))+($C178-INDEX('Shultis Faw'!$A$2:$A$26,MATCH($C178,'Shultis Faw'!$A$2:$A$26,1)))*(INDEX('Shultis Faw'!$C$2:$C$26,MATCH($C178,'Shultis Faw'!$A$2:$A$26,1)+1)-INDEX('Shultis Faw'!$C$2:$C$26,MATCH($C178,'Shultis Faw'!$A$2:$A$26,1)))/(INDEX('Shultis Faw'!$A$2:$A$26,MATCH($C178,'Shultis Faw'!$A$2:$A$26,1)+1)-INDEX('Shultis Faw'!$A$2:$A$26,MATCH($C178,'Shultis Faw'!$A$2:$A$26,1))),$C178*'Shultis Faw'!$C$2/'Shultis Faw'!$A$2)","v":2.312136025},{"$f":"_xlfn.IFNA(INDEX('Shultis Faw'!$D$2:$D$26,MATCH($C178,'Shultis Faw'!$A$2:$A$26,1))+($C178-INDEX('Shultis Faw'!$A$2:$A$26,MATCH($C178,'Shultis Faw'!$A$2:$A$26,1)))*(INDEX('Shultis Faw'!$D$2:$D$26,MATCH($C178,'Shultis Faw'!$A$2:$A$26,1)+1)-INDEX('Shultis Faw'!$D$2:$D$26,MATCH($C178,'Shultis Faw'!$A$2:$A$26,1)))/(INDEX('Shultis Faw'!$A$2:$A$26,MATCH($C178,'Shultis Faw'!$A$2:$A$26,1)+1)-INDEX('Shultis Faw'!$A$2:$A$26,MATCH($C178,'Shultis Faw'!$A$2:$A$26,1))),$C178*'Shultis Faw'!$D$2/'Shultis Faw'!$A$2)","v":1.625929475},{"$f":"_xlfn.IFNA(INDEX('Shultis Faw'!$B$2:$B$26,MATCH($C178,'Shultis Faw'!$A$2:$A$26,1))+($C178-INDEX('Shultis Faw'!$A$2:$A$26,MATCH($C178,'Shultis Faw'!$A$2:$A$26,1)))*(INDEX('Shultis Faw'!$B$2:$B$26,MATCH($C178,'Shultis Faw'!$A$2:$A$26,1)+1)-INDEX('Shultis Faw'!$B$2:$B$26,MATCH($C178,'Shultis Faw'!$A$2:$A$26,1)))/(INDEX('Shultis Faw'!$A$2:$A$26,MATCH($C178,'Shultis Faw'!$A$2:$A$26,1)+1)-INDEX('Shultis Faw'!$A$2:$A$26,MATCH($C178,'Shultis Faw'!$A$2:$A$26,1))),$C178*'Shultis Faw'!$B$2/'Shultis Faw'!$A$2)","v":-0.116530815},{"$f":"_xlfn.IFNA(INDEX('Shultis Faw'!$E$2:$E$26,MATCH($C178,'Shultis Faw'!$A$2:$A$26,1))+($C178-INDEX('Shultis Faw'!$A$2:$A$26,MATCH($C178,'Shultis Faw'!$A$2:$A$26,1)))*(INDEX('Shultis Faw'!$E$2:$E$26,MATCH($C178,'Shultis Faw'!$A$2:$A$26,1)+1)-INDEX('Shultis Faw'!$E$2:$E$26,MATCH($C178,'Shultis Faw'!$A$2:$A$26,1)))/(INDEX('Shultis Faw'!$A$2:$A$26,MATCH($C178,'Shultis Faw'!$A$2:$A$26,1)+1)-INDEX('Shultis Faw'!$A$2:$A$26,MATCH($C178,'Shultis Faw'!$A$2:$A$26,1))),$C178*'Shultis Faw'!$E$2/'Shultis Faw'!$A$2)","v":4.7705440999999994E-2},{"$f":"_xlfn.IFNA(INDEX('Shultis Faw'!$F$2:$F$26,MATCH($C178,'Shultis Faw'!$A$2:$A$26,1))+($C178-INDEX('Shultis Faw'!$A$2:$A$26,MATCH($C178,'Shultis Faw'!$A$2:$A$26,1)))*(INDEX('Shultis Faw'!$F$2:$F$26,MATCH($C178,'Shultis Faw'!$A$2:$A$26,1)+1)-INDEX('Shultis Faw'!$F$2:$F$26,MATCH($C178,'Shultis Faw'!$A$2:$A$26,1)))/(INDEX('Shultis Faw'!$A$2:$A$26,MATCH($C178,'Shultis Faw'!$A$2:$A$26,1)+1)-INDEX('Shultis Faw'!$A$2:$A$26,MATCH($C178,'Shultis Faw'!$A$2:$A$26,1))),$C178*'Shultis Faw'!$F$2/'Shultis Faw'!$A$2)","v":14.28110495},{"$f":"J178*(H178*'Externe blootstelling'!$D$23/2)^K178+L178*(TANH(((H178*'Externe blootstelling'!$D$23)/(2*M178))-2)-TANH(-2))/(1-TANH(-2))","v":1.5806777608849201},{"$f":"IF(N178=1,1+(I178-1)*H178*'Externe blootstelling'!$D$23/2,1+(I178-1)*(N178^(H178*'Externe blootstelling'!$D$23/2)-1)/(N178-1))","v":2.7918251557134282},{"$f":"G178*EXP(-H178*'Externe blootstelling'!$D$23/2)*O178","v":1.1848950466840711E-2}]
[null," g ",0.68332000000000004,1.093312E-13,3.1000000000000001E-5,{"$f":"_xlfn.IFNA(INDEX('hp (pSv cm2)'!$B$2:$B$52,MATCH($C179,'hp (pSv cm2)'!$A$2:$A$52,1))+($C179-INDEX('hp (pSv cm2)'!$A$2:$A$52,MATCH($C179,'hp (pSv cm2)'!$A$2:$A$52,1)))*(INDEX('hp (pSv cm2)'!$B$2:$B$52,MATCH($C179,'hp (pSv cm2)'!$A$2:$A$52,1)+1)-INDEX('hp (pSv cm2)'!$B$2:$B$52,MATCH($C179,'hp (pSv cm2)'!$A$2:$A$52,1)))/(INDEX('hp (pSv cm2)'!$A$2:$A$52,MATCH($C179,'hp (pSv cm2)'!$A$2:$A$52,1)+1)-INDEX('hp (pSv cm2)'!$A$2:$A$52,MATCH($C179,'hp (pSv cm2)'!$A$2:$A$52,1))),$C179*'hp (pSv cm2)'!$B$2/'hp (pSv cm2)'!$A$2)","v":3.2516120000000002},1.0079997200000001E-4,{"$f":"_xlfn.IFNA(0.997*(INDEX('Mass attenuation coefficients'!$B$2:$B$37,MATCH($C179,'Mass attenuation coefficients'!$A$2:$A$37,1))+($C179-INDEX('Mass attenuation coefficients'!$A$2:$A$37,MATCH($C179,'Mass attenuation coefficients'!$A$2:$A$37,1)))*(INDEX('Mass attenuation coefficients'!$B$2:$B$37,MATCH($C179,'Mass attenuation coefficients'!$A$2:$A$37,1)+1)-INDEX('Mass attenuation coefficients'!$B$2:$B$37,MATCH($C179,'Mass attenuation coefficients'!$A$2:$A$37,1)))/(INDEX('Mass attenuation coefficients'!$A$2:$A$37,MATCH($C179,'Mass attenuation coefficients'!$A$2:$A$37,1)+1)-INDEX('Mass attenuation coefficients'!$A$2:$A$37,MATCH($C179,'Mass attenuation coefficients'!$A$2:$A$37,1)))),0.997*$C179*'Mass attenuation coefficients'!$B$2/'Mass attenuation coefficients'!$A$2)","v":8.4759849318E-2},{"$f":"_xlfn.IFNA(INDEX('Shultis Faw'!$C$2:$C$26,MATCH($C179,'Shultis Faw'!$A$2:$A$26,1))+($C179-INDEX('Shultis Faw'!$A$2:$A$26,MATCH($C179,'Shultis Faw'!$A$2:$A$26,1)))*(INDEX('Shultis Faw'!$C$2:$C$26,MATCH($C179,'Shultis Faw'!$A$2:$A$26,1)+1)-INDEX('Shultis Faw'!$C$2:$C$26,MATCH($C179,'Shultis Faw'!$A$2:$A$26,1)))/(INDEX('Shultis Faw'!$A$2:$A$26,MATCH($C179,'Shultis Faw'!$A$2:$A$26,1)+1)-INDEX('Shultis Faw'!$A$2:$A$26,MATCH($C179,'Shultis Faw'!$A$2:$A$26,1))),$C179*'Shultis Faw'!$C$2/'Shultis Faw'!$A$2)","v":2.3082609999999999},{"$f":"_xlfn.IFNA(INDEX('Shultis Faw'!$D$2:$D$26,MATCH($C179,'Shultis Faw'!$A$2:$A$26,1))+($C179-INDEX('Shultis Faw'!$A$2:$A$26,MATCH($C179,'Shultis Faw'!$A$2:$A$26,1)))*(INDEX('Shultis Faw'!$D$2:$D$26,MATCH($C179,'Shultis Faw'!$A$2:$A$26,1)+1)-INDEX('Shultis Faw'!$D$2:$D$26,MATCH($C179,'Shultis Faw'!$A$2:$A$26,1)))/(INDEX('Shultis Faw'!$A$2:$A$26,MATCH($C179,'Shultis Faw'!$A$2:$A$26,1)+1)-INDEX('Shultis Faw'!$A$2:$A$26,MATCH($C179,'Shultis Faw'!$A$2:$A$26,1))),$C179*'Shultis Faw'!$D$2/'Shultis Faw'!$A$2)","v":1.6227590000000001},{"$f":"_xlfn.IFNA(INDEX('Shultis Faw'!$B$2:$B$26,MATCH($C179,'Shultis Faw'!$A$2:$A$26,1))+($C179-INDEX('Shultis Faw'!$A$2:$A$26,MATCH($C179,'Shultis Faw'!$A$2:$A$26,1)))*(INDEX('Shultis Faw'!$B$2:$B$26,MATCH($C179,'Shultis Faw'!$A$2:$A$26,1)+1)-INDEX('Shultis Faw'!$B$2:$B$26,MATCH($C179,'Shultis Faw'!$A$2:$A$26,1)))/(INDEX('Shultis Faw'!$A$2:$A$26,MATCH($C179,'Shultis Faw'!$A$2:$A$26,1)+1)-INDEX('Shultis Faw'!$A$2:$A$26,MATCH($C179,'Shultis Faw'!$A$2:$A$26,1))),$C179*'Shultis Faw'!$B$2/'Shultis Faw'!$A$2)","v":-0.1160846},{"$f":"_xlfn.IFNA(INDEX('Shultis Faw'!$E$2:$E$26,MATCH($C179,'Shultis Faw'!$A$2:$A$26,1))+($C179-INDEX('Shultis Faw'!$A$2:$A$26,MATCH($C179,'Shultis Faw'!$A$2:$A$26,1)))*(INDEX('Shultis Faw'!$E$2:$E$26,MATCH($C179,'Shultis Faw'!$A$2:$A$26,1)+1)-INDEX('Shultis Faw'!$E$2:$E$26,MATCH($C179,'Shultis Faw'!$A$2:$A$26,1)))/(INDEX('Shultis Faw'!$A$2:$A$26,MATCH($C179,'Shultis Faw'!$A$2:$A$26,1)+1)-INDEX('Shultis Faw'!$A$2:$A$26,MATCH($C179,'Shultis Faw'!$A$2:$A$26,1))),$C179*'Shultis Faw'!$E$2/'Shultis Faw'!$A$2)","v":4.7550439999999999E-2},{"$f":"_xlfn.IFNA(INDEX('Shultis Faw'!$F$2:$F$26,MATCH($C179,'Shultis Faw'!$A$2:$A$26,1))+($C179-INDEX('Shultis Faw'!$A$2:$A$26,MATCH($C179,'Shultis Faw'!$A$2:$A$26,1)))*(INDEX('Shultis Faw'!$F$2:$F$26,MATCH($C179,'Shultis Faw'!$A$2:$A$26,1)+1)-INDEX('Shultis Faw'!$F$2:$F$26,MATCH($C179,'Shultis Faw'!$A$2:$A$26,1)))/(INDEX('Shultis Faw'!$A$2:$A$26,MATCH($C179,'Shultis Faw'!$A$2:$A$26,1)+1)-INDEX('Shultis Faw'!$A$2:$A$26,MATCH($C179,'Shultis Faw'!$A$2:$A$26,1))),$C179*'Shultis Faw'!$F$2/'Shultis Faw'!$A$2)","v":14.284158},{"$f":"J179*(H179*'Externe blootstelling'!$D$23/2)^K179+L179*(TANH(((H179*'Externe blootstelling'!$D$23)/(2*M179))-2)-TANH(-2))/(1-TANH(-2))","v":1.5783170689000119},{"$f":"IF(N179=1,1+(I179-1)*H179*'Externe blootstelling'!$D$23/2,1+(I179-1)*(N179^(H179*'Externe blootstelling'!$D$23/2)-1)/(N179-1))","v":2.7790300448239078},{"$f":"G179*EXP(-H179*'Externe blootstelling'!$D$23/2)*O179","v":7.8558400230250392E-5}]
[null," g ",0.68661000000000005,1.0985759999999999E-13,2.0000000000000001E-4,{"$f":"_xlfn.IFNA(INDEX('hp (pSv cm2)'!$B$2:$B$52,MATCH($C180,'hp (pSv cm2)'!$A$2:$A$52,1))+($C180-INDEX('hp (pSv cm2)'!$A$2:$A$52,MATCH($C180,'hp (pSv cm2)'!$A$2:$A$52,1)))*(INDEX('hp (pSv cm2)'!$B$2:$B$52,MATCH($C180,'hp (pSv cm2)'!$A$2:$A$52,1)+1)-INDEX('hp (pSv cm2)'!$B$2:$B$52,MATCH($C180,'hp (pSv cm2)'!$A$2:$A$52,1)))/(INDEX('hp (pSv cm2)'!$A$2:$A$52,MATCH($C180,'hp (pSv cm2)'!$A$2:$A$52,1)+1)-INDEX('hp (pSv cm2)'!$A$2:$A$52,MATCH($C180,'hp (pSv cm2)'!$A$2:$A$52,1))),$C180*'hp (pSv cm2)'!$B$2/'hp (pSv cm2)'!$A$2)","v":3.2651010000000005},6.530202000000001E-4,{"$f":"_xlfn.IFNA(0.997*(INDEX('Mass attenuation coefficients'!$B$2:$B$37,MATCH($C180,'Mass attenuation coefficients'!$A$2:$A$37,1))+($C180-INDEX('Mass attenuation coefficients'!$A$2:$A$37,MATCH($C180,'Mass attenuation coefficients'!$A$2:$A$37,1)))*(INDEX('Mass attenuation coefficients'!$B$2:$B$37,MATCH($C180,'Mass attenuation coefficients'!$A$2:$A$37,1)+1)-INDEX('Mass attenuation coefficients'!$B$2:$B$37,MATCH($C180,'Mass attenuation coefficients'!$A$2:$A$37,1)))/(INDEX('Mass attenuation coefficients'!$A$2:$A$37,MATCH($C180,'Mass attenuation coefficients'!$A$2:$A$37,1)+1)-INDEX('Mass attenuation coefficients'!$A$2:$A$37,MATCH($C180,'Mass attenuation coefficients'!$A$2:$A$37,1)))),0.997*$C180*'Mass attenuation coefficients'!$B$2/'Mass attenuation coefficients'!$A$2)","v":8.458091822649999E-2},{"$f":"_xlfn.IFNA(INDEX('Shultis Faw'!$C$2:$C$26,MATCH($C180,'Shultis Faw'!$A$2:$A$26,1))+($C180-INDEX('Shultis Faw'!$A$2:$A$26,MATCH($C180,'Shultis Faw'!$A$2:$A$26,1)))*(INDEX('Shultis Faw'!$C$2:$C$26,MATCH($C180,'Shultis Faw'!$A$2:$A$26,1)+1)-INDEX('Shultis Faw'!$C$2:$C$26,MATCH($C180,'Shultis Faw'!$A$2:$A$26,1)))/(INDEX('Shultis Faw'!$A$2:$A$26,MATCH($C180,'Shultis Faw'!$A$2:$A$26,1)+1)-INDEX('Shultis Faw'!$A$2:$A$26,MATCH($C180,'Shultis Faw'!$A$2:$A$26,1))),$C180*'Shultis Faw'!$C$2/'Shultis Faw'!$A$2)","v":2.30554675},{"$f":"_xlfn.IFNA(INDEX('Shultis Faw'!$D$2:$D$26,MATCH($C180,'Shultis Faw'!$A$2:$A$26,1))+($C180-INDEX('Shultis Faw'!$A$2:$A$26,MATCH($C180,'Shultis Faw'!$A$2:$A$26,1)))*(INDEX('Shultis Faw'!$D$2:$D$26,MATCH($C180,'Shultis Faw'!$A$2:$A$26,1)+1)-INDEX('Shultis Faw'!$D$2:$D$26,MATCH($C180,'Shultis Faw'!$A$2:$A$26,1)))/(INDEX('Shultis Faw'!$A$2:$A$26,MATCH($C180,'Shultis Faw'!$A$2:$A$26,1)+1)-INDEX('Shultis Faw'!$A$2:$A$26,MATCH($C180,'Shultis Faw'!$A$2:$A$26,1))),$C180*'Shultis Faw'!$D$2/'Shultis Faw'!$A$2)","v":1.6205382500000001},{"$f":"_xlfn.IFNA(INDEX('Shultis Faw'!$B$2:$B$26,MATCH($C180,'Shultis Faw'!$A$2:$A$26,1))+($C180-INDEX('Shultis Faw'!$A$2:$A$26,MATCH($C180,'Shultis Faw'!$A$2:$A$26,1)))*(INDEX('Shultis Faw'!$B$2:$B$26,MATCH($C180,'Shultis Faw'!$A$2:$A$26,1)+1)-INDEX('Shultis Faw'!$B$2:$B$26,MATCH($C180,'Shultis Faw'!$A$2:$A$26,1)))/(INDEX('Shultis Faw'!$A$2:$A$26,MATCH($C180,'Shultis Faw'!$A$2:$A$26,1)+1)-INDEX('Shultis Faw'!$A$2:$A$26,MATCH($C180,'Shultis Faw'!$A$2:$A$26,1))),$C180*'Shultis Faw'!$B$2/'Shultis Faw'!$A$2)","v":-0.11577204999999999},{"$f":"_xlfn.IFNA(INDEX('Shultis Faw'!$E$2:$E$26,MATCH($C180,'Shultis Faw'!$A$2:$A$26,1))+($C180-INDEX('Shultis Faw'!$A$2:$A$26,MATCH($C180,'Shultis Faw'!$A$2:$A$26,1)))*(INDEX('Shultis Faw'!$E$2:$E$26,MATCH($C180,'Shultis Faw'!$A$2:$A$26,1)+1)-INDEX('Shultis Faw'!$E$2:$E$26,MATCH($C180,'Shultis Faw'!$A$2:$A$26,1)))/(INDEX('Shultis Faw'!$A$2:$A$26,MATCH($C180,'Shultis Faw'!$A$2:$A$26,1)+1)-INDEX('Shultis Faw'!$A$2:$A$26,MATCH($C180,'Shultis Faw'!$A$2:$A$26,1))),$C180*'Shultis Faw'!$E$2/'Shultis Faw'!$A$2)","v":4.7441869999999997E-2},{"$f":"_xlfn.IFNA(INDEX('Shultis Faw'!$F$2:$F$26,MATCH($C180,'Shultis Faw'!$A$2:$A$26,1))+($C180-INDEX('Shultis Faw'!$A$2:$A$26,MATCH($C180,'Shultis Faw'!$A$2:$A$26,1)))*(INDEX('Shultis Faw'!$F$2:$F$26,MATCH($C180,'Shultis Faw'!$A$2:$A$26,1)+1)-INDEX('Shultis Faw'!$F$2:$F$26,MATCH($C180,'Shultis Faw'!$A$2:$A$26,1)))/(INDEX('Shultis Faw'!$A$2:$A$26,MATCH($C180,'Shultis Faw'!$A$2:$A$26,1)+1)-INDEX('Shultis Faw'!$A$2:$A$26,MATCH($C180,'Shultis Faw'!$A$2:$A$26,1))),$C180*'Shultis Faw'!$F$2/'Shultis Faw'!$A$2)","v":14.286296500000001},{"$f":"J180*(H180*'Externe blootstelling'!$D$23/2)^K180+L180*(TANH(((H180*'Externe blootstelling'!$D$23)/(2*M180))-2)-TANH(-2))/(1-TANH(-2))","v":1.5766605127302107},{"$f":"IF(N180=1,1+(I180-1)*H180*'Externe blootstelling'!$D$23/2,1+(I180-1)*(N180^(H180*'Externe blootstelling'!$D$23/2)-1)/(N180-1))","v":2.77011005701993},{"$f":"G180*EXP(-H180*'Externe blootstelling'!$D$23/2)*O180","v":5.0866077509982934E-4}]
[null," g ",0.68867,1.1018719999999999E-13,8.4099999999999991E-3,{"$f":"_xlfn.IFNA(INDEX('hp (pSv cm2)'!$B$2:$B$52,MATCH($C181,'hp (pSv cm2)'!$A$2:$A$52,1))+($C181-INDEX('hp (pSv cm2)'!$A$2:$A$52,MATCH($C181,'hp (pSv cm2)'!$A$2:$A$52,1)))*(INDEX('hp (pSv cm2)'!$B$2:$B$52,MATCH($C181,'hp (pSv cm2)'!$A$2:$A$52,1)+1)-INDEX('hp (pSv cm2)'!$B$2:$B$52,MATCH($C181,'hp (pSv cm2)'!$A$2:$A$52,1)))/(INDEX('hp (pSv cm2)'!$A$2:$A$52,MATCH($C181,'hp (pSv cm2)'!$A$2:$A$52,1)+1)-INDEX('hp (pSv cm2)'!$A$2:$A$52,MATCH($C181,'hp (pSv cm2)'!$A$2:$A$52,1))),$C181*'hp (pSv cm2)'!$B$2/'hp (pSv cm2)'!$A$2)","v":3.2735470000000002},2.7530530269999999E-2,{"$f":"_xlfn.IFNA(0.997*(INDEX('Mass attenuation coefficients'!$B$2:$B$37,MATCH($C181,'Mass attenuation coefficients'!$A$2:$A$37,1))+($C181-INDEX('Mass attenuation coefficients'!$A$2:$A$37,MATCH($C181,'Mass attenuation coefficients'!$A$2:$A$37,1)))*(INDEX('Mass attenuation coefficients'!$B$2:$B$37,MATCH($C181,'Mass attenuation coefficients'!$A$2:$A$37,1)+1)-INDEX('Mass attenuation coefficients'!$B$2:$B$37,MATCH($C181,'Mass attenuation coefficients'!$A$2:$A$37,1)))/(INDEX('Mass attenuation coefficients'!$A$2:$A$37,MATCH($C181,'Mass attenuation coefficients'!$A$2:$A$37,1)+1)-INDEX('Mass attenuation coefficients'!$A$2:$A$37,MATCH($C181,'Mass attenuation coefficients'!$A$2:$A$37,1)))),0.997*$C181*'Mass attenuation coefficients'!$B$2/'Mass attenuation coefficients'!$A$2)","v":8.4468882345499999E-2},{"$f":"_xlfn.IFNA(INDEX('Shultis Faw'!$C$2:$C$26,MATCH($C181,'Shultis Faw'!$A$2:$A$26,1))+($C181-INDEX('Shultis Faw'!$A$2:$A$26,MATCH($C181,'Shultis Faw'!$A$2:$A$26,1)))*(INDEX('Shultis Faw'!$C$2:$C$26,MATCH($C181,'Shultis Faw'!$A$2:$A$26,1)+1)-INDEX('Shultis Faw'!$C$2:$C$26,MATCH($C181,'Shultis Faw'!$A$2:$A$26,1)))/(INDEX('Shultis Faw'!$A$2:$A$26,MATCH($C181,'Shultis Faw'!$A$2:$A$26,1)+1)-INDEX('Shultis Faw'!$A$2:$A$26,MATCH($C181,'Shultis Faw'!$A$2:$A$26,1))),$C181*'Shultis Faw'!$C$2/'Shultis Faw'!$A$2)","v":2.30384725},{"$f":"_xlfn.IFNA(INDEX('Shultis Faw'!$D$2:$D$26,MATCH($C181,'Shultis Faw'!$A$2:$A$26,1))+($C181-INDEX('Shultis Faw'!$A$2:$A$26,MATCH($C181,'Shultis Faw'!$A$2:$A$26,1)))*(INDEX('Shultis Faw'!$D$2:$D$26,MATCH($C181,'Shultis Faw'!$A$2:$A$26,1)+1)-INDEX('Shultis Faw'!$D$2:$D$26,MATCH($C181,'Shultis Faw'!$A$2:$A$26,1)))/(INDEX('Shultis Faw'!$A$2:$A$26,MATCH($C181,'Shultis Faw'!$A$2:$A$26,1)+1)-INDEX('Shultis Faw'!$A$2:$A$26,MATCH($C181,'Shultis Faw'!$A$2:$A$26,1))),$C181*'Shultis Faw'!$D$2/'Shultis Faw'!$A$2)","v":1.61914775},{"$f":"_xlfn.IFNA(INDEX('Shultis Faw'!$B$2:$B$26,MATCH($C181,'Shultis Faw'!$A$2:$A$26,1))+($C181-INDEX('Shultis Faw'!$A$2:$A$26,MATCH($C181,'Shultis Faw'!$A$2:$A$26,1)))*(INDEX('Shultis Faw'!$B$2:$B$26,MATCH($C181,'Shultis Faw'!$A$2:$A$26,1)+1)-INDEX('Shultis Faw'!$B$2:$B$26,MATCH($C181,'Shultis Faw'!$A$2:$A$26,1)))/(INDEX('Shultis Faw'!$A$2:$A$26,MATCH($C181,'Shultis Faw'!$A$2:$A$26,1)+1)-INDEX('Shultis Faw'!$A$2:$A$26,MATCH($C181,'Shultis Faw'!$A$2:$A$26,1))),$C181*'Shultis Faw'!$B$2/'Shultis Faw'!$A$2)","v":-0.11557634999999999},{"$f":"_xlfn.IFNA(INDEX('Shultis Faw'!$E$2:$E$26,MATCH($C181,'Shultis Faw'!$A$2:$A$26,1))+($C181-INDEX('Shultis Faw'!$A$2:$A$26,MATCH($C181,'Shultis Faw'!$A$2:$A$26,1)))*(INDEX('Shultis Faw'!$E$2:$E$26,MATCH($C181,'Shultis Faw'!$A$2:$A$26,1)+1)-INDEX('Shultis Faw'!$E$2:$E$26,MATCH($C181,'Shultis Faw'!$A$2:$A$26,1)))/(INDEX('Shultis Faw'!$A$2:$A$26,MATCH($C181,'Shultis Faw'!$A$2:$A$26,1)+1)-INDEX('Shultis Faw'!$A$2:$A$26,MATCH($C181,'Shultis Faw'!$A$2:$A$26,1))),$C181*'Shultis Faw'!$E$2/'Shultis Faw'!$A$2)","v":4.7373890000000002E-2},{"$f":"_xlfn.IFNA(INDEX('Shultis Faw'!$F$2:$F$26,MATCH($C181,'Shultis Faw'!$A$2:$A$26,1))+($C181-INDEX('Shultis Faw'!$A$2:$A$26,MATCH($C181,'Shultis Faw'!$A$2:$A$26,1)))*(INDEX('Shultis Faw'!$F$2:$F$26,MATCH($C181,'Shultis Faw'!$A$2:$A$26,1)+1)-INDEX('Shultis Faw'!$F$2:$F$26,MATCH($C181,'Shultis Faw'!$A$2:$A$26,1)))/(INDEX('Shultis Faw'!$A$2:$A$26,MATCH($C181,'Shultis Faw'!$A$2:$A$26,1)+1)-INDEX('Shultis Faw'!$A$2:$A$26,MATCH($C181,'Shultis Faw'!$A$2:$A$26,1))),$C181*'Shultis Faw'!$F$2/'Shultis Faw'!$A$2)","v":14.2876355},{"$f":"J181*(H181*'Externe blootstelling'!$D$23/2)^K181+L181*(TANH(((H181*'Externe blootstelling'!$D$23)/(2*M181))-2)-TANH(-2))/(1-TANH(-2))","v":1.5756220119809856},{"$f":"IF(N181=1,1+(I181-1)*H181*'Externe blootstelling'!$D$23/2,1+(I181-1)*(N181^(H181*'Externe blootstelling'!$D$23/2)-1)/(N181-1))","v":2.7645425789134297},{"$f":"G181*EXP(-H181*'Externe blootstelling'!$D$23/2)*O181","v":2.143741015779118E-2}]
[null," g ",0.69686999999999999,1.114992E-13,2.8999999999999997E-5,{"$f":"_xlfn.IFNA(INDEX('hp (pSv cm2)'!$B$2:$B$52,MATCH($C182,'hp (pSv cm2)'!$A$2:$A$52,1))+($C182-INDEX('hp (pSv cm2)'!$A$2:$A$52,MATCH($C182,'hp (pSv cm2)'!$A$2:$A$52,1)))*(INDEX('hp (pSv cm2)'!$B$2:$B$52,MATCH($C182,'hp (pSv cm2)'!$A$2:$A$52,1)+1)-INDEX('hp (pSv cm2)'!$B$2:$B$52,MATCH($C182,'hp (pSv cm2)'!$A$2:$A$52,1)))/(INDEX('hp (pSv cm2)'!$A$2:$A$52,MATCH($C182,'hp (pSv cm2)'!$A$2:$A$52,1)+1)-INDEX('hp (pSv cm2)'!$A$2:$A$52,MATCH($C182,'hp (pSv cm2)'!$A$2:$A$52,1))),$C182*'hp (pSv cm2)'!$B$2/'hp (pSv cm2)'!$A$2)","v":3.3071669999999997},9.5907842999999981E-5,{"$f":"_xlfn.IFNA(0.997*(INDEX('Mass attenuation coefficients'!$B$2:$B$37,MATCH($C182,'Mass attenuation coefficients'!$A$2:$A$37,1))+($C182-INDEX('Mass attenuation coefficients'!$A$2:$A$37,MATCH($C182,'Mass attenuation coefficients'!$A$2:$A$37,1)))*(INDEX('Mass attenuation coefficients'!$B$2:$B$37,MATCH($C182,'Mass attenuation coefficients'!$A$2:$A$37,1)+1)-INDEX('Mass attenuation coefficients'!$B$2:$B$37,MATCH($C182,'Mass attenuation coefficients'!$A$2:$A$37,1)))/(INDEX('Mass attenuation coefficients'!$A$2:$A$37,MATCH($C182,'Mass attenuation coefficients'!$A$2:$A$37,1)+1)-INDEX('Mass attenuation coefficients'!$A$2:$A$37,MATCH($C182,'Mass attenuation coefficients'!$A$2:$A$37,1)))),0.997*$C182*'Mass attenuation coefficients'!$B$2/'Mass attenuation coefficients'!$A$2)","v":8.4022914275500002E-2},{"$f":"_xlfn.IFNA(INDEX('Shultis Faw'!$C$2:$C$26,MATCH($C182,'Shultis Faw'!$A$2:$A$26,1))+($C182-INDEX('Shultis Faw'!$A$2:$A$26,MATCH($C182,'Shultis Faw'!$A$2:$A$26,1)))*(INDEX('Shultis Faw'!$C$2:$C$26,MATCH($C182,'Shultis Faw'!$A$2:$A$26,1)+1)-INDEX('Shultis Faw'!$C$2:$C$26,MATCH($C182,'Shultis Faw'!$A$2:$A$26,1)))/(INDEX('Shultis Faw'!$A$2:$A$26,MATCH($C182,'Shultis Faw'!$A$2:$A$26,1)+1)-INDEX('Shultis Faw'!$A$2:$A$26,MATCH($C182,'Shultis Faw'!$A$2:$A$26,1))),$C182*'Shultis Faw'!$C$2/'Shultis Faw'!$A$2)","v":2.2970822499999999},{"$f":"_xlfn.IFNA(INDEX('Shultis Faw'!$D$2:$D$26,MATCH($C182,'Shultis Faw'!$A$2:$A$26,1))+($C182-INDEX('Shultis Faw'!$A$2:$A$26,MATCH($C182,'Shultis Faw'!$A$2:$A$26,1)))*(INDEX('Shultis Faw'!$D$2:$D$26,MATCH($C182,'Shultis Faw'!$A$2:$A$26,1)+1)-INDEX('Shultis Faw'!$D$2:$D$26,MATCH($C182,'Shultis Faw'!$A$2:$A$26,1)))/(INDEX('Shultis Faw'!$A$2:$A$26,MATCH($C182,'Shultis Faw'!$A$2:$A$26,1)+1)-INDEX('Shultis Faw'!$A$2:$A$26,MATCH($C182,'Shultis Faw'!$A$2:$A$26,1))),$C182*'Shultis Faw'!$D$2/'Shultis Faw'!$A$2)","v":1.6136127500000002},{"$f":"_xlfn.IFNA(INDEX('Shultis Faw'!$B$2:$B$26,MATCH($C182,'Shultis Faw'!$A$2:$A$26,1))+($C182-INDEX('Shultis Faw'!$A$2:$A$26,MATCH($C182,'Shultis Faw'!$A$2:$A$26,1)))*(INDEX('Shultis Faw'!$B$2:$B$26,MATCH($C182,'Shultis Faw'!$A$2:$A$26,1)+1)-INDEX('Shultis Faw'!$B$2:$B$26,MATCH($C182,'Shultis Faw'!$A$2:$A$26,1)))/(INDEX('Shultis Faw'!$A$2:$A$26,MATCH($C182,'Shultis Faw'!$A$2:$A$26,1)+1)-INDEX('Shultis Faw'!$A$2:$A$26,MATCH($C182,'Shultis Faw'!$A$2:$A$26,1))),$C182*'Shultis Faw'!$B$2/'Shultis Faw'!$A$2)","v":-0.11479734999999999},{"$f":"_xlfn.IFNA(INDEX('Shultis Faw'!$E$2:$E$26,MATCH($C182,'Shultis Faw'!$A$2:$A$26,1))+($C182-INDEX('Shultis Faw'!$A$2:$A$26,MATCH($C182,'Shultis Faw'!$A$2:$A$26,1)))*(INDEX('Shultis Faw'!$E$2:$E$26,MATCH($C182,'Shultis Faw'!$A$2:$A$26,1)+1)-INDEX('Shultis Faw'!$E$2:$E$26,MATCH($C182,'Shultis Faw'!$A$2:$A$26,1)))/(INDEX('Shultis Faw'!$A$2:$A$26,MATCH($C182,'Shultis Faw'!$A$2:$A$26,1)+1)-INDEX('Shultis Faw'!$A$2:$A$26,MATCH($C182,'Shultis Faw'!$A$2:$A$26,1))),$C182*'Shultis Faw'!$E$2/'Shultis Faw'!$A$2)","v":4.7103289999999999E-2},{"$f":"_xlfn.IFNA(INDEX('Shultis Faw'!$F$2:$F$26,MATCH($C182,'Shultis Faw'!$A$2:$A$26,1))+($C182-INDEX('Shultis Faw'!$A$2:$A$26,MATCH($C182,'Shultis Faw'!$A$2:$A$26,1)))*(INDEX('Shultis Faw'!$F$2:$F$26,MATCH($C182,'Shultis Faw'!$A$2:$A$26,1)+1)-INDEX('Shultis Faw'!$F$2:$F$26,MATCH($C182,'Shultis Faw'!$A$2:$A$26,1)))/(INDEX('Shultis Faw'!$A$2:$A$26,MATCH($C182,'Shultis Faw'!$A$2:$A$26,1)+1)-INDEX('Shultis Faw'!$A$2:$A$26,MATCH($C182,'Shultis Faw'!$A$2:$A$26,1))),$C182*'Shultis Faw'!$F$2/'Shultis Faw'!$A$2)","v":14.292965499999999},{"$f":"J182*(H182*'Externe blootstelling'!$D$23/2)^K182+L182*(TANH(((H182*'Externe blootstelling'!$D$23)/(2*M182))-2)-TANH(-2))/(1-TANH(-2))","v":1.5714785187578046},{"$f":"IF(N182=1,1+(I182-1)*H182*'Externe blootstelling'!$D$23/2,1+(I182-1)*(N182^(H182*'Externe blootstelling'!$D$23/2)-1)/(N182-1))","v":2.7425150923320452},{"$f":"G182*EXP(-H182*'Externe blootstelling'!$D$23/2)*O182","v":7.4583511984107156E-5}]
[null," g ",0.70325000000000004,1.1252E-13,5.3000000000000001E-5,{"$f":"_xlfn.IFNA(INDEX('hp (pSv cm2)'!$B$2:$B$52,MATCH($C183,'hp (pSv cm2)'!$A$2:$A$52,1))+($C183-INDEX('hp (pSv cm2)'!$A$2:$A$52,MATCH($C183,'hp (pSv cm2)'!$A$2:$A$52,1)))*(INDEX('hp (pSv cm2)'!$B$2:$B$52,MATCH($C183,'hp (pSv cm2)'!$A$2:$A$52,1)+1)-INDEX('hp (pSv cm2)'!$B$2:$B$52,MATCH($C183,'hp (pSv cm2)'!$A$2:$A$52,1)))/(INDEX('hp (pSv cm2)'!$A$2:$A$52,MATCH($C183,'hp (pSv cm2)'!$A$2:$A$52,1)+1)-INDEX('hp (pSv cm2)'!$A$2:$A$52,MATCH($C183,'hp (pSv cm2)'!$A$2:$A$52,1))),$C183*'hp (pSv cm2)'!$B$2/'hp (pSv cm2)'!$A$2)","v":3.3333250000000003},1.7666622500000001E-4,{"$f":"_xlfn.IFNA(0.997*(INDEX('Mass attenuation coefficients'!$B$2:$B$37,MATCH($C183,'Mass attenuation coefficients'!$A$2:$A$37,1))+($C183-INDEX('Mass attenuation coefficients'!$A$2:$A$37,MATCH($C183,'Mass attenuation coefficients'!$A$2:$A$37,1)))*(INDEX('Mass attenuation coefficients'!$B$2:$B$37,MATCH($C183,'Mass attenuation coefficients'!$A$2:$A$37,1)+1)-INDEX('Mass attenuation coefficients'!$B$2:$B$37,MATCH($C183,'Mass attenuation coefficients'!$A$2:$A$37,1)))/(INDEX('Mass attenuation coefficients'!$A$2:$A$37,MATCH($C183,'Mass attenuation coefficients'!$A$2:$A$37,1)+1)-INDEX('Mass attenuation coefficients'!$A$2:$A$37,MATCH($C183,'Mass attenuation coefficients'!$A$2:$A$37,1)))),0.997*$C183*'Mass attenuation coefficients'!$B$2/'Mass attenuation coefficients'!$A$2)","v":8.3675929362499998E-2},{"$f":"_xlfn.IFNA(INDEX('Shultis Faw'!$C$2:$C$26,MATCH($C183,'Shultis Faw'!$A$2:$A$26,1))+($C183-INDEX('Shultis Faw'!$A$2:$A$26,MATCH($C183,'Shultis Faw'!$A$2:$A$26,1)))*(INDEX('Shultis Faw'!$C$2:$C$26,MATCH($C183,'Shultis Faw'!$A$2:$A$26,1)+1)-INDEX('Shultis Faw'!$C$2:$C$26,MATCH($C183,'Shultis Faw'!$A$2:$A$26,1)))/(INDEX('Shultis Faw'!$A$2:$A$26,MATCH($C183,'Shultis Faw'!$A$2:$A$26,1)+1)-INDEX('Shultis Faw'!$A$2:$A$26,MATCH($C183,'Shultis Faw'!$A$2:$A$26,1))),$C183*'Shultis Faw'!$C$2/'Shultis Faw'!$A$2)","v":2.29181875},{"$f":"_xlfn.IFNA(INDEX('Shultis Faw'!$D$2:$D$26,MATCH($C183,'Shultis Faw'!$A$2:$A$26,1))+($C183-INDEX('Shultis Faw'!$A$2:$A$26,MATCH($C183,'Shultis Faw'!$A$2:$A$26,1)))*(INDEX('Shultis Faw'!$D$2:$D$26,MATCH($C183,'Shultis Faw'!$A$2:$A$26,1)+1)-INDEX('Shultis Faw'!$D$2:$D$26,MATCH($C183,'Shultis Faw'!$A$2:$A$26,1)))/(INDEX('Shultis Faw'!$A$2:$A$26,MATCH($C183,'Shultis Faw'!$A$2:$A$26,1)+1)-INDEX('Shultis Faw'!$A$2:$A$26,MATCH($C183,'Shultis Faw'!$A$2:$A$26,1))),$C183*'Shultis Faw'!$D$2/'Shultis Faw'!$A$2)","v":1.6093062499999999},{"$f":"_xlfn.IFNA(INDEX('Shultis Faw'!$B$2:$B$26,MATCH($C183,'Shultis Faw'!$A$2:$A$26,1))+($C183-INDEX('Shultis Faw'!$A$2:$A$26,MATCH($C183,'Shultis Faw'!$A$2:$A$26,1)))*(INDEX('Shultis Faw'!$B$2:$B$26,MATCH($C183,'Shultis Faw'!$A$2:$A$26,1)+1)-INDEX('Shultis Faw'!$B$2:$B$26,MATCH($C183,'Shultis Faw'!$A$2:$A$26,1)))/(INDEX('Shultis Faw'!$A$2:$A$26,MATCH($C183,'Shultis Faw'!$A$2:$A$26,1)+1)-INDEX('Shultis Faw'!$A$2:$A$26,MATCH($C183,'Shultis Faw'!$A$2:$A$26,1))),$C183*'Shultis Faw'!$B$2/'Shultis Faw'!$A$2)","v":-0.11419124999999999},{"$f":"_xlfn.IFNA(INDEX('Shultis Faw'!$E$2:$E$26,MATCH($C183,'Shultis Faw'!$A$2:$A$26,1))+($C183-INDEX('Shultis Faw'!$A$2:$A$26,MATCH($C183,'Shultis Faw'!$A$2:$A$26,1)))*(INDEX('Shultis Faw'!$E$2:$E$26,MATCH($C183,'Shultis Faw'!$A$2:$A$26,1)+1)-INDEX('Shultis Faw'!$E$2:$E$26,MATCH($C183,'Shultis Faw'!$A$2:$A$26,1)))/(INDEX('Shultis Faw'!$A$2:$A$26,MATCH($C183,'Shultis Faw'!$A$2:$A$26,1)+1)-INDEX('Shultis Faw'!$A$2:$A$26,MATCH($C183,'Shultis Faw'!$A$2:$A$26,1))),$C183*'Shultis Faw'!$E$2/'Shultis Faw'!$A$2)","v":4.6892749999999997E-2},{"$f":"_xlfn.IFNA(INDEX('Shultis Faw'!$F$2:$F$26,MATCH($C183,'Shultis Faw'!$A$2:$A$26,1))+($C183-INDEX('Shultis Faw'!$A$2:$A$26,MATCH($C183,'Shultis Faw'!$A$2:$A$26,1)))*(INDEX('Shultis Faw'!$F$2:$F$26,MATCH($C183,'Shultis Faw'!$A$2:$A$26,1)+1)-INDEX('Shultis Faw'!$F$2:$F$26,MATCH($C183,'Shultis Faw'!$A$2:$A$26,1)))/(INDEX('Shultis Faw'!$A$2:$A$26,MATCH($C183,'Shultis Faw'!$A$2:$A$26,1)+1)-INDEX('Shultis Faw'!$A$2:$A$26,MATCH($C183,'Shultis Faw'!$A$2:$A$26,1))),$C183*'Shultis Faw'!$F$2/'Shultis Faw'!$A$2)","v":14.297112500000001},{"$f":"J183*(H183*'Externe blootstelling'!$D$23/2)^K183+L183*(TANH(((H183*'Externe blootstelling'!$D$23)/(2*M183))-2)-TANH(-2))/(1-TANH(-2))","v":1.5682440053037083},{"$f":"IF(N183=1,1+(I183-1)*H183*'Externe blootstelling'!$D$23/2,1+(I183-1)*(N183^(H183*'Externe blootstelling'!$D$23/2)-1)/(N183-1))","v":2.7255242559961101},{"$f":"G183*EXP(-H183*'Externe blootstelling'!$D$23/2)*O183","v":1.3724725422872605E-4}]
[null," g ",0.712843,1.1405487999999998E-13,9.6100000000000005E-4,{"$f":"_xlfn.IFNA(INDEX('hp (pSv cm2)'!$B$2:$B$52,MATCH($C184,'hp (pSv cm2)'!$A$2:$A$52,1))+($C184-INDEX('hp (pSv cm2)'!$A$2:$A$52,MATCH($C184,'hp (pSv cm2)'!$A$2:$A$52,1)))*(INDEX('hp (pSv cm2)'!$B$2:$B$52,MATCH($C184,'hp (pSv cm2)'!$A$2:$A$52,1)+1)-INDEX('hp (pSv cm2)'!$B$2:$B$52,MATCH($C184,'hp (pSv cm2)'!$A$2:$A$52,1)))/(INDEX('hp (pSv cm2)'!$A$2:$A$52,MATCH($C184,'hp (pSv cm2)'!$A$2:$A$52,1)+1)-INDEX('hp (pSv cm2)'!$A$2:$A$52,MATCH($C184,'hp (pSv cm2)'!$A$2:$A$52,1))),$C184*'hp (pSv cm2)'!$B$2/'hp (pSv cm2)'!$A$2)","v":3.3726563000000001},3.2411227043000002E-3,{"$f":"_xlfn.IFNA(0.997*(INDEX('Mass attenuation coefficients'!$B$2:$B$37,MATCH($C184,'Mass attenuation coefficients'!$A$2:$A$37,1))+($C184-INDEX('Mass attenuation coefficients'!$A$2:$A$37,MATCH($C184,'Mass attenuation coefficients'!$A$2:$A$37,1)))*(INDEX('Mass attenuation coefficients'!$B$2:$B$37,MATCH($C184,'Mass attenuation coefficients'!$A$2:$A$37,1)+1)-INDEX('Mass attenuation coefficients'!$B$2:$B$37,MATCH($C184,'Mass attenuation coefficients'!$A$2:$A$37,1)))/(INDEX('Mass attenuation coefficients'!$A$2:$A$37,MATCH($C184,'Mass attenuation coefficients'!$A$2:$A$37,1)+1)-INDEX('Mass attenuation coefficients'!$A$2:$A$37,MATCH($C184,'Mass attenuation coefficients'!$A$2:$A$37,1)))),0.997*$C184*'Mass attenuation coefficients'!$B$2/'Mass attenuation coefficients'!$A$2)","v":8.3154201106950001E-2},{"$f":"_xlfn.IFNA(INDEX('Shultis Faw'!$C$2:$C$26,MATCH($C184,'Shultis Faw'!$A$2:$A$26,1))+($C184-INDEX('Shultis Faw'!$A$2:$A$26,MATCH($C184,'Shultis Faw'!$A$2:$A$26,1)))*(INDEX('Shultis Faw'!$C$2:$C$26,MATCH($C184,'Shultis Faw'!$A$2:$A$26,1)+1)-INDEX('Shultis Faw'!$C$2:$C$26,MATCH($C184,'Shultis Faw'!$A$2:$A$26,1)))/(INDEX('Shultis Faw'!$A$2:$A$26,MATCH($C184,'Shultis Faw'!$A$2:$A$26,1)+1)-INDEX('Shultis Faw'!$A$2:$A$26,MATCH($C184,'Shultis Faw'!$A$2:$A$26,1))),$C184*'Shultis Faw'!$C$2/'Shultis Faw'!$A$2)","v":2.2839045250000001},{"$f":"_xlfn.IFNA(INDEX('Shultis Faw'!$D$2:$D$26,MATCH($C184,'Shultis Faw'!$A$2:$A$26,1))+($C184-INDEX('Shultis Faw'!$A$2:$A$26,MATCH($C184,'Shultis Faw'!$A$2:$A$26,1)))*(INDEX('Shultis Faw'!$D$2:$D$26,MATCH($C184,'Shultis Faw'!$A$2:$A$26,1)+1)-INDEX('Shultis Faw'!$D$2:$D$26,MATCH($C184,'Shultis Faw'!$A$2:$A$26,1)))/(INDEX('Shultis Faw'!$A$2:$A$26,MATCH($C184,'Shultis Faw'!$A$2:$A$26,1)+1)-INDEX('Shultis Faw'!$A$2:$A$26,MATCH($C184,'Shultis Faw'!$A$2:$A$26,1))),$C184*'Shultis Faw'!$D$2/'Shultis Faw'!$A$2)","v":1.602830975},{"$f":"_xlfn.IFNA(INDEX('Shultis Faw'!$B$2:$B$26,MATCH($C184,'Shultis Faw'!$A$2:$A$26,1))+($C184-INDEX('Shultis Faw'!$A$2:$A$26,MATCH($C184,'Shultis Faw'!$A$2:$A$26,1)))*(INDEX('Shultis Faw'!$B$2:$B$26,MATCH($C184,'Shultis Faw'!$A$2:$A$26,1)+1)-INDEX('Shultis Faw'!$B$2:$B$26,MATCH($C184,'Shultis Faw'!$A$2:$A$26,1)))/(INDEX('Shultis Faw'!$A$2:$A$26,MATCH($C184,'Shultis Faw'!$A$2:$A$26,1)+1)-INDEX('Shultis Faw'!$A$2:$A$26,MATCH($C184,'Shultis Faw'!$A$2:$A$26,1))),$C184*'Shultis Faw'!$B$2/'Shultis Faw'!$A$2)","v":-0.11327991499999999},{"$f":"_xlfn.IFNA(INDEX('Shultis Faw'!$E$2:$E$26,MATCH($C184,'Shultis Faw'!$A$2:$A$26,1))+($C184-INDEX('Shultis Faw'!$A$2:$A$26,MATCH($C184,'Shultis Faw'!$A$2:$A$26,1)))*(INDEX('Shultis Faw'!$E$2:$E$26,MATCH($C184,'Shultis Faw'!$A$2:$A$26,1)+1)-INDEX('Shultis Faw'!$E$2:$E$26,MATCH($C184,'Shultis Faw'!$A$2:$A$26,1)))/(INDEX('Shultis Faw'!$A$2:$A$26,MATCH($C184,'Shultis Faw'!$A$2:$A$26,1)+1)-INDEX('Shultis Faw'!$A$2:$A$26,MATCH($C184,'Shultis Faw'!$A$2:$A$26,1))),$C184*'Shultis Faw'!$E$2/'Shultis Faw'!$A$2)","v":4.6576181000000001E-2},{"$f":"_xlfn.IFNA(INDEX('Shultis Faw'!$F$2:$F$26,MATCH($C184,'Shultis Faw'!$A$2:$A$26,1))+($C184-INDEX('Shultis Faw'!$A$2:$A$26,MATCH($C184,'Shultis Faw'!$A$2:$A$26,1)))*(INDEX('Shultis Faw'!$F$2:$F$26,MATCH($C184,'Shultis Faw'!$A$2:$A$26,1)+1)-INDEX('Shultis Faw'!$F$2:$F$26,MATCH($C184,'Shultis Faw'!$A$2:$A$26,1)))/(INDEX('Shultis Faw'!$A$2:$A$26,MATCH($C184,'Shultis Faw'!$A$2:$A$26,1)+1)-INDEX('Shultis Faw'!$A$2:$A$26,MATCH($C184,'Shultis Faw'!$A$2:$A$26,1))),$C184*'Shultis Faw'!$F$2/'Shultis Faw'!$A$2)","v":14.303347949999999},{"$f":"J184*(H184*'Externe blootstelling'!$D$23/2)^K184+L184*(TANH(((H184*'Externe blootstelling'!$D$23)/(2*M184))-2)-TANH(-2))/(1-TANH(-2))","v":1.5633629968389082},{"$f":"IF(N184=1,1+(I184-1)*H184*'Externe blootstelling'!$D$23/2,1+(I184-1)*(N184^(H184*'Externe blootstelling'!$D$23/2)-1)/(N184-1))","v":2.7002178133265748},{"$f":"G184*EXP(-H184*'Externe blootstelling'!$D$23/2)*O184","v":2.5141611476414381E-3}]
[null," g ",0.71934900000000002,1.1509584E-13,3.2700000000000003E-3,{"$f":"_xlfn.IFNA(INDEX('hp (pSv cm2)'!$B$2:$B$52,MATCH($C185,'hp (pSv cm2)'!$A$2:$A$52,1))+($C185-INDEX('hp (pSv cm2)'!$A$2:$A$52,MATCH($C185,'hp (pSv cm2)'!$A$2:$A$52,1)))*(INDEX('hp (pSv cm2)'!$B$2:$B$52,MATCH($C185,'hp (pSv cm2)'!$A$2:$A$52,1)+1)-INDEX('hp (pSv cm2)'!$B$2:$B$52,MATCH($C185,'hp (pSv cm2)'!$A$2:$A$52,1)))/(INDEX('hp (pSv cm2)'!$A$2:$A$52,MATCH($C185,'hp (pSv cm2)'!$A$2:$A$52,1)+1)-INDEX('hp (pSv cm2)'!$A$2:$A$52,MATCH($C185,'hp (pSv cm2)'!$A$2:$A$52,1))),$C185*'hp (pSv cm2)'!$B$2/'hp (pSv cm2)'!$A$2)","v":3.3993308999999998},1.1115812043E-2,{"$f":"_xlfn.IFNA(0.997*(INDEX('Mass attenuation coefficients'!$B$2:$B$37,MATCH($C185,'Mass attenuation coefficients'!$A$2:$A$37,1))+($C185-INDEX('Mass attenuation coefficients'!$A$2:$A$37,MATCH($C185,'Mass attenuation coefficients'!$A$2:$A$37,1)))*(INDEX('Mass attenuation coefficients'!$B$2:$B$37,MATCH($C185,'Mass attenuation coefficients'!$A$2:$A$37,1)+1)-INDEX('Mass attenuation coefficients'!$B$2:$B$37,MATCH($C185,'Mass attenuation coefficients'!$A$2:$A$37,1)))/(INDEX('Mass attenuation coefficients'!$A$2:$A$37,MATCH($C185,'Mass attenuation coefficients'!$A$2:$A$37,1)+1)-INDEX('Mass attenuation coefficients'!$A$2:$A$37,MATCH($C185,'Mass attenuation coefficients'!$A$2:$A$37,1)))),0.997*$C185*'Mass attenuation coefficients'!$B$2/'Mass attenuation coefficients'!$A$2)","v":8.2800363513849992E-2},{"$f":"_xlfn.IFNA(INDEX('Shultis Faw'!$C$2:$C$26,MATCH($C185,'Shultis Faw'!$A$2:$A$26,1))+($C185-INDEX('Shultis Faw'!$A$2:$A$26,MATCH($C185,'Shultis Faw'!$A$2:$A$26,1)))*(INDEX('Shultis Faw'!$C$2:$C$26,MATCH($C185,'Shultis Faw'!$A$2:$A$26,1)+1)-INDEX('Shultis Faw'!$C$2:$C$26,MATCH($C185,'Shultis Faw'!$A$2:$A$26,1)))/(INDEX('Shultis Faw'!$A$2:$A$26,MATCH($C185,'Shultis Faw'!$A$2:$A$26,1)+1)-INDEX('Shultis Faw'!$A$2:$A$26,MATCH($C185,'Shultis Faw'!$A$2:$A$26,1))),$C185*'Shultis Faw'!$C$2/'Shultis Faw'!$A$2)","v":2.278537075},{"$f":"_xlfn.IFNA(INDEX('Shultis Faw'!$D$2:$D$26,MATCH($C185,'Shultis Faw'!$A$2:$A$26,1))+($C185-INDEX('Shultis Faw'!$A$2:$A$26,MATCH($C185,'Shultis Faw'!$A$2:$A$26,1)))*(INDEX('Shultis Faw'!$D$2:$D$26,MATCH($C185,'Shultis Faw'!$A$2:$A$26,1)+1)-INDEX('Shultis Faw'!$D$2:$D$26,MATCH($C185,'Shultis Faw'!$A$2:$A$26,1)))/(INDEX('Shultis Faw'!$A$2:$A$26,MATCH($C185,'Shultis Faw'!$A$2:$A$26,1)+1)-INDEX('Shultis Faw'!$A$2:$A$26,MATCH($C185,'Shultis Faw'!$A$2:$A$26,1))),$C185*'Shultis Faw'!$D$2/'Shultis Faw'!$A$2)","v":1.598439425},{"$f":"_xlfn.IFNA(INDEX('Shultis Faw'!$B$2:$B$26,MATCH($C185,'Shultis Faw'!$A$2:$A$26,1))+($C185-INDEX('Shultis Faw'!$A$2:$A$26,MATCH($C185,'Shultis Faw'!$A$2:$A$26,1)))*(INDEX('Shultis Faw'!$B$2:$B$26,MATCH($C185,'Shultis Faw'!$A$2:$A$26,1)+1)-INDEX('Shultis Faw'!$B$2:$B$26,MATCH($C185,'Shultis Faw'!$A$2:$A$26,1)))/(INDEX('Shultis Faw'!$A$2:$A$26,MATCH($C185,'Shultis Faw'!$A$2:$A$26,1)+1)-INDEX('Shultis Faw'!$A$2:$A$26,MATCH($C185,'Shultis Faw'!$A$2:$A$26,1))),$C185*'Shultis Faw'!$B$2/'Shultis Faw'!$A$2)","v":-0.112661845},{"$f":"_xlfn.IFNA(INDEX('Shultis Faw'!$E$2:$E$26,MATCH($C185,'Shultis Faw'!$A$2:$A$26,1))+($C185-INDEX('Shultis Faw'!$A$2:$A$26,MATCH($C185,'Shultis Faw'!$A$2:$A$26,1)))*(INDEX('Shultis Faw'!$E$2:$E$26,MATCH($C185,'Shultis Faw'!$A$2:$A$26,1)+1)-INDEX('Shultis Faw'!$E$2:$E$26,MATCH($C185,'Shultis Faw'!$A$2:$A$26,1)))/(INDEX('Shultis Faw'!$A$2:$A$26,MATCH($C185,'Shultis Faw'!$A$2:$A$26,1)+1)-INDEX('Shultis Faw'!$A$2:$A$26,MATCH($C185,'Shultis Faw'!$A$2:$A$26,1))),$C185*'Shultis Faw'!$E$2/'Shultis Faw'!$A$2)","v":4.6361483000000002E-2},{"$f":"_xlfn.IFNA(INDEX('Shultis Faw'!$F$2:$F$26,MATCH($C185,'Shultis Faw'!$A$2:$A$26,1))+($C185-INDEX('Shultis Faw'!$A$2:$A$26,MATCH($C185,'Shultis Faw'!$A$2:$A$26,1)))*(INDEX('Shultis Faw'!$F$2:$F$26,MATCH($C185,'Shultis Faw'!$A$2:$A$26,1)+1)-INDEX('Shultis Faw'!$F$2:$F$26,MATCH($C185,'Shultis Faw'!$A$2:$A$26,1)))/(INDEX('Shultis Faw'!$A$2:$A$26,MATCH($C185,'Shultis Faw'!$A$2:$A$26,1)+1)-INDEX('Shultis Faw'!$A$2:$A$26,MATCH($C185,'Shultis Faw'!$A$2:$A$26,1))),$C185*'Shultis Faw'!$F$2/'Shultis Faw'!$A$2)","v":14.30757685},{"$f":"J185*(H185*'Externe blootstelling'!$D$23/2)^K185+L185*(TANH(((H185*'Externe blootstelling'!$D$23)/(2*M185))-2)-TANH(-2))/(1-TANH(-2))","v":1.5600406705711087},{"$f":"IF(N185=1,1+(I185-1)*H185*'Externe blootstelling'!$D$23/2,1+(I185-1)*(N185^(H185*'Externe blootstelling'!$D$23/2)-1)/(N185-1))","v":2.6832183613280378},{"$f":"G185*EXP(-H185*'Externe blootstelling'!$D$23/2)*O185","v":8.6139252208280795E-3}]
[null," g ",0.72799000000000003,1.1647839999999998E-13,1.06E-4,{"$f":"_xlfn.IFNA(INDEX('hp (pSv cm2)'!$B$2:$B$52,MATCH($C186,'hp (pSv cm2)'!$A$2:$A$52,1))+($C186-INDEX('hp (pSv cm2)'!$A$2:$A$52,MATCH($C186,'hp (pSv cm2)'!$A$2:$A$52,1)))*(INDEX('hp (pSv cm2)'!$B$2:$B$52,MATCH($C186,'hp (pSv cm2)'!$A$2:$A$52,1)+1)-INDEX('hp (pSv cm2)'!$B$2:$B$52,MATCH($C186,'hp (pSv cm2)'!$A$2:$A$52,1)))/(INDEX('hp (pSv cm2)'!$A$2:$A$52,MATCH($C186,'hp (pSv cm2)'!$A$2:$A$52,1)+1)-INDEX('hp (pSv cm2)'!$A$2:$A$52,MATCH($C186,'hp (pSv cm2)'!$A$2:$A$52,1))),$C186*'hp (pSv cm2)'!$B$2/'hp (pSv cm2)'!$A$2)","v":3.4347590000000001},3.6408445400000001E-4,{"$f":"_xlfn.IFNA(0.997*(INDEX('Mass attenuation coefficients'!$B$2:$B$37,MATCH($C186,'Mass attenuation coefficients'!$A$2:$A$37,1))+($C186-INDEX('Mass attenuation coefficients'!$A$2:$A$37,MATCH($C186,'Mass attenuation coefficients'!$A$2:$A$37,1)))*(INDEX('Mass attenuation coefficients'!$B$2:$B$37,MATCH($C186,'Mass attenuation coefficients'!$A$2:$A$37,1)+1)-INDEX('Mass attenuation coefficients'!$B$2:$B$37,MATCH($C186,'Mass attenuation coefficients'!$A$2:$A$37,1)))/(INDEX('Mass attenuation coefficients'!$A$2:$A$37,MATCH($C186,'Mass attenuation coefficients'!$A$2:$A$37,1)+1)-INDEX('Mass attenuation coefficients'!$A$2:$A$37,MATCH($C186,'Mass attenuation coefficients'!$A$2:$A$37,1)))),0.997*$C186*'Mass attenuation coefficients'!$B$2/'Mass attenuation coefficients'!$A$2)","v":8.2330411063500003E-2},{"$f":"_xlfn.IFNA(INDEX('Shultis Faw'!$C$2:$C$26,MATCH($C186,'Shultis Faw'!$A$2:$A$26,1))+($C186-INDEX('Shultis Faw'!$A$2:$A$26,MATCH($C186,'Shultis Faw'!$A$2:$A$26,1)))*(INDEX('Shultis Faw'!$C$2:$C$26,MATCH($C186,'Shultis Faw'!$A$2:$A$26,1)+1)-INDEX('Shultis Faw'!$C$2:$C$26,MATCH($C186,'Shultis Faw'!$A$2:$A$26,1)))/(INDEX('Shultis Faw'!$A$2:$A$26,MATCH($C186,'Shultis Faw'!$A$2:$A$26,1)+1)-INDEX('Shultis Faw'!$A$2:$A$26,MATCH($C186,'Shultis Faw'!$A$2:$A$26,1))),$C186*'Shultis Faw'!$C$2/'Shultis Faw'!$A$2)","v":2.2714082499999999},{"$f":"_xlfn.IFNA(INDEX('Shultis Faw'!$D$2:$D$26,MATCH($C186,'Shultis Faw'!$A$2:$A$26,1))+($C186-INDEX('Shultis Faw'!$A$2:$A$26,MATCH($C186,'Shultis Faw'!$A$2:$A$26,1)))*(INDEX('Shultis Faw'!$D$2:$D$26,MATCH($C186,'Shultis Faw'!$A$2:$A$26,1)+1)-INDEX('Shultis Faw'!$D$2:$D$26,MATCH($C186,'Shultis Faw'!$A$2:$A$26,1)))/(INDEX('Shultis Faw'!$A$2:$A$26,MATCH($C186,'Shultis Faw'!$A$2:$A$26,1)+1)-INDEX('Shultis Faw'!$A$2:$A$26,MATCH($C186,'Shultis Faw'!$A$2:$A$26,1))),$C186*'Shultis Faw'!$D$2/'Shultis Faw'!$A$2)","v":1.5926067500000001},{"$f":"_xlfn.IFNA(INDEX('Shultis Faw'!$B$2:$B$26,MATCH($C186,'Shultis Faw'!$A$2:$A$26,1))+($C186-INDEX('Shultis Faw'!$A$2:$A$26,MATCH($C186,'Shultis Faw'!$A$2:$A$26,1)))*(INDEX('Shultis Faw'!$B$2:$B$26,MATCH($C186,'Shultis Faw'!$A$2:$A$26,1)+1)-INDEX('Shultis Faw'!$B$2:$B$26,MATCH($C186,'Shultis Faw'!$A$2:$A$26,1)))/(INDEX('Shultis Faw'!$A$2:$A$26,MATCH($C186,'Shultis Faw'!$A$2:$A$26,1)+1)-INDEX('Shultis Faw'!$A$2:$A$26,MATCH($C186,'Shultis Faw'!$A$2:$A$26,1))),$C186*'Shultis Faw'!$B$2/'Shultis Faw'!$A$2)","v":-0.11184094999999999},{"$f":"_xlfn.IFNA(INDEX('Shultis Faw'!$E$2:$E$26,MATCH($C186,'Shultis Faw'!$A$2:$A$26,1))+($C186-INDEX('Shultis Faw'!$A$2:$A$26,MATCH($C186,'Shultis Faw'!$A$2:$A$26,1)))*(INDEX('Shultis Faw'!$E$2:$E$26,MATCH($C186,'Shultis Faw'!$A$2:$A$26,1)+1)-INDEX('Shultis Faw'!$E$2:$E$26,MATCH($C186,'Shultis Faw'!$A$2:$A$26,1)))/(INDEX('Shultis Faw'!$A$2:$A$26,MATCH($C186,'Shultis Faw'!$A$2:$A$26,1)+1)-INDEX('Shultis Faw'!$A$2:$A$26,MATCH($C186,'Shultis Faw'!$A$2:$A$26,1))),$C186*'Shultis Faw'!$E$2/'Shultis Faw'!$A$2)","v":4.6076329999999999E-2},{"$f":"_xlfn.IFNA(INDEX('Shultis Faw'!$F$2:$F$26,MATCH($C186,'Shultis Faw'!$A$2:$A$26,1))+($C186-INDEX('Shultis Faw'!$A$2:$A$26,MATCH($C186,'Shultis Faw'!$A$2:$A$26,1)))*(INDEX('Shultis Faw'!$F$2:$F$26,MATCH($C186,'Shultis Faw'!$A$2:$A$26,1)+1)-INDEX('Shultis Faw'!$F$2:$F$26,MATCH($C186,'Shultis Faw'!$A$2:$A$26,1)))/(INDEX('Shultis Faw'!$A$2:$A$26,MATCH($C186,'Shultis Faw'!$A$2:$A$26,1)+1)-INDEX('Shultis Faw'!$A$2:$A$26,MATCH($C186,'Shultis Faw'!$A$2:$A$26,1))),$C186*'Shultis Faw'!$F$2/'Shultis Faw'!$A$2)","v":14.313193500000001},{"$f":"J186*(H186*'Externe blootstelling'!$D$23/2)^K186+L186*(TANH(((H186*'Externe blootstelling'!$D$23)/(2*M186))-2)-TANH(-2))/(1-TANH(-2))","v":1.555613087714341},{"$f":"IF(N186=1,1+(I186-1)*H186*'Externe blootstelling'!$D$23/2,1+(I186-1)*(N186^(H186*'Externe blootstelling'!$D$23/2)-1)/(N186-1))","v":2.6608428274099198},{"$f":"G186*EXP(-H186*'Externe blootstelling'!$D$23/2)*O186","v":2.8176478193730093E-4}]
[null," g ",0.73539999999999994,1.1766399999999999E-13,5.7999999999999994E-5,{"$f":"_xlfn.IFNA(INDEX('hp (pSv cm2)'!$B$2:$B$52,MATCH($C187,'hp (pSv cm2)'!$A$2:$A$52,1))+($C187-INDEX('hp (pSv cm2)'!$A$2:$A$52,MATCH($C187,'hp (pSv cm2)'!$A$2:$A$52,1)))*(INDEX('hp (pSv cm2)'!$B$2:$B$52,MATCH($C187,'hp (pSv cm2)'!$A$2:$A$52,1)+1)-INDEX('hp (pSv cm2)'!$B$2:$B$52,MATCH($C187,'hp (pSv cm2)'!$A$2:$A$52,1)))/(INDEX('hp (pSv cm2)'!$A$2:$A$52,MATCH($C187,'hp (pSv cm2)'!$A$2:$A$52,1)+1)-INDEX('hp (pSv cm2)'!$A$2:$A$52,MATCH($C187,'hp (pSv cm2)'!$A$2:$A$52,1))),$C187*'hp (pSv cm2)'!$B$2/'hp (pSv cm2)'!$A$2)","v":3.4651399999999999},2.0097811999999997E-4,{"$f":"_xlfn.IFNA(0.997*(INDEX('Mass attenuation coefficients'!$B$2:$B$37,MATCH($C187,'Mass attenuation coefficients'!$A$2:$A$37,1))+($C187-INDEX('Mass attenuation coefficients'!$A$2:$A$37,MATCH($C187,'Mass attenuation coefficients'!$A$2:$A$37,1)))*(INDEX('Mass attenuation coefficients'!$B$2:$B$37,MATCH($C187,'Mass attenuation coefficients'!$A$2:$A$37,1)+1)-INDEX('Mass attenuation coefficients'!$B$2:$B$37,MATCH($C187,'Mass attenuation coefficients'!$A$2:$A$37,1)))/(INDEX('Mass attenuation coefficients'!$A$2:$A$37,MATCH($C187,'Mass attenuation coefficients'!$A$2:$A$37,1)+1)-INDEX('Mass attenuation coefficients'!$A$2:$A$37,MATCH($C187,'Mass attenuation coefficients'!$A$2:$A$37,1)))),0.997*$C187*'Mass attenuation coefficients'!$B$2/'Mass attenuation coefficients'!$A$2)","v":8.1927408210000011E-2},{"$f":"_xlfn.IFNA(INDEX('Shultis Faw'!$C$2:$C$26,MATCH($C187,'Shultis Faw'!$A$2:$A$26,1))+($C187-INDEX('Shultis Faw'!$A$2:$A$26,MATCH($C187,'Shultis Faw'!$A$2:$A$26,1)))*(INDEX('Shultis Faw'!$C$2:$C$26,MATCH($C187,'Shultis Faw'!$A$2:$A$26,1)+1)-INDEX('Shultis Faw'!$C$2:$C$26,MATCH($C187,'Shultis Faw'!$A$2:$A$26,1)))/(INDEX('Shultis Faw'!$A$2:$A$26,MATCH($C187,'Shultis Faw'!$A$2:$A$26,1)+1)-INDEX('Shultis Faw'!$A$2:$A$26,MATCH($C187,'Shultis Faw'!$A$2:$A$26,1))),$C187*'Shultis Faw'!$C$2/'Shultis Faw'!$A$2)","v":2.2652950000000001},{"$f":"_xlfn.IFNA(INDEX('Shultis Faw'!$D$2:$D$26,MATCH($C187,'Shultis Faw'!$A$2:$A$26,1))+($C187-INDEX('Shultis Faw'!$A$2:$A$26,MATCH($C187,'Shultis Faw'!$A$2:$A$26,1)))*(INDEX('Shultis Faw'!$D$2:$D$26,MATCH($C187,'Shultis Faw'!$A$2:$A$26,1)+1)-INDEX('Shultis Faw'!$D$2:$D$26,MATCH($C187,'Shultis Faw'!$A$2:$A$26,1)))/(INDEX('Shultis Faw'!$A$2:$A$26,MATCH($C187,'Shultis Faw'!$A$2:$A$26,1)+1)-INDEX('Shultis Faw'!$A$2:$A$26,MATCH($C187,'Shultis Faw'!$A$2:$A$26,1))),$C187*'Shultis Faw'!$D$2/'Shultis Faw'!$A$2)","v":1.5876050000000002},{"$f":"_xlfn.IFNA(INDEX('Shultis Faw'!$B$2:$B$26,MATCH($C187,'Shultis Faw'!$A$2:$A$26,1))+($C187-INDEX('Shultis Faw'!$A$2:$A$26,MATCH($C187,'Shultis Faw'!$A$2:$A$26,1)))*(INDEX('Shultis Faw'!$B$2:$B$26,MATCH($C187,'Shultis Faw'!$A$2:$A$26,1)+1)-INDEX('Shultis Faw'!$B$2:$B$26,MATCH($C187,'Shultis Faw'!$A$2:$A$26,1)))/(INDEX('Shultis Faw'!$A$2:$A$26,MATCH($C187,'Shultis Faw'!$A$2:$A$26,1)+1)-INDEX('Shultis Faw'!$A$2:$A$26,MATCH($C187,'Shultis Faw'!$A$2:$A$26,1))),$C187*'Shultis Faw'!$B$2/'Shultis Faw'!$A$2)","v":-0.111137},{"$f":"_xlfn.IFNA(INDEX('Shultis Faw'!$E$2:$E$26,MATCH($C187,'Shultis Faw'!$A$2:$A$26,1))+($C187-INDEX('Shultis Faw'!$A$2:$A$26,MATCH($C187,'Shultis Faw'!$A$2:$A$26,1)))*(INDEX('Shultis Faw'!$E$2:$E$26,MATCH($C187,'Shultis Faw'!$A$2:$A$26,1)+1)-INDEX('Shultis Faw'!$E$2:$E$26,MATCH($C187,'Shultis Faw'!$A$2:$A$26,1)))/(INDEX('Shultis Faw'!$A$2:$A$26,MATCH($C187,'Shultis Faw'!$A$2:$A$26,1)+1)-INDEX('Shultis Faw'!$A$2:$A$26,MATCH($C187,'Shultis Faw'!$A$2:$A$26,1))),$C187*'Shultis Faw'!$E$2/'Shultis Faw'!$A$2)","v":4.5831800000000006E-2},{"$f":"_xlfn.IFNA(INDEX('Shultis Faw'!$F$2:$F$26,MATCH($C187,'Shultis Faw'!$A$2:$A$26,1))+($C187-INDEX('Shultis Faw'!$A$2:$A$26,MATCH($C187,'Shultis Faw'!$A$2:$A$26,1)))*(INDEX('Shultis Faw'!$F$2:$F$26,MATCH($C187,'Shultis Faw'!$A$2:$A$26,1)+1)-INDEX('Shultis Faw'!$F$2:$F$26,MATCH($C187,'Shultis Faw'!$A$2:$A$26,1)))/(INDEX('Shultis Faw'!$A$2:$A$26,MATCH($C187,'Shultis Faw'!$A$2:$A$26,1)+1)-INDEX('Shultis Faw'!$A$2:$A$26,MATCH($C187,'Shultis Faw'!$A$2:$A$26,1))),$C187*'Shultis Faw'!$F$2/'Shultis Faw'!$A$2)","v":14.318009999999999},{"$f":"J187*(H187*'Externe blootstelling'!$D$23/2)^K187+L187*(TANH(((H187*'Externe blootstelling'!$D$23)/(2*M187))-2)-TANH(-2))/(1-TANH(-2))","v":1.5518026269495682},{"$f":"IF(N187=1,1+(I187-1)*H187*'Externe blootstelling'!$D$23/2,1+(I187-1)*(N187^(H187*'Externe blootstelling'!$D$23/2)-1)/(N187-1))","v":2.641837385145664},{"$f":"G187*EXP(-H187*'Externe blootstelling'!$D$23/2)*O187","v":1.5536226408062001E-4}]
[null," g ",0.75612000000000001,1.209792E-13,5.4000000000000005E-5,{"$f":"_xlfn.IFNA(INDEX('hp (pSv cm2)'!$B$2:$B$52,MATCH($C188,'hp (pSv cm2)'!$A$2:$A$52,1))+($C188-INDEX('hp (pSv cm2)'!$A$2:$A$52,MATCH($C188,'hp (pSv cm2)'!$A$2:$A$52,1)))*(INDEX('hp (pSv cm2)'!$B$2:$B$52,MATCH($C188,'hp (pSv cm2)'!$A$2:$A$52,1)+1)-INDEX('hp (pSv cm2)'!$B$2:$B$52,MATCH($C188,'hp (pSv cm2)'!$A$2:$A$52,1)))/(INDEX('hp (pSv cm2)'!$A$2:$A$52,MATCH($C188,'hp (pSv cm2)'!$A$2:$A$52,1)+1)-INDEX('hp (pSv cm2)'!$A$2:$A$52,MATCH($C188,'hp (pSv cm2)'!$A$2:$A$52,1))),$C188*'hp (pSv cm2)'!$B$2/'hp (pSv cm2)'!$A$2)","v":3.5500919999999998},1.9170496800000001E-4,{"$f":"_xlfn.IFNA(0.997*(INDEX('Mass attenuation coefficients'!$B$2:$B$37,MATCH($C188,'Mass attenuation coefficients'!$A$2:$A$37,1))+($C188-INDEX('Mass attenuation coefficients'!$A$2:$A$37,MATCH($C188,'Mass attenuation coefficients'!$A$2:$A$37,1)))*(INDEX('Mass attenuation coefficients'!$B$2:$B$37,MATCH($C188,'Mass attenuation coefficients'!$A$2:$A$37,1)+1)-INDEX('Mass attenuation coefficients'!$B$2:$B$37,MATCH($C188,'Mass attenuation coefficients'!$A$2:$A$37,1)))/(INDEX('Mass attenuation coefficients'!$A$2:$A$37,MATCH($C188,'Mass attenuation coefficients'!$A$2:$A$37,1)+1)-INDEX('Mass attenuation coefficients'!$A$2:$A$37,MATCH($C188,'Mass attenuation coefficients'!$A$2:$A$37,1)))),0.997*$C188*'Mass attenuation coefficients'!$B$2/'Mass attenuation coefficients'!$A$2)","v":8.0800523037999991E-2},{"$f":"_xlfn.IFNA(INDEX('Shultis Faw'!$C$2:$C$26,MATCH($C188,'Shultis Faw'!$A$2:$A$26,1))+($C188-INDEX('Shultis Faw'!$A$2:$A$26,MATCH($C188,'Shultis Faw'!$A$2:$A$26,1)))*(INDEX('Shultis Faw'!$C$2:$C$26,MATCH($C188,'Shultis Faw'!$A$2:$A$26,1)+1)-INDEX('Shultis Faw'!$C$2:$C$26,MATCH($C188,'Shultis Faw'!$A$2:$A$26,1)))/(INDEX('Shultis Faw'!$A$2:$A$26,MATCH($C188,'Shultis Faw'!$A$2:$A$26,1)+1)-INDEX('Shultis Faw'!$A$2:$A$26,MATCH($C188,'Shultis Faw'!$A$2:$A$26,1))),$C188*'Shultis Faw'!$C$2/'Shultis Faw'!$A$2)","v":2.2482009999999999},{"$f":"_xlfn.IFNA(INDEX('Shultis Faw'!$D$2:$D$26,MATCH($C188,'Shultis Faw'!$A$2:$A$26,1))+($C188-INDEX('Shultis Faw'!$A$2:$A$26,MATCH($C188,'Shultis Faw'!$A$2:$A$26,1)))*(INDEX('Shultis Faw'!$D$2:$D$26,MATCH($C188,'Shultis Faw'!$A$2:$A$26,1)+1)-INDEX('Shultis Faw'!$D$2:$D$26,MATCH($C188,'Shultis Faw'!$A$2:$A$26,1)))/(INDEX('Shultis Faw'!$A$2:$A$26,MATCH($C188,'Shultis Faw'!$A$2:$A$26,1)+1)-INDEX('Shultis Faw'!$A$2:$A$26,MATCH($C188,'Shultis Faw'!$A$2:$A$26,1))),$C188*'Shultis Faw'!$D$2/'Shultis Faw'!$A$2)","v":1.5736190000000001},{"$f":"_xlfn.IFNA(INDEX('Shultis Faw'!$B$2:$B$26,MATCH($C188,'Shultis Faw'!$A$2:$A$26,1))+($C188-INDEX('Shultis Faw'!$A$2:$A$26,MATCH($C188,'Shultis Faw'!$A$2:$A$26,1)))*(INDEX('Shultis Faw'!$B$2:$B$26,MATCH($C188,'Shultis Faw'!$A$2:$A$26,1)+1)-INDEX('Shultis Faw'!$B$2:$B$26,MATCH($C188,'Shultis Faw'!$A$2:$A$26,1)))/(INDEX('Shultis Faw'!$A$2:$A$26,MATCH($C188,'Shultis Faw'!$A$2:$A$26,1)+1)-INDEX('Shultis Faw'!$A$2:$A$26,MATCH($C188,'Shultis Faw'!$A$2:$A$26,1))),$C188*'Shultis Faw'!$B$2/'Shultis Faw'!$A$2)","v":-0.1091686},{"$f":"_xlfn.IFNA(INDEX('Shultis Faw'!$E$2:$E$26,MATCH($C188,'Shultis Faw'!$A$2:$A$26,1))+($C188-INDEX('Shultis Faw'!$A$2:$A$26,MATCH($C188,'Shultis Faw'!$A$2:$A$26,1)))*(INDEX('Shultis Faw'!$E$2:$E$26,MATCH($C188,'Shultis Faw'!$A$2:$A$26,1)+1)-INDEX('Shultis Faw'!$E$2:$E$26,MATCH($C188,'Shultis Faw'!$A$2:$A$26,1)))/(INDEX('Shultis Faw'!$A$2:$A$26,MATCH($C188,'Shultis Faw'!$A$2:$A$26,1)+1)-INDEX('Shultis Faw'!$A$2:$A$26,MATCH($C188,'Shultis Faw'!$A$2:$A$26,1))),$C188*'Shultis Faw'!$E$2/'Shultis Faw'!$A$2)","v":4.514804E-2},{"$f":"_xlfn.IFNA(INDEX('Shultis Faw'!$F$2:$F$26,MATCH($C188,'Shultis Faw'!$A$2:$A$26,1))+($C188-INDEX('Shultis Faw'!$A$2:$A$26,MATCH($C188,'Shultis Faw'!$A$2:$A$26,1)))*(INDEX('Shultis Faw'!$F$2:$F$26,MATCH($C188,'Shultis Faw'!$A$2:$A$26,1)+1)-INDEX('Shultis Faw'!$F$2:$F$26,MATCH($C188,'Shultis Faw'!$A$2:$A$26,1)))/(INDEX('Shultis Faw'!$A$2:$A$26,MATCH($C188,'Shultis Faw'!$A$2:$A$26,1)+1)-INDEX('Shultis Faw'!$A$2:$A$26,MATCH($C188,'Shultis Faw'!$A$2:$A$26,1))),$C188*'Shultis Faw'!$F$2/'Shultis Faw'!$A$2)","v":14.331477999999999},{"$f":"J188*(H188*'Externe blootstelling'!$D$23/2)^K188+L188*(TANH(((H188*'Externe blootstelling'!$D$23)/(2*M188))-2)-TANH(-2))/(1-TANH(-2))","v":1.541080959624709},{"$f":"IF(N188=1,1+(I188-1)*H188*'Externe blootstelling'!$D$23/2,1+(I188-1)*(N188^(H188*'Externe blootstelling'!$D$23/2)-1)/(N188-1))","v":2.5895763470831517},{"$f":"G188*EXP(-H188*'Externe blootstelling'!$D$23/2)*O188","v":1.4773852812030821E-4}]
[null," g ",0.76490000000000002,1.2238399999999999E-13,1.9E-3,{"$f":"_xlfn.IFNA(INDEX('hp (pSv cm2)'!$B$2:$B$52,MATCH($C189,'hp (pSv cm2)'!$A$2:$A$52,1))+($C189-INDEX('hp (pSv cm2)'!$A$2:$A$52,MATCH($C189,'hp (pSv cm2)'!$A$2:$A$52,1)))*(INDEX('hp (pSv cm2)'!$B$2:$B$52,MATCH($C189,'hp (pSv cm2)'!$A$2:$A$52,1)+1)-INDEX('hp (pSv cm2)'!$B$2:$B$52,MATCH($C189,'hp (pSv cm2)'!$A$2:$A$52,1)))/(INDEX('hp (pSv cm2)'!$A$2:$A$52,MATCH($C189,'hp (pSv cm2)'!$A$2:$A$52,1)+1)-INDEX('hp (pSv cm2)'!$A$2:$A$52,MATCH($C189,'hp (pSv cm2)'!$A$2:$A$52,1))),$C189*'hp (pSv cm2)'!$B$2/'hp (pSv cm2)'!$A$2)","v":3.58609},6.813571E-3,{"$f":"_xlfn.IFNA(0.997*(INDEX('Mass attenuation coefficients'!$B$2:$B$37,MATCH($C189,'Mass attenuation coefficients'!$A$2:$A$37,1))+($C189-INDEX('Mass attenuation coefficients'!$A$2:$A$37,MATCH($C189,'Mass attenuation coefficients'!$A$2:$A$37,1)))*(INDEX('Mass attenuation coefficients'!$B$2:$B$37,MATCH($C189,'Mass attenuation coefficients'!$A$2:$A$37,1)+1)-INDEX('Mass attenuation coefficients'!$B$2:$B$37,MATCH($C189,'Mass attenuation coefficients'!$A$2:$A$37,1)))/(INDEX('Mass attenuation coefficients'!$A$2:$A$37,MATCH($C189,'Mass attenuation coefficients'!$A$2:$A$37,1)+1)-INDEX('Mass attenuation coefficients'!$A$2:$A$37,MATCH($C189,'Mass attenuation coefficients'!$A$2:$A$37,1)))),0.997*$C189*'Mass attenuation coefficients'!$B$2/'Mass attenuation coefficients'!$A$2)","v":8.0323010885000004E-2},{"$f":"_xlfn.IFNA(INDEX('Shultis Faw'!$C$2:$C$26,MATCH($C189,'Shultis Faw'!$A$2:$A$26,1))+($C189-INDEX('Shultis Faw'!$A$2:$A$26,MATCH($C189,'Shultis Faw'!$A$2:$A$26,1)))*(INDEX('Shultis Faw'!$C$2:$C$26,MATCH($C189,'Shultis Faw'!$A$2:$A$26,1)+1)-INDEX('Shultis Faw'!$C$2:$C$26,MATCH($C189,'Shultis Faw'!$A$2:$A$26,1)))/(INDEX('Shultis Faw'!$A$2:$A$26,MATCH($C189,'Shultis Faw'!$A$2:$A$26,1)+1)-INDEX('Shultis Faw'!$A$2:$A$26,MATCH($C189,'Shultis Faw'!$A$2:$A$26,1))),$C189*'Shultis Faw'!$C$2/'Shultis Faw'!$A$2)","v":2.2409574999999999},{"$f":"_xlfn.IFNA(INDEX('Shultis Faw'!$D$2:$D$26,MATCH($C189,'Shultis Faw'!$A$2:$A$26,1))+($C189-INDEX('Shultis Faw'!$A$2:$A$26,MATCH($C189,'Shultis Faw'!$A$2:$A$26,1)))*(INDEX('Shultis Faw'!$D$2:$D$26,MATCH($C189,'Shultis Faw'!$A$2:$A$26,1)+1)-INDEX('Shultis Faw'!$D$2:$D$26,MATCH($C189,'Shultis Faw'!$A$2:$A$26,1)))/(INDEX('Shultis Faw'!$A$2:$A$26,MATCH($C189,'Shultis Faw'!$A$2:$A$26,1)+1)-INDEX('Shultis Faw'!$A$2:$A$26,MATCH($C189,'Shultis Faw'!$A$2:$A$26,1))),$C189*'Shultis Faw'!$D$2/'Shultis Faw'!$A$2)","v":1.5676925000000002},{"$f":"_xlfn.IFNA(INDEX('Shultis Faw'!$B$2:$B$26,MATCH($C189,'Shultis Faw'!$A$2:$A$26,1))+($C189-INDEX('Shultis Faw'!$A$2:$A$26,MATCH($C189,'Shultis Faw'!$A$2:$A$26,1)))*(INDEX('Shultis Faw'!$B$2:$B$26,MATCH($C189,'Shultis Faw'!$A$2:$A$26,1)+1)-INDEX('Shultis Faw'!$B$2:$B$26,MATCH($C189,'Shultis Faw'!$A$2:$A$26,1)))/(INDEX('Shultis Faw'!$A$2:$A$26,MATCH($C189,'Shultis Faw'!$A$2:$A$26,1)+1)-INDEX('Shultis Faw'!$A$2:$A$26,MATCH($C189,'Shultis Faw'!$A$2:$A$26,1))),$C189*'Shultis Faw'!$B$2/'Shultis Faw'!$A$2)","v":-0.1083345},{"$f":"_xlfn.IFNA(INDEX('Shultis Faw'!$E$2:$E$26,MATCH($C189,'Shultis Faw'!$A$2:$A$26,1))+($C189-INDEX('Shultis Faw'!$A$2:$A$26,MATCH($C189,'Shultis Faw'!$A$2:$A$26,1)))*(INDEX('Shultis Faw'!$E$2:$E$26,MATCH($C189,'Shultis Faw'!$A$2:$A$26,1)+1)-INDEX('Shultis Faw'!$E$2:$E$26,MATCH($C189,'Shultis Faw'!$A$2:$A$26,1)))/(INDEX('Shultis Faw'!$A$2:$A$26,MATCH($C189,'Shultis Faw'!$A$2:$A$26,1)+1)-INDEX('Shultis Faw'!$A$2:$A$26,MATCH($C189,'Shultis Faw'!$A$2:$A$26,1))),$C189*'Shultis Faw'!$E$2/'Shultis Faw'!$A$2)","v":4.4858300000000004E-2},{"$f":"_xlfn.IFNA(INDEX('Shultis Faw'!$F$2:$F$26,MATCH($C189,'Shultis Faw'!$A$2:$A$26,1))+($C189-INDEX('Shultis Faw'!$A$2:$A$26,MATCH($C189,'Shultis Faw'!$A$2:$A$26,1)))*(INDEX('Shultis Faw'!$F$2:$F$26,MATCH($C189,'Shultis Faw'!$A$2:$A$26,1)+1)-INDEX('Shultis Faw'!$F$2:$F$26,MATCH($C189,'Shultis Faw'!$A$2:$A$26,1)))/(INDEX('Shultis Faw'!$A$2:$A$26,MATCH($C189,'Shultis Faw'!$A$2:$A$26,1)+1)-INDEX('Shultis Faw'!$A$2:$A$26,MATCH($C189,'Shultis Faw'!$A$2:$A$26,1))),$C189*'Shultis Faw'!$F$2/'Shultis Faw'!$A$2)","v":14.337185},{"$f":"J189*(H189*'Externe blootstelling'!$D$23/2)^K189+L189*(TANH(((H189*'Externe blootstelling'!$D$23)/(2*M189))-2)-TANH(-2))/(1-TANH(-2))","v":1.5365080464243526},{"$f":"IF(N189=1,1+(I189-1)*H189*'Externe blootstelling'!$D$23/2,1+(I189-1)*(N189^(H189*'Externe blootstelling'!$D$23/2)-1)/(N189-1))","v":2.5678179069398968},{"$f":"G189*EXP(-H189*'Externe blootstelling'!$D$23/2)*O189","v":5.2442260436468581E-3}]
[null," g ",0.76894399999999996,1.2303104E-13,8.7999999999999992E-4,{"$f":"_xlfn.IFNA(INDEX('hp (pSv cm2)'!$B$2:$B$52,MATCH($C190,'hp (pSv cm2)'!$A$2:$A$52,1))+($C190-INDEX('hp (pSv cm2)'!$A$2:$A$52,MATCH($C190,'hp (pSv cm2)'!$A$2:$A$52,1)))*(INDEX('hp (pSv cm2)'!$B$2:$B$52,MATCH($C190,'hp (pSv cm2)'!$A$2:$A$52,1)+1)-INDEX('hp (pSv cm2)'!$B$2:$B$52,MATCH($C190,'hp (pSv cm2)'!$A$2:$A$52,1)))/(INDEX('hp (pSv cm2)'!$A$2:$A$52,MATCH($C190,'hp (pSv cm2)'!$A$2:$A$52,1)+1)-INDEX('hp (pSv cm2)'!$A$2:$A$52,MATCH($C190,'hp (pSv cm2)'!$A$2:$A$52,1))),$C190*'hp (pSv cm2)'!$B$2/'hp (pSv cm2)'!$A$2)","v":3.6026703999999996},3.1703499519999995E-3,{"$f":"_xlfn.IFNA(0.997*(INDEX('Mass attenuation coefficients'!$B$2:$B$37,MATCH($C190,'Mass attenuation coefficients'!$A$2:$A$37,1))+($C190-INDEX('Mass attenuation coefficients'!$A$2:$A$37,MATCH($C190,'Mass attenuation coefficients'!$A$2:$A$37,1)))*(INDEX('Mass attenuation coefficients'!$B$2:$B$37,MATCH($C190,'Mass attenuation coefficients'!$A$2:$A$37,1)+1)-INDEX('Mass attenuation coefficients'!$B$2:$B$37,MATCH($C190,'Mass attenuation coefficients'!$A$2:$A$37,1)))/(INDEX('Mass attenuation coefficients'!$A$2:$A$37,MATCH($C190,'Mass attenuation coefficients'!$A$2:$A$37,1)+1)-INDEX('Mass attenuation coefficients'!$A$2:$A$37,MATCH($C190,'Mass attenuation coefficients'!$A$2:$A$37,1)))),0.997*$C190*'Mass attenuation coefficients'!$B$2/'Mass attenuation coefficients'!$A$2)","v":8.0103072485600002E-2},{"$f":"_xlfn.IFNA(INDEX('Shultis Faw'!$C$2:$C$26,MATCH($C190,'Shultis Faw'!$A$2:$A$26,1))+($C190-INDEX('Shultis Faw'!$A$2:$A$26,MATCH($C190,'Shultis Faw'!$A$2:$A$26,1)))*(INDEX('Shultis Faw'!$C$2:$C$26,MATCH($C190,'Shultis Faw'!$A$2:$A$26,1)+1)-INDEX('Shultis Faw'!$C$2:$C$26,MATCH($C190,'Shultis Faw'!$A$2:$A$26,1)))/(INDEX('Shultis Faw'!$A$2:$A$26,MATCH($C190,'Shultis Faw'!$A$2:$A$26,1)+1)-INDEX('Shultis Faw'!$A$2:$A$26,MATCH($C190,'Shultis Faw'!$A$2:$A$26,1))),$C190*'Shultis Faw'!$C$2/'Shultis Faw'!$A$2)","v":2.2376212000000004},{"$f":"_xlfn.IFNA(INDEX('Shultis Faw'!$D$2:$D$26,MATCH($C190,'Shultis Faw'!$A$2:$A$26,1))+($C190-INDEX('Shultis Faw'!$A$2:$A$26,MATCH($C190,'Shultis Faw'!$A$2:$A$26,1)))*(INDEX('Shultis Faw'!$D$2:$D$26,MATCH($C190,'Shultis Faw'!$A$2:$A$26,1)+1)-INDEX('Shultis Faw'!$D$2:$D$26,MATCH($C190,'Shultis Faw'!$A$2:$A$26,1)))/(INDEX('Shultis Faw'!$A$2:$A$26,MATCH($C190,'Shultis Faw'!$A$2:$A$26,1)+1)-INDEX('Shultis Faw'!$A$2:$A$26,MATCH($C190,'Shultis Faw'!$A$2:$A$26,1))),$C190*'Shultis Faw'!$D$2/'Shultis Faw'!$A$2)","v":1.5649628},{"$f":"_xlfn.IFNA(INDEX('Shultis Faw'!$B$2:$B$26,MATCH($C190,'Shultis Faw'!$A$2:$A$26,1))+($C190-INDEX('Shultis Faw'!$A$2:$A$26,MATCH($C190,'Shultis Faw'!$A$2:$A$26,1)))*(INDEX('Shultis Faw'!$B$2:$B$26,MATCH($C190,'Shultis Faw'!$A$2:$A$26,1)+1)-INDEX('Shultis Faw'!$B$2:$B$26,MATCH($C190,'Shultis Faw'!$A$2:$A$26,1)))/(INDEX('Shultis Faw'!$A$2:$A$26,MATCH($C190,'Shultis Faw'!$A$2:$A$26,1)+1)-INDEX('Shultis Faw'!$A$2:$A$26,MATCH($C190,'Shultis Faw'!$A$2:$A$26,1))),$C190*'Shultis Faw'!$B$2/'Shultis Faw'!$A$2)","v":-0.10795032},{"$f":"_xlfn.IFNA(INDEX('Shultis Faw'!$E$2:$E$26,MATCH($C190,'Shultis Faw'!$A$2:$A$26,1))+($C190-INDEX('Shultis Faw'!$A$2:$A$26,MATCH($C190,'Shultis Faw'!$A$2:$A$26,1)))*(INDEX('Shultis Faw'!$E$2:$E$26,MATCH($C190,'Shultis Faw'!$A$2:$A$26,1)+1)-INDEX('Shultis Faw'!$E$2:$E$26,MATCH($C190,'Shultis Faw'!$A$2:$A$26,1)))/(INDEX('Shultis Faw'!$A$2:$A$26,MATCH($C190,'Shultis Faw'!$A$2:$A$26,1)+1)-INDEX('Shultis Faw'!$A$2:$A$26,MATCH($C190,'Shultis Faw'!$A$2:$A$26,1))),$C190*'Shultis Faw'!$E$2/'Shultis Faw'!$A$2)","v":4.4724848000000005E-2},{"$f":"_xlfn.IFNA(INDEX('Shultis Faw'!$F$2:$F$26,MATCH($C190,'Shultis Faw'!$A$2:$A$26,1))+($C190-INDEX('Shultis Faw'!$A$2:$A$26,MATCH($C190,'Shultis Faw'!$A$2:$A$26,1)))*(INDEX('Shultis Faw'!$F$2:$F$26,MATCH($C190,'Shultis Faw'!$A$2:$A$26,1)+1)-INDEX('Shultis Faw'!$F$2:$F$26,MATCH($C190,'Shultis Faw'!$A$2:$A$26,1)))/(INDEX('Shultis Faw'!$A$2:$A$26,MATCH($C190,'Shultis Faw'!$A$2:$A$26,1)+1)-INDEX('Shultis Faw'!$A$2:$A$26,MATCH($C190,'Shultis Faw'!$A$2:$A$26,1))),$C190*'Shultis Faw'!$F$2/'Shultis Faw'!$A$2)","v":14.339813599999999},{"$f":"J190*(H190*'Externe blootstelling'!$D$23/2)^K190+L190*(TANH(((H190*'Externe blootstelling'!$D$23)/(2*M190))-2)-TANH(-2))/(1-TANH(-2))","v":1.534395862664313},{"$f":"IF(N190=1,1+(I190-1)*H190*'Externe blootstelling'!$D$23/2,1+(I190-1)*(N190^(H190*'Externe blootstelling'!$D$23/2)-1)/(N190-1))","v":2.5578726743508855},{"$f":"G190*EXP(-H190*'Externe blootstelling'!$D$23/2)*O190","v":2.4387163526975323E-3}]
[null," g ",0.7789045,1.2462471999999999E-13,0.12970000000000001,{"$f":"_xlfn.IFNA(INDEX('hp (pSv cm2)'!$B$2:$B$52,MATCH($C191,'hp (pSv cm2)'!$A$2:$A$52,1))+($C191-INDEX('hp (pSv cm2)'!$A$2:$A$52,MATCH($C191,'hp (pSv cm2)'!$A$2:$A$52,1)))*(INDEX('hp (pSv cm2)'!$B$2:$B$52,MATCH($C191,'hp (pSv cm2)'!$A$2:$A$52,1)+1)-INDEX('hp (pSv cm2)'!$B$2:$B$52,MATCH($C191,'hp (pSv cm2)'!$A$2:$A$52,1)))/(INDEX('hp (pSv cm2)'!$A$2:$A$52,MATCH($C191,'hp (pSv cm2)'!$A$2:$A$52,1)+1)-INDEX('hp (pSv cm2)'!$A$2:$A$52,MATCH($C191,'hp (pSv cm2)'!$A$2:$A$52,1))),$C191*'hp (pSv cm2)'!$B$2/'hp (pSv cm2)'!$A$2)","v":3.6435084499999997},0.47256304596499998,{"$f":"_xlfn.IFNA(0.997*(INDEX('Mass attenuation coefficients'!$B$2:$B$37,MATCH($C191,'Mass attenuation coefficients'!$A$2:$A$37,1))+($C191-INDEX('Mass attenuation coefficients'!$A$2:$A$37,MATCH($C191,'Mass attenuation coefficients'!$A$2:$A$37,1)))*(INDEX('Mass attenuation coefficients'!$B$2:$B$37,MATCH($C191,'Mass attenuation coefficients'!$A$2:$A$37,1)+1)-INDEX('Mass attenuation coefficients'!$B$2:$B$37,MATCH($C191,'Mass attenuation coefficients'!$A$2:$A$37,1)))/(INDEX('Mass attenuation coefficients'!$A$2:$A$37,MATCH($C191,'Mass attenuation coefficients'!$A$2:$A$37,1)+1)-INDEX('Mass attenuation coefficients'!$A$2:$A$37,MATCH($C191,'Mass attenuation coefficients'!$A$2:$A$37,1)))),0.997*$C191*'Mass attenuation coefficients'!$B$2/'Mass attenuation coefficients'!$A$2)","v":7.9561357246425005E-2},{"$f":"_xlfn.IFNA(INDEX('Shultis Faw'!$C$2:$C$26,MATCH($C191,'Shultis Faw'!$A$2:$A$26,1))+($C191-INDEX('Shultis Faw'!$A$2:$A$26,MATCH($C191,'Shultis Faw'!$A$2:$A$26,1)))*(INDEX('Shultis Faw'!$C$2:$C$26,MATCH($C191,'Shultis Faw'!$A$2:$A$26,1)+1)-INDEX('Shultis Faw'!$C$2:$C$26,MATCH($C191,'Shultis Faw'!$A$2:$A$26,1)))/(INDEX('Shultis Faw'!$A$2:$A$26,MATCH($C191,'Shultis Faw'!$A$2:$A$26,1)+1)-INDEX('Shultis Faw'!$A$2:$A$26,MATCH($C191,'Shultis Faw'!$A$2:$A$26,1))),$C191*'Shultis Faw'!$C$2/'Shultis Faw'!$A$2)","v":2.2294037875000003},{"$f":"_xlfn.IFNA(INDEX('Shultis Faw'!$D$2:$D$26,MATCH($C191,'Shultis Faw'!$A$2:$A$26,1))+($C191-INDEX('Shultis Faw'!$A$2:$A$26,MATCH($C191,'Shultis Faw'!$A$2:$A$26,1)))*(INDEX('Shultis Faw'!$D$2:$D$26,MATCH($C191,'Shultis Faw'!$A$2:$A$26,1)+1)-INDEX('Shultis Faw'!$D$2:$D$26,MATCH($C191,'Shultis Faw'!$A$2:$A$26,1)))/(INDEX('Shultis Faw'!$A$2:$A$26,MATCH($C191,'Shultis Faw'!$A$2:$A$26,1)+1)-INDEX('Shultis Faw'!$A$2:$A$26,MATCH($C191,'Shultis Faw'!$A$2:$A$26,1))),$C191*'Shultis Faw'!$D$2/'Shultis Faw'!$A$2)","v":1.5582394625},{"$f":"_xlfn.IFNA(INDEX('Shultis Faw'!$B$2:$B$26,MATCH($C191,'Shultis Faw'!$A$2:$A$26,1))+($C191-INDEX('Shultis Faw'!$A$2:$A$26,MATCH($C191,'Shultis Faw'!$A$2:$A$26,1)))*(INDEX('Shultis Faw'!$B$2:$B$26,MATCH($C191,'Shultis Faw'!$A$2:$A$26,1)+1)-INDEX('Shultis Faw'!$B$2:$B$26,MATCH($C191,'Shultis Faw'!$A$2:$A$26,1)))/(INDEX('Shultis Faw'!$A$2:$A$26,MATCH($C191,'Shultis Faw'!$A$2:$A$26,1)+1)-INDEX('Shultis Faw'!$A$2:$A$26,MATCH($C191,'Shultis Faw'!$A$2:$A$26,1))),$C191*'Shultis Faw'!$B$2/'Shultis Faw'!$A$2)","v":-0.10700407250000001},{"$f":"_xlfn.IFNA(INDEX('Shultis Faw'!$E$2:$E$26,MATCH($C191,'Shultis Faw'!$A$2:$A$26,1))+($C191-INDEX('Shultis Faw'!$A$2:$A$26,MATCH($C191,'Shultis Faw'!$A$2:$A$26,1)))*(INDEX('Shultis Faw'!$E$2:$E$26,MATCH($C191,'Shultis Faw'!$A$2:$A$26,1)+1)-INDEX('Shultis Faw'!$E$2:$E$26,MATCH($C191,'Shultis Faw'!$A$2:$A$26,1)))/(INDEX('Shultis Faw'!$A$2:$A$26,MATCH($C191,'Shultis Faw'!$A$2:$A$26,1)+1)-INDEX('Shultis Faw'!$A$2:$A$26,MATCH($C191,'Shultis Faw'!$A$2:$A$26,1))),$C191*'Shultis Faw'!$E$2/'Shultis Faw'!$A$2)","v":4.4396151500000001E-2},{"$f":"_xlfn.IFNA(INDEX('Shultis Faw'!$F$2:$F$26,MATCH($C191,'Shultis Faw'!$A$2:$A$26,1))+($C191-INDEX('Shultis Faw'!$A$2:$A$26,MATCH($C191,'Shultis Faw'!$A$2:$A$26,1)))*(INDEX('Shultis Faw'!$F$2:$F$26,MATCH($C191,'Shultis Faw'!$A$2:$A$26,1)+1)-INDEX('Shultis Faw'!$F$2:$F$26,MATCH($C191,'Shultis Faw'!$A$2:$A$26,1)))/(INDEX('Shultis Faw'!$A$2:$A$26,MATCH($C191,'Shultis Faw'!$A$2:$A$26,1)+1)-INDEX('Shultis Faw'!$A$2:$A$26,MATCH($C191,'Shultis Faw'!$A$2:$A$26,1))),$C191*'Shultis Faw'!$F$2/'Shultis Faw'!$A$2)","v":14.346287925},{"$f":"J191*(H191*'Externe blootstelling'!$D$23/2)^K191+L191*(TANH(((H191*'Externe blootstelling'!$D$23)/(2*M191))-2)-TANH(-2))/(1-TANH(-2))","v":1.5291775283117548},{"$f":"IF(N191=1,1+(I191-1)*H191*'Externe blootstelling'!$D$23/2,1+(I191-1)*(N191^(H191*'Externe blootstelling'!$D$23/2)-1)/(N191-1))","v":2.5335814274570554},{"$f":"G191*EXP(-H191*'Externe blootstelling'!$D$23/2)*O191","v":0.36299341574986033}]
[null," g ",0.79480999999999991,1.2716959999999997E-13,2.63E-4,{"$f":"_xlfn.IFNA(INDEX('hp (pSv cm2)'!$B$2:$B$52,MATCH($C192,'hp (pSv cm2)'!$A$2:$A$52,1))+($C192-INDEX('hp (pSv cm2)'!$A$2:$A$52,MATCH($C192,'hp (pSv cm2)'!$A$2:$A$52,1)))*(INDEX('hp (pSv cm2)'!$B$2:$B$52,MATCH($C192,'hp (pSv cm2)'!$A$2:$A$52,1)+1)-INDEX('hp (pSv cm2)'!$B$2:$B$52,MATCH($C192,'hp (pSv cm2)'!$A$2:$A$52,1)))/(INDEX('hp (pSv cm2)'!$A$2:$A$52,MATCH($C192,'hp (pSv cm2)'!$A$2:$A$52,1)+1)-INDEX('hp (pSv cm2)'!$A$2:$A$52,MATCH($C192,'hp (pSv cm2)'!$A$2:$A$52,1))),$C192*'hp (pSv cm2)'!$B$2/'hp (pSv cm2)'!$A$2)","v":3.7087209999999997},9.7539362299999986E-4,{"$f":"_xlfn.IFNA(0.997*(INDEX('Mass attenuation coefficients'!$B$2:$B$37,MATCH($C192,'Mass attenuation coefficients'!$A$2:$A$37,1))+($C192-INDEX('Mass attenuation coefficients'!$A$2:$A$37,MATCH($C192,'Mass attenuation coefficients'!$A$2:$A$37,1)))*(INDEX('Mass attenuation coefficients'!$B$2:$B$37,MATCH($C192,'Mass attenuation coefficients'!$A$2:$A$37,1)+1)-INDEX('Mass attenuation coefficients'!$B$2:$B$37,MATCH($C192,'Mass attenuation coefficients'!$A$2:$A$37,1)))/(INDEX('Mass attenuation coefficients'!$A$2:$A$37,MATCH($C192,'Mass attenuation coefficients'!$A$2:$A$37,1)+1)-INDEX('Mass attenuation coefficients'!$A$2:$A$37,MATCH($C192,'Mass attenuation coefficients'!$A$2:$A$37,1)))),0.997*$C192*'Mass attenuation coefficients'!$B$2/'Mass attenuation coefficients'!$A$2)","v":7.869631515650001E-2},{"$f":"_xlfn.IFNA(INDEX('Shultis Faw'!$C$2:$C$26,MATCH($C192,'Shultis Faw'!$A$2:$A$26,1))+($C192-INDEX('Shultis Faw'!$A$2:$A$26,MATCH($C192,'Shultis Faw'!$A$2:$A$26,1)))*(INDEX('Shultis Faw'!$C$2:$C$26,MATCH($C192,'Shultis Faw'!$A$2:$A$26,1)+1)-INDEX('Shultis Faw'!$C$2:$C$26,MATCH($C192,'Shultis Faw'!$A$2:$A$26,1)))/(INDEX('Shultis Faw'!$A$2:$A$26,MATCH($C192,'Shultis Faw'!$A$2:$A$26,1)+1)-INDEX('Shultis Faw'!$A$2:$A$26,MATCH($C192,'Shultis Faw'!$A$2:$A$26,1))),$C192*'Shultis Faw'!$C$2/'Shultis Faw'!$A$2)","v":2.2162817500000003},{"$f":"_xlfn.IFNA(INDEX('Shultis Faw'!$D$2:$D$26,MATCH($C192,'Shultis Faw'!$A$2:$A$26,1))+($C192-INDEX('Shultis Faw'!$A$2:$A$26,MATCH($C192,'Shultis Faw'!$A$2:$A$26,1)))*(INDEX('Shultis Faw'!$D$2:$D$26,MATCH($C192,'Shultis Faw'!$A$2:$A$26,1)+1)-INDEX('Shultis Faw'!$D$2:$D$26,MATCH($C192,'Shultis Faw'!$A$2:$A$26,1)))/(INDEX('Shultis Faw'!$A$2:$A$26,MATCH($C192,'Shultis Faw'!$A$2:$A$26,1)+1)-INDEX('Shultis Faw'!$A$2:$A$26,MATCH($C192,'Shultis Faw'!$A$2:$A$26,1))),$C192*'Shultis Faw'!$D$2/'Shultis Faw'!$A$2)","v":1.5475032500000001},{"$f":"_xlfn.IFNA(INDEX('Shultis Faw'!$B$2:$B$26,MATCH($C192,'Shultis Faw'!$A$2:$A$26,1))+($C192-INDEX('Shultis Faw'!$A$2:$A$26,MATCH($C192,'Shultis Faw'!$A$2:$A$26,1)))*(INDEX('Shultis Faw'!$B$2:$B$26,MATCH($C192,'Shultis Faw'!$A$2:$A$26,1)+1)-INDEX('Shultis Faw'!$B$2:$B$26,MATCH($C192,'Shultis Faw'!$A$2:$A$26,1)))/(INDEX('Shultis Faw'!$A$2:$A$26,MATCH($C192,'Shultis Faw'!$A$2:$A$26,1)+1)-INDEX('Shultis Faw'!$A$2:$A$26,MATCH($C192,'Shultis Faw'!$A$2:$A$26,1))),$C192*'Shultis Faw'!$B$2/'Shultis Faw'!$A$2)","v":-0.10549305},{"$f":"_xlfn.IFNA(INDEX('Shultis Faw'!$E$2:$E$26,MATCH($C192,'Shultis Faw'!$A$2:$A$26,1))+($C192-INDEX('Shultis Faw'!$A$2:$A$26,MATCH($C192,'Shultis Faw'!$A$2:$A$26,1)))*(INDEX('Shultis Faw'!$E$2:$E$26,MATCH($C192,'Shultis Faw'!$A$2:$A$26,1)+1)-INDEX('Shultis Faw'!$E$2:$E$26,MATCH($C192,'Shultis Faw'!$A$2:$A$26,1)))/(INDEX('Shultis Faw'!$A$2:$A$26,MATCH($C192,'Shultis Faw'!$A$2:$A$26,1)+1)-INDEX('Shultis Faw'!$A$2:$A$26,MATCH($C192,'Shultis Faw'!$A$2:$A$26,1))),$C192*'Shultis Faw'!$E$2/'Shultis Faw'!$A$2)","v":4.3871270000000004E-2},{"$f":"_xlfn.IFNA(INDEX('Shultis Faw'!$F$2:$F$26,MATCH($C192,'Shultis Faw'!$A$2:$A$26,1))+($C192-INDEX('Shultis Faw'!$A$2:$A$26,MATCH($C192,'Shultis Faw'!$A$2:$A$26,1)))*(INDEX('Shultis Faw'!$F$2:$F$26,MATCH($C192,'Shultis Faw'!$A$2:$A$26,1)+1)-INDEX('Shultis Faw'!$F$2:$F$26,MATCH($C192,'Shultis Faw'!$A$2:$A$26,1)))/(INDEX('Shultis Faw'!$A$2:$A$26,MATCH($C192,'Shultis Faw'!$A$2:$A$26,1)+1)-INDEX('Shultis Faw'!$A$2:$A$26,MATCH($C192,'Shultis Faw'!$A$2:$A$26,1))),$C192*'Shultis Faw'!$F$2/'Shultis Faw'!$A$2)","v":14.356626499999999},{"$f":"J192*(H192*'Externe blootstelling'!$D$23/2)^K192+L192*(TANH(((H192*'Externe blootstelling'!$D$23)/(2*M192))-2)-TANH(-2))/(1-TANH(-2))","v":1.5207975466011976},{"$f":"IF(N192=1,1+(I192-1)*H192*'Externe blootstelling'!$D$23/2,1+(I192-1)*(N192^(H192*'Externe blootstelling'!$D$23/2)-1)/(N192-1))","v":2.4953874796125843},{"$f":"G192*EXP(-H192*'Externe blootstelling'!$D$23/2)*O192","v":7.4757930828104452E-4}]
[null," g ",0.80570000000000008,1.2891200000000002E-13,1.25E-4,{"$f":"_xlfn.IFNA(INDEX('hp (pSv cm2)'!$B$2:$B$52,MATCH($C193,'hp (pSv cm2)'!$A$2:$A$52,1))+($C193-INDEX('hp (pSv cm2)'!$A$2:$A$52,MATCH($C193,'hp (pSv cm2)'!$A$2:$A$52,1)))*(INDEX('hp (pSv cm2)'!$B$2:$B$52,MATCH($C193,'hp (pSv cm2)'!$A$2:$A$52,1)+1)-INDEX('hp (pSv cm2)'!$B$2:$B$52,MATCH($C193,'hp (pSv cm2)'!$A$2:$A$52,1)))/(INDEX('hp (pSv cm2)'!$A$2:$A$52,MATCH($C193,'hp (pSv cm2)'!$A$2:$A$52,1)+1)-INDEX('hp (pSv cm2)'!$A$2:$A$52,MATCH($C193,'hp (pSv cm2)'!$A$2:$A$52,1))),$C193*'hp (pSv cm2)'!$B$2/'hp (pSv cm2)'!$A$2)","v":3.7516600000000002},4.6895750000000005E-4,{"$f":"_xlfn.IFNA(0.997*(INDEX('Mass attenuation coefficients'!$B$2:$B$37,MATCH($C193,'Mass attenuation coefficients'!$A$2:$A$37,1))+($C193-INDEX('Mass attenuation coefficients'!$A$2:$A$37,MATCH($C193,'Mass attenuation coefficients'!$A$2:$A$37,1)))*(INDEX('Mass attenuation coefficients'!$B$2:$B$37,MATCH($C193,'Mass attenuation coefficients'!$A$2:$A$37,1)+1)-INDEX('Mass attenuation coefficients'!$B$2:$B$37,MATCH($C193,'Mass attenuation coefficients'!$A$2:$A$37,1)))/(INDEX('Mass attenuation coefficients'!$A$2:$A$37,MATCH($C193,'Mass attenuation coefficients'!$A$2:$A$37,1)+1)-INDEX('Mass attenuation coefficients'!$A$2:$A$37,MATCH($C193,'Mass attenuation coefficients'!$A$2:$A$37,1)))),0.997*$C193*'Mass attenuation coefficients'!$B$2/'Mass attenuation coefficients'!$A$2)","v":7.8188723015000003E-2},{"$f":"_xlfn.IFNA(INDEX('Shultis Faw'!$C$2:$C$26,MATCH($C193,'Shultis Faw'!$A$2:$A$26,1))+($C193-INDEX('Shultis Faw'!$A$2:$A$26,MATCH($C193,'Shultis Faw'!$A$2:$A$26,1)))*(INDEX('Shultis Faw'!$C$2:$C$26,MATCH($C193,'Shultis Faw'!$A$2:$A$26,1)+1)-INDEX('Shultis Faw'!$C$2:$C$26,MATCH($C193,'Shultis Faw'!$A$2:$A$26,1)))/(INDEX('Shultis Faw'!$A$2:$A$26,MATCH($C193,'Shultis Faw'!$A$2:$A$26,1)+1)-INDEX('Shultis Faw'!$A$2:$A$26,MATCH($C193,'Shultis Faw'!$A$2:$A$26,1))),$C193*'Shultis Faw'!$C$2/'Shultis Faw'!$A$2)","v":2.2088935000000003},{"$f":"_xlfn.IFNA(INDEX('Shultis Faw'!$D$2:$D$26,MATCH($C193,'Shultis Faw'!$A$2:$A$26,1))+($C193-INDEX('Shultis Faw'!$A$2:$A$26,MATCH($C193,'Shultis Faw'!$A$2:$A$26,1)))*(INDEX('Shultis Faw'!$D$2:$D$26,MATCH($C193,'Shultis Faw'!$A$2:$A$26,1)+1)-INDEX('Shultis Faw'!$D$2:$D$26,MATCH($C193,'Shultis Faw'!$A$2:$A$26,1)))/(INDEX('Shultis Faw'!$A$2:$A$26,MATCH($C193,'Shultis Faw'!$A$2:$A$26,1)+1)-INDEX('Shultis Faw'!$A$2:$A$26,MATCH($C193,'Shultis Faw'!$A$2:$A$26,1))),$C193*'Shultis Faw'!$D$2/'Shultis Faw'!$A$2)","v":1.5410645000000001},{"$f":"_xlfn.IFNA(INDEX('Shultis Faw'!$B$2:$B$26,MATCH($C193,'Shultis Faw'!$A$2:$A$26,1))+($C193-INDEX('Shultis Faw'!$A$2:$A$26,MATCH($C193,'Shultis Faw'!$A$2:$A$26,1)))*(INDEX('Shultis Faw'!$B$2:$B$26,MATCH($C193,'Shultis Faw'!$A$2:$A$26,1)+1)-INDEX('Shultis Faw'!$B$2:$B$26,MATCH($C193,'Shultis Faw'!$A$2:$A$26,1)))/(INDEX('Shultis Faw'!$A$2:$A$26,MATCH($C193,'Shultis Faw'!$A$2:$A$26,1)+1)-INDEX('Shultis Faw'!$A$2:$A$26,MATCH($C193,'Shultis Faw'!$A$2:$A$26,1))),$C193*'Shultis Faw'!$B$2/'Shultis Faw'!$A$2)","v":-0.104544},{"$f":"_xlfn.IFNA(INDEX('Shultis Faw'!$E$2:$E$26,MATCH($C193,'Shultis Faw'!$A$2:$A$26,1))+($C193-INDEX('Shultis Faw'!$A$2:$A$26,MATCH($C193,'Shultis Faw'!$A$2:$A$26,1)))*(INDEX('Shultis Faw'!$E$2:$E$26,MATCH($C193,'Shultis Faw'!$A$2:$A$26,1)+1)-INDEX('Shultis Faw'!$E$2:$E$26,MATCH($C193,'Shultis Faw'!$A$2:$A$26,1)))/(INDEX('Shultis Faw'!$A$2:$A$26,MATCH($C193,'Shultis Faw'!$A$2:$A$26,1)+1)-INDEX('Shultis Faw'!$A$2:$A$26,MATCH($C193,'Shultis Faw'!$A$2:$A$26,1))),$C193*'Shultis Faw'!$E$2/'Shultis Faw'!$A$2)","v":4.3531850000000004E-2},{"$f":"_xlfn.IFNA(INDEX('Shultis Faw'!$F$2:$F$26,MATCH($C193,'Shultis Faw'!$A$2:$A$26,1))+($C193-INDEX('Shultis Faw'!$A$2:$A$26,MATCH($C193,'Shultis Faw'!$A$2:$A$26,1)))*(INDEX('Shultis Faw'!$F$2:$F$26,MATCH($C193,'Shultis Faw'!$A$2:$A$26,1)+1)-INDEX('Shultis Faw'!$F$2:$F$26,MATCH($C193,'Shultis Faw'!$A$2:$A$26,1)))/(INDEX('Shultis Faw'!$A$2:$A$26,MATCH($C193,'Shultis Faw'!$A$2:$A$26,1)+1)-INDEX('Shultis Faw'!$A$2:$A$26,MATCH($C193,'Shultis Faw'!$A$2:$A$26,1))),$C193*'Shultis Faw'!$F$2/'Shultis Faw'!$A$2)","v":14.356009999999999},{"$f":"J193*(H193*'Externe blootstelling'!$D$23/2)^K193+L193*(TANH(((H193*'Externe blootstelling'!$D$23)/(2*M193))-2)-TANH(-2))/(1-TANH(-2))","v":1.5157318200903085},{"$f":"IF(N193=1,1+(I193-1)*H193*'Externe blootstelling'!$D$23/2,1+(I193-1)*(N193^(H193*'Externe blootstelling'!$D$23/2)-1)/(N193-1))","v":2.4736807117072579},{"$f":"G193*EXP(-H193*'Externe blootstelling'!$D$23/2)*O193","v":3.590237380142724E-4}]
[null," g ",0.81045100000000003,1.2967215999999998E-13,3.1700000000000001E-3,{"$f":"_xlfn.IFNA(INDEX('hp (pSv cm2)'!$B$2:$B$52,MATCH($C194,'hp (pSv cm2)'!$A$2:$A$52,1))+($C194-INDEX('hp (pSv cm2)'!$A$2:$A$52,MATCH($C194,'hp (pSv cm2)'!$A$2:$A$52,1)))*(INDEX('hp (pSv cm2)'!$B$2:$B$52,MATCH($C194,'hp (pSv cm2)'!$A$2:$A$52,1)+1)-INDEX('hp (pSv cm2)'!$B$2:$B$52,MATCH($C194,'hp (pSv cm2)'!$A$2:$A$52,1)))/(INDEX('hp (pSv cm2)'!$A$2:$A$52,MATCH($C194,'hp (pSv cm2)'!$A$2:$A$52,1)+1)-INDEX('hp (pSv cm2)'!$A$2:$A$52,MATCH($C194,'hp (pSv cm2)'!$A$2:$A$52,1))),$C194*'hp (pSv cm2)'!$B$2/'hp (pSv cm2)'!$A$2)","v":3.7697137999999999},1.1949992745999999E-2,{"$f":"_xlfn.IFNA(0.997*(INDEX('Mass attenuation coefficients'!$B$2:$B$37,MATCH($C194,'Mass attenuation coefficients'!$A$2:$A$37,1))+($C194-INDEX('Mass attenuation coefficients'!$A$2:$A$37,MATCH($C194,'Mass attenuation coefficients'!$A$2:$A$37,1)))*(INDEX('Mass attenuation coefficients'!$B$2:$B$37,MATCH($C194,'Mass attenuation coefficients'!$A$2:$A$37,1)+1)-INDEX('Mass attenuation coefficients'!$B$2:$B$37,MATCH($C194,'Mass attenuation coefficients'!$A$2:$A$37,1)))/(INDEX('Mass attenuation coefficients'!$A$2:$A$37,MATCH($C194,'Mass attenuation coefficients'!$A$2:$A$37,1)+1)-INDEX('Mass attenuation coefficients'!$A$2:$A$37,MATCH($C194,'Mass attenuation coefficients'!$A$2:$A$37,1)))),0.997*$C194*'Mass attenuation coefficients'!$B$2/'Mass attenuation coefficients'!$A$2)","v":7.8000910996449999E-2},{"$f":"_xlfn.IFNA(INDEX('Shultis Faw'!$C$2:$C$26,MATCH($C194,'Shultis Faw'!$A$2:$A$26,1))+($C194-INDEX('Shultis Faw'!$A$2:$A$26,MATCH($C194,'Shultis Faw'!$A$2:$A$26,1)))*(INDEX('Shultis Faw'!$C$2:$C$26,MATCH($C194,'Shultis Faw'!$A$2:$A$26,1)+1)-INDEX('Shultis Faw'!$C$2:$C$26,MATCH($C194,'Shultis Faw'!$A$2:$A$26,1)))/(INDEX('Shultis Faw'!$A$2:$A$26,MATCH($C194,'Shultis Faw'!$A$2:$A$26,1)+1)-INDEX('Shultis Faw'!$A$2:$A$26,MATCH($C194,'Shultis Faw'!$A$2:$A$26,1))),$C194*'Shultis Faw'!$C$2/'Shultis Faw'!$A$2)","v":2.2063042050000004},{"$f":"_xlfn.IFNA(INDEX('Shultis Faw'!$D$2:$D$26,MATCH($C194,'Shultis Faw'!$A$2:$A$26,1))+($C194-INDEX('Shultis Faw'!$A$2:$A$26,MATCH($C194,'Shultis Faw'!$A$2:$A$26,1)))*(INDEX('Shultis Faw'!$D$2:$D$26,MATCH($C194,'Shultis Faw'!$A$2:$A$26,1)+1)-INDEX('Shultis Faw'!$D$2:$D$26,MATCH($C194,'Shultis Faw'!$A$2:$A$26,1)))/(INDEX('Shultis Faw'!$A$2:$A$26,MATCH($C194,'Shultis Faw'!$A$2:$A$26,1)+1)-INDEX('Shultis Faw'!$A$2:$A$26,MATCH($C194,'Shultis Faw'!$A$2:$A$26,1))),$C194*'Shultis Faw'!$D$2/'Shultis Faw'!$A$2)","v":1.5386177350000001},{"$f":"_xlfn.IFNA(INDEX('Shultis Faw'!$B$2:$B$26,MATCH($C194,'Shultis Faw'!$A$2:$A$26,1))+($C194-INDEX('Shultis Faw'!$A$2:$A$26,MATCH($C194,'Shultis Faw'!$A$2:$A$26,1)))*(INDEX('Shultis Faw'!$B$2:$B$26,MATCH($C194,'Shultis Faw'!$A$2:$A$26,1)+1)-INDEX('Shultis Faw'!$B$2:$B$26,MATCH($C194,'Shultis Faw'!$A$2:$A$26,1)))/(INDEX('Shultis Faw'!$A$2:$A$26,MATCH($C194,'Shultis Faw'!$A$2:$A$26,1)+1)-INDEX('Shultis Faw'!$A$2:$A$26,MATCH($C194,'Shultis Faw'!$A$2:$A$26,1))),$C194*'Shultis Faw'!$B$2/'Shultis Faw'!$A$2)","v":-0.10416391999999999},{"$f":"_xlfn.IFNA(INDEX('Shultis Faw'!$E$2:$E$26,MATCH($C194,'Shultis Faw'!$A$2:$A$26,1))+($C194-INDEX('Shultis Faw'!$A$2:$A$26,MATCH($C194,'Shultis Faw'!$A$2:$A$26,1)))*(INDEX('Shultis Faw'!$E$2:$E$26,MATCH($C194,'Shultis Faw'!$A$2:$A$26,1)+1)-INDEX('Shultis Faw'!$E$2:$E$26,MATCH($C194,'Shultis Faw'!$A$2:$A$26,1)))/(INDEX('Shultis Faw'!$A$2:$A$26,MATCH($C194,'Shultis Faw'!$A$2:$A$26,1)+1)-INDEX('Shultis Faw'!$A$2:$A$26,MATCH($C194,'Shultis Faw'!$A$2:$A$26,1))),$C194*'Shultis Faw'!$E$2/'Shultis Faw'!$A$2)","v":4.3391695500000001E-2},{"$f":"_xlfn.IFNA(INDEX('Shultis Faw'!$F$2:$F$26,MATCH($C194,'Shultis Faw'!$A$2:$A$26,1))+($C194-INDEX('Shultis Faw'!$A$2:$A$26,MATCH($C194,'Shultis Faw'!$A$2:$A$26,1)))*(INDEX('Shultis Faw'!$F$2:$F$26,MATCH($C194,'Shultis Faw'!$A$2:$A$26,1)+1)-INDEX('Shultis Faw'!$F$2:$F$26,MATCH($C194,'Shultis Faw'!$A$2:$A$26,1)))/(INDEX('Shultis Faw'!$A$2:$A$26,MATCH($C194,'Shultis Faw'!$A$2:$A$26,1)+1)-INDEX('Shultis Faw'!$A$2:$A$26,MATCH($C194,'Shultis Faw'!$A$2:$A$26,1))),$C194*'Shultis Faw'!$F$2/'Shultis Faw'!$A$2)","v":14.3526843},{"$f":"J194*(H194*'Externe blootstelling'!$D$23/2)^K194+L194*(TANH(((H194*'Externe blootstelling'!$D$23)/(2*M194))-2)-TANH(-2))/(1-TANH(-2))","v":1.513795550050069},{"$f":"IF(N194=1,1+(I194-1)*H194*'Externe blootstelling'!$D$23/2,1+(I194-1)*(N194^(H194*'Externe blootstelling'!$D$23/2)-1)/(N194-1))","v":2.4658803468309145},{"$f":"G194*EXP(-H194*'Externe blootstelling'!$D$23/2)*O194","v":9.1455359764289496E-3}]
[null," g ",0.83935999999999999,1.342976E-13,1.6000000000000001E-4,{"$f":"_xlfn.IFNA(INDEX('hp (pSv cm2)'!$B$2:$B$52,MATCH($C195,'hp (pSv cm2)'!$A$2:$A$52,1))+($C195-INDEX('hp (pSv cm2)'!$A$2:$A$52,MATCH($C195,'hp (pSv cm2)'!$A$2:$A$52,1)))*(INDEX('hp (pSv cm2)'!$B$2:$B$52,MATCH($C195,'hp (pSv cm2)'!$A$2:$A$52,1)+1)-INDEX('hp (pSv cm2)'!$B$2:$B$52,MATCH($C195,'hp (pSv cm2)'!$A$2:$A$52,1)))/(INDEX('hp (pSv cm2)'!$A$2:$A$52,MATCH($C195,'hp (pSv cm2)'!$A$2:$A$52,1)+1)-INDEX('hp (pSv cm2)'!$A$2:$A$52,MATCH($C195,'hp (pSv cm2)'!$A$2:$A$52,1))),$C195*'hp (pSv cm2)'!$B$2/'hp (pSv cm2)'!$A$2)","v":3.8795679999999999},6.2073088000000006E-4,{"$f":"_xlfn.IFNA(0.997*(INDEX('Mass attenuation coefficients'!$B$2:$B$37,MATCH($C195,'Mass attenuation coefficients'!$A$2:$A$37,1))+($C195-INDEX('Mass attenuation coefficients'!$A$2:$A$37,MATCH($C195,'Mass attenuation coefficients'!$A$2:$A$37,1)))*(INDEX('Mass attenuation coefficients'!$B$2:$B$37,MATCH($C195,'Mass attenuation coefficients'!$A$2:$A$37,1)+1)-INDEX('Mass attenuation coefficients'!$B$2:$B$37,MATCH($C195,'Mass attenuation coefficients'!$A$2:$A$37,1)))/(INDEX('Mass attenuation coefficients'!$A$2:$A$37,MATCH($C195,'Mass attenuation coefficients'!$A$2:$A$37,1)+1)-INDEX('Mass attenuation coefficients'!$A$2:$A$37,MATCH($C195,'Mass attenuation coefficients'!$A$2:$A$37,1)))),0.997*$C195*'Mass attenuation coefficients'!$B$2/'Mass attenuation coefficients'!$A$2)","v":7.6858107871999995E-2},{"$f":"_xlfn.IFNA(INDEX('Shultis Faw'!$C$2:$C$26,MATCH($C195,'Shultis Faw'!$A$2:$A$26,1))+($C195-INDEX('Shultis Faw'!$A$2:$A$26,MATCH($C195,'Shultis Faw'!$A$2:$A$26,1)))*(INDEX('Shultis Faw'!$C$2:$C$26,MATCH($C195,'Shultis Faw'!$A$2:$A$26,1)+1)-INDEX('Shultis Faw'!$C$2:$C$26,MATCH($C195,'Shultis Faw'!$A$2:$A$26,1)))/(INDEX('Shultis Faw'!$A$2:$A$26,MATCH($C195,'Shultis Faw'!$A$2:$A$26,1)+1)-INDEX('Shultis Faw'!$A$2:$A$26,MATCH($C195,'Shultis Faw'!$A$2:$A$26,1))),$C195*'Shultis Faw'!$C$2/'Shultis Faw'!$A$2)","v":2.1905488000000002},{"$f":"_xlfn.IFNA(INDEX('Shultis Faw'!$D$2:$D$26,MATCH($C195,'Shultis Faw'!$A$2:$A$26,1))+($C195-INDEX('Shultis Faw'!$A$2:$A$26,MATCH($C195,'Shultis Faw'!$A$2:$A$26,1)))*(INDEX('Shultis Faw'!$D$2:$D$26,MATCH($C195,'Shultis Faw'!$A$2:$A$26,1)+1)-INDEX('Shultis Faw'!$D$2:$D$26,MATCH($C195,'Shultis Faw'!$A$2:$A$26,1)))/(INDEX('Shultis Faw'!$A$2:$A$26,MATCH($C195,'Shultis Faw'!$A$2:$A$26,1)+1)-INDEX('Shultis Faw'!$A$2:$A$26,MATCH($C195,'Shultis Faw'!$A$2:$A$26,1))),$C195*'Shultis Faw'!$D$2/'Shultis Faw'!$A$2)","v":1.5237296},{"$f":"_xlfn.IFNA(INDEX('Shultis Faw'!$B$2:$B$26,MATCH($C195,'Shultis Faw'!$A$2:$A$26,1))+($C195-INDEX('Shultis Faw'!$A$2:$A$26,MATCH($C195,'Shultis Faw'!$A$2:$A$26,1)))*(INDEX('Shultis Faw'!$B$2:$B$26,MATCH($C195,'Shultis Faw'!$A$2:$A$26,1)+1)-INDEX('Shultis Faw'!$B$2:$B$26,MATCH($C195,'Shultis Faw'!$A$2:$A$26,1)))/(INDEX('Shultis Faw'!$A$2:$A$26,MATCH($C195,'Shultis Faw'!$A$2:$A$26,1)+1)-INDEX('Shultis Faw'!$A$2:$A$26,MATCH($C195,'Shultis Faw'!$A$2:$A$26,1))),$C195*'Shultis Faw'!$B$2/'Shultis Faw'!$A$2)","v":-0.1018512},{"$f":"_xlfn.IFNA(INDEX('Shultis Faw'!$E$2:$E$26,MATCH($C195,'Shultis Faw'!$A$2:$A$26,1))+($C195-INDEX('Shultis Faw'!$A$2:$A$26,MATCH($C195,'Shultis Faw'!$A$2:$A$26,1)))*(INDEX('Shultis Faw'!$E$2:$E$26,MATCH($C195,'Shultis Faw'!$A$2:$A$26,1)+1)-INDEX('Shultis Faw'!$E$2:$E$26,MATCH($C195,'Shultis Faw'!$A$2:$A$26,1)))/(INDEX('Shultis Faw'!$A$2:$A$26,MATCH($C195,'Shultis Faw'!$A$2:$A$26,1)+1)-INDEX('Shultis Faw'!$A$2:$A$26,MATCH($C195,'Shultis Faw'!$A$2:$A$26,1))),$C195*'Shultis Faw'!$E$2/'Shultis Faw'!$A$2)","v":4.2538880000000001E-2},{"$f":"_xlfn.IFNA(INDEX('Shultis Faw'!$F$2:$F$26,MATCH($C195,'Shultis Faw'!$A$2:$A$26,1))+($C195-INDEX('Shultis Faw'!$A$2:$A$26,MATCH($C195,'Shultis Faw'!$A$2:$A$26,1)))*(INDEX('Shultis Faw'!$F$2:$F$26,MATCH($C195,'Shultis Faw'!$A$2:$A$26,1)+1)-INDEX('Shultis Faw'!$F$2:$F$26,MATCH($C195,'Shultis Faw'!$A$2:$A$26,1)))/(INDEX('Shultis Faw'!$A$2:$A$26,MATCH($C195,'Shultis Faw'!$A$2:$A$26,1)+1)-INDEX('Shultis Faw'!$A$2:$A$26,MATCH($C195,'Shultis Faw'!$A$2:$A$26,1))),$C195*'Shultis Faw'!$F$2/'Shultis Faw'!$A$2)","v":14.332447999999999},{"$f":"J195*(H195*'Externe blootstelling'!$D$23/2)^K195+L195*(TANH(((H195*'Externe blootstelling'!$D$23)/(2*M195))-2)-TANH(-2))/(1-TANH(-2))","v":1.5019446760912367},{"$f":"IF(N195=1,1+(I195-1)*H195*'Externe blootstelling'!$D$23/2,1+(I195-1)*(N195^(H195*'Externe blootstelling'!$D$23/2)-1)/(N195-1))","v":2.4191001585898015},{"$f":"G195*EXP(-H195*'Externe blootstelling'!$D$23/2)*O195","v":4.7410159781603457E-4}]
[null," g ",0.84157399999999993,{"$f":"C196*1000000*1.6E-19","v":1.3465183999999998E-13},1.6300000000000002E-3,{"$f":"_xlfn.IFNA(INDEX('hp (pSv cm2)'!$B$2:$B$52,MATCH($C196,'hp (pSv cm2)'!$A$2:$A$52,1))+($C196-INDEX('hp (pSv cm2)'!$A$2:$A$52,MATCH($C196,'hp (pSv cm2)'!$A$2:$A$52,1)))*(INDEX('hp (pSv cm2)'!$B$2:$B$52,MATCH($C196,'hp (pSv cm2)'!$A$2:$A$52,1)+1)-INDEX('hp (pSv cm2)'!$B$2:$B$52,MATCH($C196,'hp (pSv cm2)'!$A$2:$A$52,1)))/(INDEX('hp (pSv cm2)'!$A$2:$A$52,MATCH($C196,'hp (pSv cm2)'!$A$2:$A$52,1)+1)-INDEX('hp (pSv cm2)'!$A$2:$A$52,MATCH($C196,'hp (pSv cm2)'!$A$2:$A$52,1))),$C196*'hp (pSv cm2)'!$B$2/'hp (pSv cm2)'!$A$2)","v":3.8879811999999996},{"$f":"F196*E196","v":6.3374093559999999E-3},{"$f":"_xlfn.IFNA(0.997*(INDEX('Mass attenuation coefficients'!$B$2:$B$37,MATCH($C196,'Mass attenuation coefficients'!$A$2:$A$37,1))+($C196-INDEX('Mass attenuation coefficients'!$A$2:$A$37,MATCH($C196,'Mass attenuation coefficients'!$A$2:$A$37,1)))*(INDEX('Mass attenuation coefficients'!$B$2:$B$37,MATCH($C196,'Mass attenuation coefficients'!$A$2:$A$37,1)+1)-INDEX('Mass attenuation coefficients'!$B$2:$B$37,MATCH($C196,'Mass attenuation coefficients'!$A$2:$A$37,1)))/(INDEX('Mass attenuation coefficients'!$A$2:$A$37,MATCH($C196,'Mass attenuation coefficients'!$A$2:$A$37,1)+1)-INDEX('Mass attenuation coefficients'!$A$2:$A$37,MATCH($C196,'Mass attenuation coefficients'!$A$2:$A$37,1)))),0.997*$C196*'Mass attenuation coefficients'!$B$2/'Mass attenuation coefficients'!$A$2)","v":7.6770586127300006E-2},{"$f":"_xlfn.IFNA(INDEX('Shultis Faw'!$C$2:$C$26,MATCH($C196,'Shultis Faw'!$A$2:$A$26,1))+($C196-INDEX('Shultis Faw'!$A$2:$A$26,MATCH($C196,'Shultis Faw'!$A$2:$A$26,1)))*(INDEX('Shultis Faw'!$C$2:$C$26,MATCH($C196,'Shultis Faw'!$A$2:$A$26,1)+1)-INDEX('Shultis Faw'!$C$2:$C$26,MATCH($C196,'Shultis Faw'!$A$2:$A$26,1)))/(INDEX('Shultis Faw'!$A$2:$A$26,MATCH($C196,'Shultis Faw'!$A$2:$A$26,1)+1)-INDEX('Shultis Faw'!$A$2:$A$26,MATCH($C196,'Shultis Faw'!$A$2:$A$26,1))),$C196*'Shultis Faw'!$C$2/'Shultis Faw'!$A$2)","v":2.1893421700000002},{"$f":"_xlfn.IFNA(INDEX('Shultis Faw'!$D$2:$D$26,MATCH($C196,'Shultis Faw'!$A$2:$A$26,1))+($C196-INDEX('Shultis Faw'!$A$2:$A$26,MATCH($C196,'Shultis Faw'!$A$2:$A$26,1)))*(INDEX('Shultis Faw'!$D$2:$D$26,MATCH($C196,'Shultis Faw'!$A$2:$A$26,1)+1)-INDEX('Shultis Faw'!$D$2:$D$26,MATCH($C196,'Shultis Faw'!$A$2:$A$26,1)))/(INDEX('Shultis Faw'!$A$2:$A$26,MATCH($C196,'Shultis Faw'!$A$2:$A$26,1)+1)-INDEX('Shultis Faw'!$A$2:$A$26,MATCH($C196,'Shultis Faw'!$A$2:$A$26,1))),$C196*'Shultis Faw'!$D$2/'Shultis Faw'!$A$2)","v":1.52258939},{"$f":"_xlfn.IFNA(INDEX('Shultis Faw'!$B$2:$B$26,MATCH($C196,'Shultis Faw'!$A$2:$A$26,1))+($C196-INDEX('Shultis Faw'!$A$2:$A$26,MATCH($C196,'Shultis Faw'!$A$2:$A$26,1)))*(INDEX('Shultis Faw'!$B$2:$B$26,MATCH($C196,'Shultis Faw'!$A$2:$A$26,1)+1)-INDEX('Shultis Faw'!$B$2:$B$26,MATCH($C196,'Shultis Faw'!$A$2:$A$26,1)))/(INDEX('Shultis Faw'!$A$2:$A$26,MATCH($C196,'Shultis Faw'!$A$2:$A$26,1)+1)-INDEX('Shultis Faw'!$A$2:$A$26,MATCH($C196,'Shultis Faw'!$A$2:$A$26,1))),$C196*'Shultis Faw'!$B$2/'Shultis Faw'!$A$2)","v":-0.10167408},{"$f":"_xlfn.IFNA(INDEX('Shultis Faw'!$E$2:$E$26,MATCH($C196,'Shultis Faw'!$A$2:$A$26,1))+($C196-INDEX('Shultis Faw'!$A$2:$A$26,MATCH($C196,'Shultis Faw'!$A$2:$A$26,1)))*(INDEX('Shultis Faw'!$E$2:$E$26,MATCH($C196,'Shultis Faw'!$A$2:$A$26,1)+1)-INDEX('Shultis Faw'!$E$2:$E$26,MATCH($C196,'Shultis Faw'!$A$2:$A$26,1)))/(INDEX('Shultis Faw'!$A$2:$A$26,MATCH($C196,'Shultis Faw'!$A$2:$A$26,1)+1)-INDEX('Shultis Faw'!$A$2:$A$26,MATCH($C196,'Shultis Faw'!$A$2:$A$26,1))),$C196*'Shultis Faw'!$E$2/'Shultis Faw'!$A$2)","v":4.2473567000000004E-2},{"$f":"_xlfn.IFNA(INDEX('Shultis Faw'!$F$2:$F$26,MATCH($C196,'Shultis Faw'!$A$2:$A$26,1))+($C196-INDEX('Shultis Faw'!$A$2:$A$26,MATCH($C196,'Shultis Faw'!$A$2:$A$26,1)))*(INDEX('Shultis Faw'!$F$2:$F$26,MATCH($C196,'Shultis Faw'!$A$2:$A$26,1)+1)-INDEX('Shultis Faw'!$F$2:$F$26,MATCH($C196,'Shultis Faw'!$A$2:$A$26,1)))/(INDEX('Shultis Faw'!$A$2:$A$26,MATCH($C196,'Shultis Faw'!$A$2:$A$26,1)+1)-INDEX('Shultis Faw'!$A$2:$A$26,MATCH($C196,'Shultis Faw'!$A$2:$A$26,1))),$C196*'Shultis Faw'!$F$2/'Shultis Faw'!$A$2)","v":14.3308982},{"$f":"J196*(H196*'Externe blootstelling'!$D$23/2)^K196+L196*(TANH(((H196*'Externe blootstelling'!$D$23)/(2*M196))-2)-TANH(-2))/(1-TANH(-2))","v":1.501032191798823},{"$f":"IF(N196=1,1+(I196-1)*H196*'Externe blootstelling'!$D$23/2,1+(I196-1)*(N196^(H196*'Externe blootstelling'!$D$23/2)-1)/(N196-1))","v":2.4155654453565307},{"$f":"G196*EXP(-H196*'Externe blootstelling'!$D$23/2)*O196","v":4.8396609792562741E-3}]
[null," g ",0.86738000000000004,1.387808E-13,4.2430000000000002E-2,{"$f":"_xlfn.IFNA(INDEX('hp (pSv cm2)'!$B$2:$B$52,MATCH($C197,'hp (pSv cm2)'!$A$2:$A$52,1))+($C197-INDEX('hp (pSv cm2)'!$A$2:$A$52,MATCH($C197,'hp (pSv cm2)'!$A$2:$A$52,1)))*(INDEX('hp (pSv cm2)'!$B$2:$B$52,MATCH($C197,'hp (pSv cm2)'!$A$2:$A$52,1)+1)-INDEX('hp (pSv cm2)'!$B$2:$B$52,MATCH($C197,'hp (pSv cm2)'!$A$2:$A$52,1)))/(INDEX('hp (pSv cm2)'!$A$2:$A$52,MATCH($C197,'hp (pSv cm2)'!$A$2:$A$52,1)+1)-INDEX('hp (pSv cm2)'!$A$2:$A$52,MATCH($C197,'hp (pSv cm2)'!$A$2:$A$52,1))),$C197*'hp (pSv cm2)'!$B$2/'hp (pSv cm2)'!$A$2)","v":3.9860440000000001},0.16912784692000002,{"$f":"_xlfn.IFNA(0.997*(INDEX('Mass attenuation coefficients'!$B$2:$B$37,MATCH($C197,'Mass attenuation coefficients'!$A$2:$A$37,1))+($C197-INDEX('Mass attenuation coefficients'!$A$2:$A$37,MATCH($C197,'Mass attenuation coefficients'!$A$2:$A$37,1)))*(INDEX('Mass attenuation coefficients'!$B$2:$B$37,MATCH($C197,'Mass attenuation coefficients'!$A$2:$A$37,1)+1)-INDEX('Mass attenuation coefficients'!$B$2:$B$37,MATCH($C197,'Mass attenuation coefficients'!$A$2:$A$37,1)))/(INDEX('Mass attenuation coefficients'!$A$2:$A$37,MATCH($C197,'Mass attenuation coefficients'!$A$2:$A$37,1)+1)-INDEX('Mass attenuation coefficients'!$A$2:$A$37,MATCH($C197,'Mass attenuation coefficients'!$A$2:$A$37,1)))),0.997*$C197*'Mass attenuation coefficients'!$B$2/'Mass attenuation coefficients'!$A$2)","v":7.5750447850999991E-2},{"$f":"_xlfn.IFNA(INDEX('Shultis Faw'!$C$2:$C$26,MATCH($C197,'Shultis Faw'!$A$2:$A$26,1))+($C197-INDEX('Shultis Faw'!$A$2:$A$26,MATCH($C197,'Shultis Faw'!$A$2:$A$26,1)))*(INDEX('Shultis Faw'!$C$2:$C$26,MATCH($C197,'Shultis Faw'!$A$2:$A$26,1)+1)-INDEX('Shultis Faw'!$C$2:$C$26,MATCH($C197,'Shultis Faw'!$A$2:$A$26,1)))/(INDEX('Shultis Faw'!$A$2:$A$26,MATCH($C197,'Shultis Faw'!$A$2:$A$26,1)+1)-INDEX('Shultis Faw'!$A$2:$A$26,MATCH($C197,'Shultis Faw'!$A$2:$A$26,1))),$C197*'Shultis Faw'!$C$2/'Shultis Faw'!$A$2)","v":2.1752779000000002},{"$f":"_xlfn.IFNA(INDEX('Shultis Faw'!$D$2:$D$26,MATCH($C197,'Shultis Faw'!$A$2:$A$26,1))+($C197-INDEX('Shultis Faw'!$A$2:$A$26,MATCH($C197,'Shultis Faw'!$A$2:$A$26,1)))*(INDEX('Shultis Faw'!$D$2:$D$26,MATCH($C197,'Shultis Faw'!$A$2:$A$26,1)+1)-INDEX('Shultis Faw'!$D$2:$D$26,MATCH($C197,'Shultis Faw'!$A$2:$A$26,1)))/(INDEX('Shultis Faw'!$A$2:$A$26,MATCH($C197,'Shultis Faw'!$A$2:$A$26,1)+1)-INDEX('Shultis Faw'!$A$2:$A$26,MATCH($C197,'Shultis Faw'!$A$2:$A$26,1))),$C197*'Shultis Faw'!$D$2/'Shultis Faw'!$A$2)","v":1.5092993000000001},{"$f":"_xlfn.IFNA(INDEX('Shultis Faw'!$B$2:$B$26,MATCH($C197,'Shultis Faw'!$A$2:$A$26,1))+($C197-INDEX('Shultis Faw'!$A$2:$A$26,MATCH($C197,'Shultis Faw'!$A$2:$A$26,1)))*(INDEX('Shultis Faw'!$B$2:$B$26,MATCH($C197,'Shultis Faw'!$A$2:$A$26,1)+1)-INDEX('Shultis Faw'!$B$2:$B$26,MATCH($C197,'Shultis Faw'!$A$2:$A$26,1)))/(INDEX('Shultis Faw'!$A$2:$A$26,MATCH($C197,'Shultis Faw'!$A$2:$A$26,1)+1)-INDEX('Shultis Faw'!$A$2:$A$26,MATCH($C197,'Shultis Faw'!$A$2:$A$26,1))),$C197*'Shultis Faw'!$B$2/'Shultis Faw'!$A$2)","v":-9.9609599999999993E-2},{"$f":"_xlfn.IFNA(INDEX('Shultis Faw'!$E$2:$E$26,MATCH($C197,'Shultis Faw'!$A$2:$A$26,1))+($C197-INDEX('Shultis Faw'!$A$2:$A$26,MATCH($C197,'Shultis Faw'!$A$2:$A$26,1)))*(INDEX('Shultis Faw'!$E$2:$E$26,MATCH($C197,'Shultis Faw'!$A$2:$A$26,1)+1)-INDEX('Shultis Faw'!$E$2:$E$26,MATCH($C197,'Shultis Faw'!$A$2:$A$26,1)))/(INDEX('Shultis Faw'!$A$2:$A$26,MATCH($C197,'Shultis Faw'!$A$2:$A$26,1)+1)-INDEX('Shultis Faw'!$A$2:$A$26,MATCH($C197,'Shultis Faw'!$A$2:$A$26,1))),$C197*'Shultis Faw'!$E$2/'Shultis Faw'!$A$2)","v":4.1712289999999999E-2},{"$f":"_xlfn.IFNA(INDEX('Shultis Faw'!$F$2:$F$26,MATCH($C197,'Shultis Faw'!$A$2:$A$26,1))+($C197-INDEX('Shultis Faw'!$A$2:$A$26,MATCH($C197,'Shultis Faw'!$A$2:$A$26,1)))*(INDEX('Shultis Faw'!$F$2:$F$26,MATCH($C197,'Shultis Faw'!$A$2:$A$26,1)+1)-INDEX('Shultis Faw'!$F$2:$F$26,MATCH($C197,'Shultis Faw'!$A$2:$A$26,1)))/(INDEX('Shultis Faw'!$A$2:$A$26,MATCH($C197,'Shultis Faw'!$A$2:$A$26,1)+1)-INDEX('Shultis Faw'!$A$2:$A$26,MATCH($C197,'Shultis Faw'!$A$2:$A$26,1))),$C197*'Shultis Faw'!$F$2/'Shultis Faw'!$A$2)","v":14.312834000000001},{"$f":"J197*(H197*'Externe blootstelling'!$D$23/2)^K197+L197*(TANH(((H197*'Externe blootstelling'!$D$23)/(2*M197))-2)-TANH(-2))/(1-TANH(-2))","v":1.4903452491976694},{"$f":"IF(N197=1,1+(I197-1)*H197*'Externe blootstelling'!$D$23/2,1+(I197-1)*(N197^(H197*'Externe blootstelling'!$D$23/2)-1)/(N197-1))","v":2.374861124914867},{"$f":"G197*EXP(-H197*'Externe blootstelling'!$D$23/2)*O197","v":0.12893870854195186}]
[null," g ",0.89658000000000004,1.4345279999999999E-13,6.69E-4,{"$f":"_xlfn.IFNA(INDEX('hp (pSv cm2)'!$B$2:$B$52,MATCH($C198,'hp (pSv cm2)'!$A$2:$A$52,1))+($C198-INDEX('hp (pSv cm2)'!$A$2:$A$52,MATCH($C198,'hp (pSv cm2)'!$A$2:$A$52,1)))*(INDEX('hp (pSv cm2)'!$B$2:$B$52,MATCH($C198,'hp (pSv cm2)'!$A$2:$A$52,1)+1)-INDEX('hp (pSv cm2)'!$B$2:$B$52,MATCH($C198,'hp (pSv cm2)'!$A$2:$A$52,1)))/(INDEX('hp (pSv cm2)'!$A$2:$A$52,MATCH($C198,'hp (pSv cm2)'!$A$2:$A$52,1)+1)-INDEX('hp (pSv cm2)'!$A$2:$A$52,MATCH($C198,'hp (pSv cm2)'!$A$2:$A$52,1))),$C198*'hp (pSv cm2)'!$B$2/'hp (pSv cm2)'!$A$2)","v":4.0970040000000001},2.740895676E-3,{"$f":"_xlfn.IFNA(0.997*(INDEX('Mass attenuation coefficients'!$B$2:$B$37,MATCH($C198,'Mass attenuation coefficients'!$A$2:$A$37,1))+($C198-INDEX('Mass attenuation coefficients'!$A$2:$A$37,MATCH($C198,'Mass attenuation coefficients'!$A$2:$A$37,1)))*(INDEX('Mass attenuation coefficients'!$B$2:$B$37,MATCH($C198,'Mass attenuation coefficients'!$A$2:$A$37,1)+1)-INDEX('Mass attenuation coefficients'!$B$2:$B$37,MATCH($C198,'Mass attenuation coefficients'!$A$2:$A$37,1)))/(INDEX('Mass attenuation coefficients'!$A$2:$A$37,MATCH($C198,'Mass attenuation coefficients'!$A$2:$A$37,1)+1)-INDEX('Mass attenuation coefficients'!$A$2:$A$37,MATCH($C198,'Mass attenuation coefficients'!$A$2:$A$37,1)))),0.997*$C198*'Mass attenuation coefficients'!$B$2/'Mass attenuation coefficients'!$A$2)","v":7.4596141190999998E-2},{"$f":"_xlfn.IFNA(INDEX('Shultis Faw'!$C$2:$C$26,MATCH($C198,'Shultis Faw'!$A$2:$A$26,1))+($C198-INDEX('Shultis Faw'!$A$2:$A$26,MATCH($C198,'Shultis Faw'!$A$2:$A$26,1)))*(INDEX('Shultis Faw'!$C$2:$C$26,MATCH($C198,'Shultis Faw'!$A$2:$A$26,1)+1)-INDEX('Shultis Faw'!$C$2:$C$26,MATCH($C198,'Shultis Faw'!$A$2:$A$26,1)))/(INDEX('Shultis Faw'!$A$2:$A$26,MATCH($C198,'Shultis Faw'!$A$2:$A$26,1)+1)-INDEX('Shultis Faw'!$A$2:$A$26,MATCH($C198,'Shultis Faw'!$A$2:$A$26,1))),$C198*'Shultis Faw'!$C$2/'Shultis Faw'!$A$2)","v":2.1593639000000002},{"$f":"_xlfn.IFNA(INDEX('Shultis Faw'!$D$2:$D$26,MATCH($C198,'Shultis Faw'!$A$2:$A$26,1))+($C198-INDEX('Shultis Faw'!$A$2:$A$26,MATCH($C198,'Shultis Faw'!$A$2:$A$26,1)))*(INDEX('Shultis Faw'!$D$2:$D$26,MATCH($C198,'Shultis Faw'!$A$2:$A$26,1)+1)-INDEX('Shultis Faw'!$D$2:$D$26,MATCH($C198,'Shultis Faw'!$A$2:$A$26,1)))/(INDEX('Shultis Faw'!$A$2:$A$26,MATCH($C198,'Shultis Faw'!$A$2:$A$26,1)+1)-INDEX('Shultis Faw'!$A$2:$A$26,MATCH($C198,'Shultis Faw'!$A$2:$A$26,1))),$C198*'Shultis Faw'!$D$2/'Shultis Faw'!$A$2)","v":1.4942613},{"$f":"_xlfn.IFNA(INDEX('Shultis Faw'!$B$2:$B$26,MATCH($C198,'Shultis Faw'!$A$2:$A$26,1))+($C198-INDEX('Shultis Faw'!$A$2:$A$26,MATCH($C198,'Shultis Faw'!$A$2:$A$26,1)))*(INDEX('Shultis Faw'!$B$2:$B$26,MATCH($C198,'Shultis Faw'!$A$2:$A$26,1)+1)-INDEX('Shultis Faw'!$B$2:$B$26,MATCH($C198,'Shultis Faw'!$A$2:$A$26,1)))/(INDEX('Shultis Faw'!$A$2:$A$26,MATCH($C198,'Shultis Faw'!$A$2:$A$26,1)+1)-INDEX('Shultis Faw'!$A$2:$A$26,MATCH($C198,'Shultis Faw'!$A$2:$A$26,1))),$C198*'Shultis Faw'!$B$2/'Shultis Faw'!$A$2)","v":-9.7273599999999988E-2},{"$f":"_xlfn.IFNA(INDEX('Shultis Faw'!$E$2:$E$26,MATCH($C198,'Shultis Faw'!$A$2:$A$26,1))+($C198-INDEX('Shultis Faw'!$A$2:$A$26,MATCH($C198,'Shultis Faw'!$A$2:$A$26,1)))*(INDEX('Shultis Faw'!$E$2:$E$26,MATCH($C198,'Shultis Faw'!$A$2:$A$26,1)+1)-INDEX('Shultis Faw'!$E$2:$E$26,MATCH($C198,'Shultis Faw'!$A$2:$A$26,1)))/(INDEX('Shultis Faw'!$A$2:$A$26,MATCH($C198,'Shultis Faw'!$A$2:$A$26,1)+1)-INDEX('Shultis Faw'!$A$2:$A$26,MATCH($C198,'Shultis Faw'!$A$2:$A$26,1))),$C198*'Shultis Faw'!$E$2/'Shultis Faw'!$A$2)","v":4.0850890000000001E-2},{"$f":"_xlfn.IFNA(INDEX('Shultis Faw'!$F$2:$F$26,MATCH($C198,'Shultis Faw'!$A$2:$A$26,1))+($C198-INDEX('Shultis Faw'!$A$2:$A$26,MATCH($C198,'Shultis Faw'!$A$2:$A$26,1)))*(INDEX('Shultis Faw'!$F$2:$F$26,MATCH($C198,'Shultis Faw'!$A$2:$A$26,1)+1)-INDEX('Shultis Faw'!$F$2:$F$26,MATCH($C198,'Shultis Faw'!$A$2:$A$26,1)))/(INDEX('Shultis Faw'!$A$2:$A$26,MATCH($C198,'Shultis Faw'!$A$2:$A$26,1)+1)-INDEX('Shultis Faw'!$A$2:$A$26,MATCH($C198,'Shultis Faw'!$A$2:$A$26,1))),$C198*'Shultis Faw'!$F$2/'Shultis Faw'!$A$2)","v":14.292394},{"$f":"J198*(H198*'Externe blootstelling'!$D$23/2)^K198+L198*(TANH(((H198*'Externe blootstelling'!$D$23)/(2*M198))-2)-TANH(-2))/(1-TANH(-2))","v":1.4781392120902077},{"$f":"IF(N198=1,1+(I198-1)*H198*'Externe blootstelling'!$D$23/2,1+(I198-1)*(N198^(H198*'Externe blootstelling'!$D$23/2)-1)/(N198-1))","v":2.3298878736707724},{"$f":"G198*EXP(-H198*'Externe blootstelling'!$D$23/2)*O198","v":2.085821498443254E-3}]
[null," g ",0.90118100000000001,1.4418896E-13,8.4000000000000003E-4,{"$f":"_xlfn.IFNA(INDEX('hp (pSv cm2)'!$B$2:$B$52,MATCH($C199,'hp (pSv cm2)'!$A$2:$A$52,1))+($C199-INDEX('hp (pSv cm2)'!$A$2:$A$52,MATCH($C199,'hp (pSv cm2)'!$A$2:$A$52,1)))*(INDEX('hp (pSv cm2)'!$B$2:$B$52,MATCH($C199,'hp (pSv cm2)'!$A$2:$A$52,1)+1)-INDEX('hp (pSv cm2)'!$B$2:$B$52,MATCH($C199,'hp (pSv cm2)'!$A$2:$A$52,1)))/(INDEX('hp (pSv cm2)'!$A$2:$A$52,MATCH($C199,'hp (pSv cm2)'!$A$2:$A$52,1)+1)-INDEX('hp (pSv cm2)'!$A$2:$A$52,MATCH($C199,'hp (pSv cm2)'!$A$2:$A$52,1))),$C199*'hp (pSv cm2)'!$B$2/'hp (pSv cm2)'!$A$2)","v":4.1144878},3.4561697520000003E-3,{"$f":"_xlfn.IFNA(0.997*(INDEX('Mass attenuation coefficients'!$B$2:$B$37,MATCH($C199,'Mass attenuation coefficients'!$A$2:$A$37,1))+($C199-INDEX('Mass attenuation coefficients'!$A$2:$A$37,MATCH($C199,'Mass attenuation coefficients'!$A$2:$A$37,1)))*(INDEX('Mass attenuation coefficients'!$B$2:$B$37,MATCH($C199,'Mass attenuation coefficients'!$A$2:$A$37,1)+1)-INDEX('Mass attenuation coefficients'!$B$2:$B$37,MATCH($C199,'Mass attenuation coefficients'!$A$2:$A$37,1)))/(INDEX('Mass attenuation coefficients'!$A$2:$A$37,MATCH($C199,'Mass attenuation coefficients'!$A$2:$A$37,1)+1)-INDEX('Mass attenuation coefficients'!$A$2:$A$37,MATCH($C199,'Mass attenuation coefficients'!$A$2:$A$37,1)))),0.997*$C199*'Mass attenuation coefficients'!$B$2/'Mass attenuation coefficients'!$A$2)","v":7.4414258829950009E-2},{"$f":"_xlfn.IFNA(INDEX('Shultis Faw'!$C$2:$C$26,MATCH($C199,'Shultis Faw'!$A$2:$A$26,1))+($C199-INDEX('Shultis Faw'!$A$2:$A$26,MATCH($C199,'Shultis Faw'!$A$2:$A$26,1)))*(INDEX('Shultis Faw'!$C$2:$C$26,MATCH($C199,'Shultis Faw'!$A$2:$A$26,1)+1)-INDEX('Shultis Faw'!$C$2:$C$26,MATCH($C199,'Shultis Faw'!$A$2:$A$26,1)))/(INDEX('Shultis Faw'!$A$2:$A$26,MATCH($C199,'Shultis Faw'!$A$2:$A$26,1)+1)-INDEX('Shultis Faw'!$A$2:$A$26,MATCH($C199,'Shultis Faw'!$A$2:$A$26,1))),$C199*'Shultis Faw'!$C$2/'Shultis Faw'!$A$2)","v":2.1568563550000004},{"$f":"_xlfn.IFNA(INDEX('Shultis Faw'!$D$2:$D$26,MATCH($C199,'Shultis Faw'!$A$2:$A$26,1))+($C199-INDEX('Shultis Faw'!$A$2:$A$26,MATCH($C199,'Shultis Faw'!$A$2:$A$26,1)))*(INDEX('Shultis Faw'!$D$2:$D$26,MATCH($C199,'Shultis Faw'!$A$2:$A$26,1)+1)-INDEX('Shultis Faw'!$D$2:$D$26,MATCH($C199,'Shultis Faw'!$A$2:$A$26,1)))/(INDEX('Shultis Faw'!$A$2:$A$26,MATCH($C199,'Shultis Faw'!$A$2:$A$26,1)+1)-INDEX('Shultis Faw'!$A$2:$A$26,MATCH($C199,'Shultis Faw'!$A$2:$A$26,1))),$C199*'Shultis Faw'!$D$2/'Shultis Faw'!$A$2)","v":1.491891785},{"$f":"_xlfn.IFNA(INDEX('Shultis Faw'!$B$2:$B$26,MATCH($C199,'Shultis Faw'!$A$2:$A$26,1))+($C199-INDEX('Shultis Faw'!$A$2:$A$26,MATCH($C199,'Shultis Faw'!$A$2:$A$26,1)))*(INDEX('Shultis Faw'!$B$2:$B$26,MATCH($C199,'Shultis Faw'!$A$2:$A$26,1)+1)-INDEX('Shultis Faw'!$B$2:$B$26,MATCH($C199,'Shultis Faw'!$A$2:$A$26,1)))/(INDEX('Shultis Faw'!$A$2:$A$26,MATCH($C199,'Shultis Faw'!$A$2:$A$26,1)+1)-INDEX('Shultis Faw'!$A$2:$A$26,MATCH($C199,'Shultis Faw'!$A$2:$A$26,1))),$C199*'Shultis Faw'!$B$2/'Shultis Faw'!$A$2)","v":-9.6905519999999995E-2},{"$f":"_xlfn.IFNA(INDEX('Shultis Faw'!$E$2:$E$26,MATCH($C199,'Shultis Faw'!$A$2:$A$26,1))+($C199-INDEX('Shultis Faw'!$A$2:$A$26,MATCH($C199,'Shultis Faw'!$A$2:$A$26,1)))*(INDEX('Shultis Faw'!$E$2:$E$26,MATCH($C199,'Shultis Faw'!$A$2:$A$26,1)+1)-INDEX('Shultis Faw'!$E$2:$E$26,MATCH($C199,'Shultis Faw'!$A$2:$A$26,1)))/(INDEX('Shultis Faw'!$A$2:$A$26,MATCH($C199,'Shultis Faw'!$A$2:$A$26,1)+1)-INDEX('Shultis Faw'!$A$2:$A$26,MATCH($C199,'Shultis Faw'!$A$2:$A$26,1))),$C199*'Shultis Faw'!$E$2/'Shultis Faw'!$A$2)","v":4.07151605E-2},{"$f":"_xlfn.IFNA(INDEX('Shultis Faw'!$F$2:$F$26,MATCH($C199,'Shultis Faw'!$A$2:$A$26,1))+($C199-INDEX('Shultis Faw'!$A$2:$A$26,MATCH($C199,'Shultis Faw'!$A$2:$A$26,1)))*(INDEX('Shultis Faw'!$F$2:$F$26,MATCH($C199,'Shultis Faw'!$A$2:$A$26,1)+1)-INDEX('Shultis Faw'!$F$2:$F$26,MATCH($C199,'Shultis Faw'!$A$2:$A$26,1)))/(INDEX('Shultis Faw'!$A$2:$A$26,MATCH($C199,'Shultis Faw'!$A$2:$A$26,1)+1)-INDEX('Shultis Faw'!$A$2:$A$26,MATCH($C199,'Shultis Faw'!$A$2:$A$26,1))),$C199*'Shultis Faw'!$F$2/'Shultis Faw'!$A$2)","v":14.2891733},{"$f":"J199*(H199*'Externe blootstelling'!$D$23/2)^K199+L199*(TANH(((H199*'Externe blootstelling'!$D$23)/(2*M199))-2)-TANH(-2))/(1-TANH(-2))","v":1.4762049458538355},{"$f":"IF(N199=1,1+(I199-1)*H199*'Externe blootstelling'!$D$23/2,1+(I199-1)*(N199^(H199*'Externe blootstelling'!$D$23/2)-1)/(N199-1))","v":2.3229048610831091},{"$f":"G199*EXP(-H199*'Externe blootstelling'!$D$23/2)*O199","v":2.6294260307064905E-3}]
[null," g ",0.90600999999999998,1.4496159999999998E-13,1.6000000000000001E-4,{"$f":"_xlfn.IFNA(INDEX('hp (pSv cm2)'!$B$2:$B$52,MATCH($C200,'hp (pSv cm2)'!$A$2:$A$52,1))+($C200-INDEX('hp (pSv cm2)'!$A$2:$A$52,MATCH($C200,'hp (pSv cm2)'!$A$2:$A$52,1)))*(INDEX('hp (pSv cm2)'!$B$2:$B$52,MATCH($C200,'hp (pSv cm2)'!$A$2:$A$52,1)+1)-INDEX('hp (pSv cm2)'!$B$2:$B$52,MATCH($C200,'hp (pSv cm2)'!$A$2:$A$52,1)))/(INDEX('hp (pSv cm2)'!$A$2:$A$52,MATCH($C200,'hp (pSv cm2)'!$A$2:$A$52,1)+1)-INDEX('hp (pSv cm2)'!$A$2:$A$52,MATCH($C200,'hp (pSv cm2)'!$A$2:$A$52,1))),$C200*'hp (pSv cm2)'!$B$2/'hp (pSv cm2)'!$A$2)","v":4.1328379999999996},6.6125408000000001E-4,{"$f":"_xlfn.IFNA(0.997*(INDEX('Mass attenuation coefficients'!$B$2:$B$37,MATCH($C200,'Mass attenuation coefficients'!$A$2:$A$37,1))+($C200-INDEX('Mass attenuation coefficients'!$A$2:$A$37,MATCH($C200,'Mass attenuation coefficients'!$A$2:$A$37,1)))*(INDEX('Mass attenuation coefficients'!$B$2:$B$37,MATCH($C200,'Mass attenuation coefficients'!$A$2:$A$37,1)+1)-INDEX('Mass attenuation coefficients'!$B$2:$B$37,MATCH($C200,'Mass attenuation coefficients'!$A$2:$A$37,1)))/(INDEX('Mass attenuation coefficients'!$A$2:$A$37,MATCH($C200,'Mass attenuation coefficients'!$A$2:$A$37,1)+1)-INDEX('Mass attenuation coefficients'!$A$2:$A$37,MATCH($C200,'Mass attenuation coefficients'!$A$2:$A$37,1)))),0.997*$C200*'Mass attenuation coefficients'!$B$2/'Mass attenuation coefficients'!$A$2)","v":7.4223363389500002E-2},{"$f":"_xlfn.IFNA(INDEX('Shultis Faw'!$C$2:$C$26,MATCH($C200,'Shultis Faw'!$A$2:$A$26,1))+($C200-INDEX('Shultis Faw'!$A$2:$A$26,MATCH($C200,'Shultis Faw'!$A$2:$A$26,1)))*(INDEX('Shultis Faw'!$C$2:$C$26,MATCH($C200,'Shultis Faw'!$A$2:$A$26,1)+1)-INDEX('Shultis Faw'!$C$2:$C$26,MATCH($C200,'Shultis Faw'!$A$2:$A$26,1)))/(INDEX('Shultis Faw'!$A$2:$A$26,MATCH($C200,'Shultis Faw'!$A$2:$A$26,1)+1)-INDEX('Shultis Faw'!$A$2:$A$26,MATCH($C200,'Shultis Faw'!$A$2:$A$26,1))),$C200*'Shultis Faw'!$C$2/'Shultis Faw'!$A$2)","v":2.1542245500000003},{"$f":"_xlfn.IFNA(INDEX('Shultis Faw'!$D$2:$D$26,MATCH($C200,'Shultis Faw'!$A$2:$A$26,1))+($C200-INDEX('Shultis Faw'!$A$2:$A$26,MATCH($C200,'Shultis Faw'!$A$2:$A$26,1)))*(INDEX('Shultis Faw'!$D$2:$D$26,MATCH($C200,'Shultis Faw'!$A$2:$A$26,1)+1)-INDEX('Shultis Faw'!$D$2:$D$26,MATCH($C200,'Shultis Faw'!$A$2:$A$26,1)))/(INDEX('Shultis Faw'!$A$2:$A$26,MATCH($C200,'Shultis Faw'!$A$2:$A$26,1)+1)-INDEX('Shultis Faw'!$A$2:$A$26,MATCH($C200,'Shultis Faw'!$A$2:$A$26,1))),$C200*'Shultis Faw'!$D$2/'Shultis Faw'!$A$2)","v":1.4894048500000001},{"$f":"_xlfn.IFNA(INDEX('Shultis Faw'!$B$2:$B$26,MATCH($C200,'Shultis Faw'!$A$2:$A$26,1))+($C200-INDEX('Shultis Faw'!$A$2:$A$26,MATCH($C200,'Shultis Faw'!$A$2:$A$26,1)))*(INDEX('Shultis Faw'!$B$2:$B$26,MATCH($C200,'Shultis Faw'!$A$2:$A$26,1)+1)-INDEX('Shultis Faw'!$B$2:$B$26,MATCH($C200,'Shultis Faw'!$A$2:$A$26,1)))/(INDEX('Shultis Faw'!$A$2:$A$26,MATCH($C200,'Shultis Faw'!$A$2:$A$26,1)+1)-INDEX('Shultis Faw'!$A$2:$A$26,MATCH($C200,'Shultis Faw'!$A$2:$A$26,1))),$C200*'Shultis Faw'!$B$2/'Shultis Faw'!$A$2)","v":-9.6519199999999999E-2},{"$f":"_xlfn.IFNA(INDEX('Shultis Faw'!$E$2:$E$26,MATCH($C200,'Shultis Faw'!$A$2:$A$26,1))+($C200-INDEX('Shultis Faw'!$A$2:$A$26,MATCH($C200,'Shultis Faw'!$A$2:$A$26,1)))*(INDEX('Shultis Faw'!$E$2:$E$26,MATCH($C200,'Shultis Faw'!$A$2:$A$26,1)+1)-INDEX('Shultis Faw'!$E$2:$E$26,MATCH($C200,'Shultis Faw'!$A$2:$A$26,1)))/(INDEX('Shultis Faw'!$A$2:$A$26,MATCH($C200,'Shultis Faw'!$A$2:$A$26,1)+1)-INDEX('Shultis Faw'!$A$2:$A$26,MATCH($C200,'Shultis Faw'!$A$2:$A$26,1))),$C200*'Shultis Faw'!$E$2/'Shultis Faw'!$A$2)","v":4.0572705000000001E-2},{"$f":"_xlfn.IFNA(INDEX('Shultis Faw'!$F$2:$F$26,MATCH($C200,'Shultis Faw'!$A$2:$A$26,1))+($C200-INDEX('Shultis Faw'!$A$2:$A$26,MATCH($C200,'Shultis Faw'!$A$2:$A$26,1)))*(INDEX('Shultis Faw'!$F$2:$F$26,MATCH($C200,'Shultis Faw'!$A$2:$A$26,1)+1)-INDEX('Shultis Faw'!$F$2:$F$26,MATCH($C200,'Shultis Faw'!$A$2:$A$26,1)))/(INDEX('Shultis Faw'!$A$2:$A$26,MATCH($C200,'Shultis Faw'!$A$2:$A$26,1)+1)-INDEX('Shultis Faw'!$A$2:$A$26,MATCH($C200,'Shultis Faw'!$A$2:$A$26,1))),$C200*'Shultis Faw'!$F$2/'Shultis Faw'!$A$2)","v":14.285793},{"$f":"J200*(H200*'Externe blootstelling'!$D$23/2)^K200+L200*(TANH(((H200*'Externe blootstelling'!$D$23)/(2*M200))-2)-TANH(-2))/(1-TANH(-2))","v":1.4741716162461507},{"$f":"IF(N200=1,1+(I200-1)*H200*'Externe blootstelling'!$D$23/2,1+(I200-1)*(N200^(H200*'Externe blootstelling'!$D$23/2)-1)/(N200-1))","v":2.3156057629135294},{"$f":"G200*EXP(-H200*'Externe blootstelling'!$D$23/2)*O200","v":5.0293403803712208E-4}]
[null," g ",0.91933699999999996,1.4709391999999998E-13,4.2899999999999995E-3,{"$f":"_xlfn.IFNA(INDEX('hp (pSv cm2)'!$B$2:$B$52,MATCH($C201,'hp (pSv cm2)'!$A$2:$A$52,1))+($C201-INDEX('hp (pSv cm2)'!$A$2:$A$52,MATCH($C201,'hp (pSv cm2)'!$A$2:$A$52,1)))*(INDEX('hp (pSv cm2)'!$B$2:$B$52,MATCH($C201,'hp (pSv cm2)'!$A$2:$A$52,1)+1)-INDEX('hp (pSv cm2)'!$B$2:$B$52,MATCH($C201,'hp (pSv cm2)'!$A$2:$A$52,1)))/(INDEX('hp (pSv cm2)'!$A$2:$A$52,MATCH($C201,'hp (pSv cm2)'!$A$2:$A$52,1)+1)-INDEX('hp (pSv cm2)'!$A$2:$A$52,MATCH($C201,'hp (pSv cm2)'!$A$2:$A$52,1))),$C201*'hp (pSv cm2)'!$B$2/'hp (pSv cm2)'!$A$2)","v":4.1834806000000002},1.7947131773999998E-2,{"$f":"_xlfn.IFNA(0.997*(INDEX('Mass attenuation coefficients'!$B$2:$B$37,MATCH($C201,'Mass attenuation coefficients'!$A$2:$A$37,1))+($C201-INDEX('Mass attenuation coefficients'!$A$2:$A$37,MATCH($C201,'Mass attenuation coefficients'!$A$2:$A$37,1)))*(INDEX('Mass attenuation coefficients'!$B$2:$B$37,MATCH($C201,'Mass attenuation coefficients'!$A$2:$A$37,1)+1)-INDEX('Mass attenuation coefficients'!$B$2:$B$37,MATCH($C201,'Mass attenuation coefficients'!$A$2:$A$37,1)))/(INDEX('Mass attenuation coefficients'!$A$2:$A$37,MATCH($C201,'Mass attenuation coefficients'!$A$2:$A$37,1)+1)-INDEX('Mass attenuation coefficients'!$A$2:$A$37,MATCH($C201,'Mass attenuation coefficients'!$A$2:$A$37,1)))),0.997*$C201*'Mass attenuation coefficients'!$B$2/'Mass attenuation coefficients'!$A$2)","v":7.3696533086150012E-2},{"$f":"_xlfn.IFNA(INDEX('Shultis Faw'!$C$2:$C$26,MATCH($C201,'Shultis Faw'!$A$2:$A$26,1))+($C201-INDEX('Shultis Faw'!$A$2:$A$26,MATCH($C201,'Shultis Faw'!$A$2:$A$26,1)))*(INDEX('Shultis Faw'!$C$2:$C$26,MATCH($C201,'Shultis Faw'!$A$2:$A$26,1)+1)-INDEX('Shultis Faw'!$C$2:$C$26,MATCH($C201,'Shultis Faw'!$A$2:$A$26,1)))/(INDEX('Shultis Faw'!$A$2:$A$26,MATCH($C201,'Shultis Faw'!$A$2:$A$26,1)+1)-INDEX('Shultis Faw'!$A$2:$A$26,MATCH($C201,'Shultis Faw'!$A$2:$A$26,1))),$C201*'Shultis Faw'!$C$2/'Shultis Faw'!$A$2)","v":2.1469613350000003},{"$f":"_xlfn.IFNA(INDEX('Shultis Faw'!$D$2:$D$26,MATCH($C201,'Shultis Faw'!$A$2:$A$26,1))+($C201-INDEX('Shultis Faw'!$A$2:$A$26,MATCH($C201,'Shultis Faw'!$A$2:$A$26,1)))*(INDEX('Shultis Faw'!$D$2:$D$26,MATCH($C201,'Shultis Faw'!$A$2:$A$26,1)+1)-INDEX('Shultis Faw'!$D$2:$D$26,MATCH($C201,'Shultis Faw'!$A$2:$A$26,1)))/(INDEX('Shultis Faw'!$A$2:$A$26,MATCH($C201,'Shultis Faw'!$A$2:$A$26,1)+1)-INDEX('Shultis Faw'!$A$2:$A$26,MATCH($C201,'Shultis Faw'!$A$2:$A$26,1))),$C201*'Shultis Faw'!$D$2/'Shultis Faw'!$A$2)","v":1.4825414450000001},{"$f":"_xlfn.IFNA(INDEX('Shultis Faw'!$B$2:$B$26,MATCH($C201,'Shultis Faw'!$A$2:$A$26,1))+($C201-INDEX('Shultis Faw'!$A$2:$A$26,MATCH($C201,'Shultis Faw'!$A$2:$A$26,1)))*(INDEX('Shultis Faw'!$B$2:$B$26,MATCH($C201,'Shultis Faw'!$A$2:$A$26,1)+1)-INDEX('Shultis Faw'!$B$2:$B$26,MATCH($C201,'Shultis Faw'!$A$2:$A$26,1)))/(INDEX('Shultis Faw'!$A$2:$A$26,MATCH($C201,'Shultis Faw'!$A$2:$A$26,1)+1)-INDEX('Shultis Faw'!$A$2:$A$26,MATCH($C201,'Shultis Faw'!$A$2:$A$26,1))),$C201*'Shultis Faw'!$B$2/'Shultis Faw'!$A$2)","v":-9.5453040000000003E-2},{"$f":"_xlfn.IFNA(INDEX('Shultis Faw'!$E$2:$E$26,MATCH($C201,'Shultis Faw'!$A$2:$A$26,1))+($C201-INDEX('Shultis Faw'!$A$2:$A$26,MATCH($C201,'Shultis Faw'!$A$2:$A$26,1)))*(INDEX('Shultis Faw'!$E$2:$E$26,MATCH($C201,'Shultis Faw'!$A$2:$A$26,1)+1)-INDEX('Shultis Faw'!$E$2:$E$26,MATCH($C201,'Shultis Faw'!$A$2:$A$26,1)))/(INDEX('Shultis Faw'!$A$2:$A$26,MATCH($C201,'Shultis Faw'!$A$2:$A$26,1)+1)-INDEX('Shultis Faw'!$A$2:$A$26,MATCH($C201,'Shultis Faw'!$A$2:$A$26,1))),$C201*'Shultis Faw'!$E$2/'Shultis Faw'!$A$2)","v":4.0179558500000004E-2},{"$f":"_xlfn.IFNA(INDEX('Shultis Faw'!$F$2:$F$26,MATCH($C201,'Shultis Faw'!$A$2:$A$26,1))+($C201-INDEX('Shultis Faw'!$A$2:$A$26,MATCH($C201,'Shultis Faw'!$A$2:$A$26,1)))*(INDEX('Shultis Faw'!$F$2:$F$26,MATCH($C201,'Shultis Faw'!$A$2:$A$26,1)+1)-INDEX('Shultis Faw'!$F$2:$F$26,MATCH($C201,'Shultis Faw'!$A$2:$A$26,1)))/(INDEX('Shultis Faw'!$A$2:$A$26,MATCH($C201,'Shultis Faw'!$A$2:$A$26,1)+1)-INDEX('Shultis Faw'!$A$2:$A$26,MATCH($C201,'Shultis Faw'!$A$2:$A$26,1))),$C201*'Shultis Faw'!$F$2/'Shultis Faw'!$A$2)","v":14.2764641},{"$f":"J201*(H201*'Externe blootstelling'!$D$23/2)^K201+L201*(TANH(((H201*'Externe blootstelling'!$D$23)/(2*M201))-2)-TANH(-2))/(1-TANH(-2))","v":1.4685430076598922},{"$f":"IF(N201=1,1+(I201-1)*H201*'Externe blootstelling'!$D$23/2,1+(I201-1)*(N201^(H201*'Externe blootstelling'!$D$23/2)-1)/(N201-1))","v":2.295620024114073},{"$f":"G201*EXP(-H201*'Externe blootstelling'!$D$23/2)*O201","v":1.3639708567427921E-2}]
[null," g ",0.92631700000000006,1.4821072E-13,2.7300000000000002E-3,{"$f":"_xlfn.IFNA(INDEX('hp (pSv cm2)'!$B$2:$B$52,MATCH($C202,'hp (pSv cm2)'!$A$2:$A$52,1))+($C202-INDEX('hp (pSv cm2)'!$A$2:$A$52,MATCH($C202,'hp (pSv cm2)'!$A$2:$A$52,1)))*(INDEX('hp (pSv cm2)'!$B$2:$B$52,MATCH($C202,'hp (pSv cm2)'!$A$2:$A$52,1)+1)-INDEX('hp (pSv cm2)'!$B$2:$B$52,MATCH($C202,'hp (pSv cm2)'!$A$2:$A$52,1)))/(INDEX('hp (pSv cm2)'!$A$2:$A$52,MATCH($C202,'hp (pSv cm2)'!$A$2:$A$52,1)+1)-INDEX('hp (pSv cm2)'!$A$2:$A$52,MATCH($C202,'hp (pSv cm2)'!$A$2:$A$52,1))),$C202*'hp (pSv cm2)'!$B$2/'hp (pSv cm2)'!$A$2)","v":4.2100046000000004},1.1493312558000002E-2,{"$f":"_xlfn.IFNA(0.997*(INDEX('Mass attenuation coefficients'!$B$2:$B$37,MATCH($C202,'Mass attenuation coefficients'!$A$2:$A$37,1))+($C202-INDEX('Mass attenuation coefficients'!$A$2:$A$37,MATCH($C202,'Mass attenuation coefficients'!$A$2:$A$37,1)))*(INDEX('Mass attenuation coefficients'!$B$2:$B$37,MATCH($C202,'Mass attenuation coefficients'!$A$2:$A$37,1)+1)-INDEX('Mass attenuation coefficients'!$B$2:$B$37,MATCH($C202,'Mass attenuation coefficients'!$A$2:$A$37,1)))/(INDEX('Mass attenuation coefficients'!$A$2:$A$37,MATCH($C202,'Mass attenuation coefficients'!$A$2:$A$37,1)+1)-INDEX('Mass attenuation coefficients'!$A$2:$A$37,MATCH($C202,'Mass attenuation coefficients'!$A$2:$A$37,1)))),0.997*$C202*'Mass attenuation coefficients'!$B$2/'Mass attenuation coefficients'!$A$2)","v":7.3420606357150003E-2},{"$f":"_xlfn.IFNA(INDEX('Shultis Faw'!$C$2:$C$26,MATCH($C202,'Shultis Faw'!$A$2:$A$26,1))+($C202-INDEX('Shultis Faw'!$A$2:$A$26,MATCH($C202,'Shultis Faw'!$A$2:$A$26,1)))*(INDEX('Shultis Faw'!$C$2:$C$26,MATCH($C202,'Shultis Faw'!$A$2:$A$26,1)+1)-INDEX('Shultis Faw'!$C$2:$C$26,MATCH($C202,'Shultis Faw'!$A$2:$A$26,1)))/(INDEX('Shultis Faw'!$A$2:$A$26,MATCH($C202,'Shultis Faw'!$A$2:$A$26,1)+1)-INDEX('Shultis Faw'!$A$2:$A$26,MATCH($C202,'Shultis Faw'!$A$2:$A$26,1))),$C202*'Shultis Faw'!$C$2/'Shultis Faw'!$A$2)","v":2.1431572350000003},{"$f":"_xlfn.IFNA(INDEX('Shultis Faw'!$D$2:$D$26,MATCH($C202,'Shultis Faw'!$A$2:$A$26,1))+($C202-INDEX('Shultis Faw'!$A$2:$A$26,MATCH($C202,'Shultis Faw'!$A$2:$A$26,1)))*(INDEX('Shultis Faw'!$D$2:$D$26,MATCH($C202,'Shultis Faw'!$A$2:$A$26,1)+1)-INDEX('Shultis Faw'!$D$2:$D$26,MATCH($C202,'Shultis Faw'!$A$2:$A$26,1)))/(INDEX('Shultis Faw'!$A$2:$A$26,MATCH($C202,'Shultis Faw'!$A$2:$A$26,1)+1)-INDEX('Shultis Faw'!$A$2:$A$26,MATCH($C202,'Shultis Faw'!$A$2:$A$26,1))),$C202*'Shultis Faw'!$D$2/'Shultis Faw'!$A$2)","v":1.478946745},{"$f":"_xlfn.IFNA(INDEX('Shultis Faw'!$B$2:$B$26,MATCH($C202,'Shultis Faw'!$A$2:$A$26,1))+($C202-INDEX('Shultis Faw'!$A$2:$A$26,MATCH($C202,'Shultis Faw'!$A$2:$A$26,1)))*(INDEX('Shultis Faw'!$B$2:$B$26,MATCH($C202,'Shultis Faw'!$A$2:$A$26,1)+1)-INDEX('Shultis Faw'!$B$2:$B$26,MATCH($C202,'Shultis Faw'!$A$2:$A$26,1)))/(INDEX('Shultis Faw'!$A$2:$A$26,MATCH($C202,'Shultis Faw'!$A$2:$A$26,1)+1)-INDEX('Shultis Faw'!$A$2:$A$26,MATCH($C202,'Shultis Faw'!$A$2:$A$26,1))),$C202*'Shultis Faw'!$B$2/'Shultis Faw'!$A$2)","v":-9.4894639999999988E-2},{"$f":"_xlfn.IFNA(INDEX('Shultis Faw'!$E$2:$E$26,MATCH($C202,'Shultis Faw'!$A$2:$A$26,1))+($C202-INDEX('Shultis Faw'!$A$2:$A$26,MATCH($C202,'Shultis Faw'!$A$2:$A$26,1)))*(INDEX('Shultis Faw'!$E$2:$E$26,MATCH($C202,'Shultis Faw'!$A$2:$A$26,1)+1)-INDEX('Shultis Faw'!$E$2:$E$26,MATCH($C202,'Shultis Faw'!$A$2:$A$26,1)))/(INDEX('Shultis Faw'!$A$2:$A$26,MATCH($C202,'Shultis Faw'!$A$2:$A$26,1)+1)-INDEX('Shultis Faw'!$A$2:$A$26,MATCH($C202,'Shultis Faw'!$A$2:$A$26,1))),$C202*'Shultis Faw'!$E$2/'Shultis Faw'!$A$2)","v":3.99736485E-2},{"$f":"_xlfn.IFNA(INDEX('Shultis Faw'!$F$2:$F$26,MATCH($C202,'Shultis Faw'!$A$2:$A$26,1))+($C202-INDEX('Shultis Faw'!$A$2:$A$26,MATCH($C202,'Shultis Faw'!$A$2:$A$26,1)))*(INDEX('Shultis Faw'!$F$2:$F$26,MATCH($C202,'Shultis Faw'!$A$2:$A$26,1)+1)-INDEX('Shultis Faw'!$F$2:$F$26,MATCH($C202,'Shultis Faw'!$A$2:$A$26,1)))/(INDEX('Shultis Faw'!$A$2:$A$26,MATCH($C202,'Shultis Faw'!$A$2:$A$26,1)+1)-INDEX('Shultis Faw'!$A$2:$A$26,MATCH($C202,'Shultis Faw'!$A$2:$A$26,1))),$C202*'Shultis Faw'!$F$2/'Shultis Faw'!$A$2)","v":14.271578099999999},{"$f":"J202*(H202*'Externe blootstelling'!$D$23/2)^K202+L202*(TANH(((H202*'Externe blootstelling'!$D$23)/(2*M202))-2)-TANH(-2))/(1-TANH(-2))","v":1.4655850453051427},{"$f":"IF(N202=1,1+(I202-1)*H202*'Externe blootstelling'!$D$23/2,1+(I202-1)*(N202^(H202*'Externe blootstelling'!$D$23/2)-1)/(N202-1))","v":2.285244573530739},{"$f":"G202*EXP(-H202*'Externe blootstelling'!$D$23/2)*O202","v":8.7314312899878909E-3}]
[null," g ",0.93058000000000007,1.4889280000000001E-13,7.2900000000000005E-4,{"$f":"_xlfn.IFNA(INDEX('hp (pSv cm2)'!$B$2:$B$52,MATCH($C203,'hp (pSv cm2)'!$A$2:$A$52,1))+($C203-INDEX('hp (pSv cm2)'!$A$2:$A$52,MATCH($C203,'hp (pSv cm2)'!$A$2:$A$52,1)))*(INDEX('hp (pSv cm2)'!$B$2:$B$52,MATCH($C203,'hp (pSv cm2)'!$A$2:$A$52,1)+1)-INDEX('hp (pSv cm2)'!$B$2:$B$52,MATCH($C203,'hp (pSv cm2)'!$A$2:$A$52,1)))/(INDEX('hp (pSv cm2)'!$A$2:$A$52,MATCH($C203,'hp (pSv cm2)'!$A$2:$A$52,1)+1)-INDEX('hp (pSv cm2)'!$A$2:$A$52,MATCH($C203,'hp (pSv cm2)'!$A$2:$A$52,1))),$C203*'hp (pSv cm2)'!$B$2/'hp (pSv cm2)'!$A$2)","v":4.2262040000000001},3.0809027160000001E-3,{"$f":"_xlfn.IFNA(0.997*(INDEX('Mass attenuation coefficients'!$B$2:$B$37,MATCH($C203,'Mass attenuation coefficients'!$A$2:$A$37,1))+($C203-INDEX('Mass attenuation coefficients'!$A$2:$A$37,MATCH($C203,'Mass attenuation coefficients'!$A$2:$A$37,1)))*(INDEX('Mass attenuation coefficients'!$B$2:$B$37,MATCH($C203,'Mass attenuation coefficients'!$A$2:$A$37,1)+1)-INDEX('Mass attenuation coefficients'!$B$2:$B$37,MATCH($C203,'Mass attenuation coefficients'!$A$2:$A$37,1)))/(INDEX('Mass attenuation coefficients'!$A$2:$A$37,MATCH($C203,'Mass attenuation coefficients'!$A$2:$A$37,1)+1)-INDEX('Mass attenuation coefficients'!$A$2:$A$37,MATCH($C203,'Mass attenuation coefficients'!$A$2:$A$37,1)))),0.997*$C203*'Mass attenuation coefficients'!$B$2/'Mass attenuation coefficients'!$A$2)","v":7.3252085490999999E-2},{"$f":"_xlfn.IFNA(INDEX('Shultis Faw'!$C$2:$C$26,MATCH($C203,'Shultis Faw'!$A$2:$A$26,1))+($C203-INDEX('Shultis Faw'!$A$2:$A$26,MATCH($C203,'Shultis Faw'!$A$2:$A$26,1)))*(INDEX('Shultis Faw'!$C$2:$C$26,MATCH($C203,'Shultis Faw'!$A$2:$A$26,1)+1)-INDEX('Shultis Faw'!$C$2:$C$26,MATCH($C203,'Shultis Faw'!$A$2:$A$26,1)))/(INDEX('Shultis Faw'!$A$2:$A$26,MATCH($C203,'Shultis Faw'!$A$2:$A$26,1)+1)-INDEX('Shultis Faw'!$A$2:$A$26,MATCH($C203,'Shultis Faw'!$A$2:$A$26,1))),$C203*'Shultis Faw'!$C$2/'Shultis Faw'!$A$2)","v":2.1408339000000001},{"$f":"_xlfn.IFNA(INDEX('Shultis Faw'!$D$2:$D$26,MATCH($C203,'Shultis Faw'!$A$2:$A$26,1))+($C203-INDEX('Shultis Faw'!$A$2:$A$26,MATCH($C203,'Shultis Faw'!$A$2:$A$26,1)))*(INDEX('Shultis Faw'!$D$2:$D$26,MATCH($C203,'Shultis Faw'!$A$2:$A$26,1)+1)-INDEX('Shultis Faw'!$D$2:$D$26,MATCH($C203,'Shultis Faw'!$A$2:$A$26,1)))/(INDEX('Shultis Faw'!$A$2:$A$26,MATCH($C203,'Shultis Faw'!$A$2:$A$26,1)+1)-INDEX('Shultis Faw'!$A$2:$A$26,MATCH($C203,'Shultis Faw'!$A$2:$A$26,1))),$C203*'Shultis Faw'!$D$2/'Shultis Faw'!$A$2)","v":1.4767513000000001},{"$f":"_xlfn.IFNA(INDEX('Shultis Faw'!$B$2:$B$26,MATCH($C203,'Shultis Faw'!$A$2:$A$26,1))+($C203-INDEX('Shultis Faw'!$A$2:$A$26,MATCH($C203,'Shultis Faw'!$A$2:$A$26,1)))*(INDEX('Shultis Faw'!$B$2:$B$26,MATCH($C203,'Shultis Faw'!$A$2:$A$26,1)+1)-INDEX('Shultis Faw'!$B$2:$B$26,MATCH($C203,'Shultis Faw'!$A$2:$A$26,1)))/(INDEX('Shultis Faw'!$A$2:$A$26,MATCH($C203,'Shultis Faw'!$A$2:$A$26,1)+1)-INDEX('Shultis Faw'!$A$2:$A$26,MATCH($C203,'Shultis Faw'!$A$2:$A$26,1))),$C203*'Shultis Faw'!$B$2/'Shultis Faw'!$A$2)","v":-9.4553599999999988E-2},{"$f":"_xlfn.IFNA(INDEX('Shultis Faw'!$E$2:$E$26,MATCH($C203,'Shultis Faw'!$A$2:$A$26,1))+($C203-INDEX('Shultis Faw'!$A$2:$A$26,MATCH($C203,'Shultis Faw'!$A$2:$A$26,1)))*(INDEX('Shultis Faw'!$E$2:$E$26,MATCH($C203,'Shultis Faw'!$A$2:$A$26,1)+1)-INDEX('Shultis Faw'!$E$2:$E$26,MATCH($C203,'Shultis Faw'!$A$2:$A$26,1)))/(INDEX('Shultis Faw'!$A$2:$A$26,MATCH($C203,'Shultis Faw'!$A$2:$A$26,1)+1)-INDEX('Shultis Faw'!$A$2:$A$26,MATCH($C203,'Shultis Faw'!$A$2:$A$26,1))),$C203*'Shultis Faw'!$E$2/'Shultis Faw'!$A$2)","v":3.9847889999999997E-2},{"$f":"_xlfn.IFNA(INDEX('Shultis Faw'!$F$2:$F$26,MATCH($C203,'Shultis Faw'!$A$2:$A$26,1))+($C203-INDEX('Shultis Faw'!$A$2:$A$26,MATCH($C203,'Shultis Faw'!$A$2:$A$26,1)))*(INDEX('Shultis Faw'!$F$2:$F$26,MATCH($C203,'Shultis Faw'!$A$2:$A$26,1)+1)-INDEX('Shultis Faw'!$F$2:$F$26,MATCH($C203,'Shultis Faw'!$A$2:$A$26,1)))/(INDEX('Shultis Faw'!$A$2:$A$26,MATCH($C203,'Shultis Faw'!$A$2:$A$26,1)+1)-INDEX('Shultis Faw'!$A$2:$A$26,MATCH($C203,'Shultis Faw'!$A$2:$A$26,1))),$C203*'Shultis Faw'!$F$2/'Shultis Faw'!$A$2)","v":14.268594},{"$f":"J203*(H203*'Externe blootstelling'!$D$23/2)^K203+L203*(TANH(((H203*'Externe blootstelling'!$D$23)/(2*M203))-2)-TANH(-2))/(1-TANH(-2))","v":1.4637751102867189},{"$f":"IF(N203=1,1+(I203-1)*H203*'Externe blootstelling'!$D$23/2,1+(I203-1)*(N203^(H203*'Externe blootstelling'!$D$23/2)-1)/(N203-1))","v":2.2789387437623096},{"$f":"G203*EXP(-H203*'Externe blootstelling'!$D$23/2)*O203","v":2.3400007096318924E-3}]
[null," g ",0.93704999999999994,1.4992799999999998E-13,2.7000000000000002E-5,{"$f":"_xlfn.IFNA(INDEX('hp (pSv cm2)'!$B$2:$B$52,MATCH($C204,'hp (pSv cm2)'!$A$2:$A$52,1))+($C204-INDEX('hp (pSv cm2)'!$A$2:$A$52,MATCH($C204,'hp (pSv cm2)'!$A$2:$A$52,1)))*(INDEX('hp (pSv cm2)'!$B$2:$B$52,MATCH($C204,'hp (pSv cm2)'!$A$2:$A$52,1)+1)-INDEX('hp (pSv cm2)'!$B$2:$B$52,MATCH($C204,'hp (pSv cm2)'!$A$2:$A$52,1)))/(INDEX('hp (pSv cm2)'!$A$2:$A$52,MATCH($C204,'hp (pSv cm2)'!$A$2:$A$52,1)+1)-INDEX('hp (pSv cm2)'!$A$2:$A$52,MATCH($C204,'hp (pSv cm2)'!$A$2:$A$52,1))),$C204*'hp (pSv cm2)'!$B$2/'hp (pSv cm2)'!$A$2)","v":4.2507900000000003},1.1477133000000001E-4,{"$f":"_xlfn.IFNA(0.997*(INDEX('Mass attenuation coefficients'!$B$2:$B$37,MATCH($C204,'Mass attenuation coefficients'!$A$2:$A$37,1))+($C204-INDEX('Mass attenuation coefficients'!$A$2:$A$37,MATCH($C204,'Mass attenuation coefficients'!$A$2:$A$37,1)))*(INDEX('Mass attenuation coefficients'!$B$2:$B$37,MATCH($C204,'Mass attenuation coefficients'!$A$2:$A$37,1)+1)-INDEX('Mass attenuation coefficients'!$B$2:$B$37,MATCH($C204,'Mass attenuation coefficients'!$A$2:$A$37,1)))/(INDEX('Mass attenuation coefficients'!$A$2:$A$37,MATCH($C204,'Mass attenuation coefficients'!$A$2:$A$37,1)+1)-INDEX('Mass attenuation coefficients'!$A$2:$A$37,MATCH($C204,'Mass attenuation coefficients'!$A$2:$A$37,1)))),0.997*$C204*'Mass attenuation coefficients'!$B$2/'Mass attenuation coefficients'!$A$2)","v":7.2996319597500012E-2},{"$f":"_xlfn.IFNA(INDEX('Shultis Faw'!$C$2:$C$26,MATCH($C204,'Shultis Faw'!$A$2:$A$26,1))+($C204-INDEX('Shultis Faw'!$A$2:$A$26,MATCH($C204,'Shultis Faw'!$A$2:$A$26,1)))*(INDEX('Shultis Faw'!$C$2:$C$26,MATCH($C204,'Shultis Faw'!$A$2:$A$26,1)+1)-INDEX('Shultis Faw'!$C$2:$C$26,MATCH($C204,'Shultis Faw'!$A$2:$A$26,1)))/(INDEX('Shultis Faw'!$A$2:$A$26,MATCH($C204,'Shultis Faw'!$A$2:$A$26,1)+1)-INDEX('Shultis Faw'!$A$2:$A$26,MATCH($C204,'Shultis Faw'!$A$2:$A$26,1))),$C204*'Shultis Faw'!$C$2/'Shultis Faw'!$A$2)","v":2.1373077500000002},{"$f":"_xlfn.IFNA(INDEX('Shultis Faw'!$D$2:$D$26,MATCH($C204,'Shultis Faw'!$A$2:$A$26,1))+($C204-INDEX('Shultis Faw'!$A$2:$A$26,MATCH($C204,'Shultis Faw'!$A$2:$A$26,1)))*(INDEX('Shultis Faw'!$D$2:$D$26,MATCH($C204,'Shultis Faw'!$A$2:$A$26,1)+1)-INDEX('Shultis Faw'!$D$2:$D$26,MATCH($C204,'Shultis Faw'!$A$2:$A$26,1)))/(INDEX('Shultis Faw'!$A$2:$A$26,MATCH($C204,'Shultis Faw'!$A$2:$A$26,1)+1)-INDEX('Shultis Faw'!$A$2:$A$26,MATCH($C204,'Shultis Faw'!$A$2:$A$26,1))),$C204*'Shultis Faw'!$D$2/'Shultis Faw'!$A$2)","v":1.4734192500000001},{"$f":"_xlfn.IFNA(INDEX('Shultis Faw'!$B$2:$B$26,MATCH($C204,'Shultis Faw'!$A$2:$A$26,1))+($C204-INDEX('Shultis Faw'!$A$2:$A$26,MATCH($C204,'Shultis Faw'!$A$2:$A$26,1)))*(INDEX('Shultis Faw'!$B$2:$B$26,MATCH($C204,'Shultis Faw'!$A$2:$A$26,1)+1)-INDEX('Shultis Faw'!$B$2:$B$26,MATCH($C204,'Shultis Faw'!$A$2:$A$26,1)))/(INDEX('Shultis Faw'!$A$2:$A$26,MATCH($C204,'Shultis Faw'!$A$2:$A$26,1)+1)-INDEX('Shultis Faw'!$A$2:$A$26,MATCH($C204,'Shultis Faw'!$A$2:$A$26,1))),$C204*'Shultis Faw'!$B$2/'Shultis Faw'!$A$2)","v":-9.4036000000000008E-2},{"$f":"_xlfn.IFNA(INDEX('Shultis Faw'!$E$2:$E$26,MATCH($C204,'Shultis Faw'!$A$2:$A$26,1))+($C204-INDEX('Shultis Faw'!$A$2:$A$26,MATCH($C204,'Shultis Faw'!$A$2:$A$26,1)))*(INDEX('Shultis Faw'!$E$2:$E$26,MATCH($C204,'Shultis Faw'!$A$2:$A$26,1)+1)-INDEX('Shultis Faw'!$E$2:$E$26,MATCH($C204,'Shultis Faw'!$A$2:$A$26,1)))/(INDEX('Shultis Faw'!$A$2:$A$26,MATCH($C204,'Shultis Faw'!$A$2:$A$26,1)+1)-INDEX('Shultis Faw'!$A$2:$A$26,MATCH($C204,'Shultis Faw'!$A$2:$A$26,1))),$C204*'Shultis Faw'!$E$2/'Shultis Faw'!$A$2)","v":3.9657025000000005E-2},{"$f":"_xlfn.IFNA(INDEX('Shultis Faw'!$F$2:$F$26,MATCH($C204,'Shultis Faw'!$A$2:$A$26,1))+($C204-INDEX('Shultis Faw'!$A$2:$A$26,MATCH($C204,'Shultis Faw'!$A$2:$A$26,1)))*(INDEX('Shultis Faw'!$F$2:$F$26,MATCH($C204,'Shultis Faw'!$A$2:$A$26,1)+1)-INDEX('Shultis Faw'!$F$2:$F$26,MATCH($C204,'Shultis Faw'!$A$2:$A$26,1)))/(INDEX('Shultis Faw'!$A$2:$A$26,MATCH($C204,'Shultis Faw'!$A$2:$A$26,1)+1)-INDEX('Shultis Faw'!$A$2:$A$26,MATCH($C204,'Shultis Faw'!$A$2:$A$26,1))),$C204*'Shultis Faw'!$F$2/'Shultis Faw'!$A$2)","v":14.264065},{"$f":"J204*(H204*'Externe blootstelling'!$D$23/2)^K204+L204*(TANH(((H204*'Externe blootstelling'!$D$23)/(2*M204))-2)-TANH(-2))/(1-TANH(-2))","v":1.4610232661592548},{"$f":"IF(N204=1,1+(I204-1)*H204*'Externe blootstelling'!$D$23/2,1+(I204-1)*(N204^(H204*'Externe blootstelling'!$D$23/2)-1)/(N204-1))","v":2.269412914269084},{"$f":"G204*EXP(-H204*'Externe blootstelling'!$D$23/2)*O204","v":8.7140180322110389E-5}]
[null," g ",0.95862999999999998,1.5338079999999998E-13,2.1000000000000001E-4,{"$f":"_xlfn.IFNA(INDEX('hp (pSv cm2)'!$B$2:$B$52,MATCH($C205,'hp (pSv cm2)'!$A$2:$A$52,1))+($C205-INDEX('hp (pSv cm2)'!$A$2:$A$52,MATCH($C205,'hp (pSv cm2)'!$A$2:$A$52,1)))*(INDEX('hp (pSv cm2)'!$B$2:$B$52,MATCH($C205,'hp (pSv cm2)'!$A$2:$A$52,1)+1)-INDEX('hp (pSv cm2)'!$B$2:$B$52,MATCH($C205,'hp (pSv cm2)'!$A$2:$A$52,1)))/(INDEX('hp (pSv cm2)'!$A$2:$A$52,MATCH($C205,'hp (pSv cm2)'!$A$2:$A$52,1)+1)-INDEX('hp (pSv cm2)'!$A$2:$A$52,MATCH($C205,'hp (pSv cm2)'!$A$2:$A$52,1))),$C205*'hp (pSv cm2)'!$B$2/'hp (pSv cm2)'!$A$2)","v":4.3327939999999998},9.0988674000000002E-4,{"$f":"_xlfn.IFNA(0.997*(INDEX('Mass attenuation coefficients'!$B$2:$B$37,MATCH($C205,'Mass attenuation coefficients'!$A$2:$A$37,1))+($C205-INDEX('Mass attenuation coefficients'!$A$2:$A$37,MATCH($C205,'Mass attenuation coefficients'!$A$2:$A$37,1)))*(INDEX('Mass attenuation coefficients'!$B$2:$B$37,MATCH($C205,'Mass attenuation coefficients'!$A$2:$A$37,1)+1)-INDEX('Mass attenuation coefficients'!$B$2:$B$37,MATCH($C205,'Mass attenuation coefficients'!$A$2:$A$37,1)))/(INDEX('Mass attenuation coefficients'!$A$2:$A$37,MATCH($C205,'Mass attenuation coefficients'!$A$2:$A$37,1)+1)-INDEX('Mass attenuation coefficients'!$A$2:$A$37,MATCH($C205,'Mass attenuation coefficients'!$A$2:$A$37,1)))),0.997*$C205*'Mass attenuation coefficients'!$B$2/'Mass attenuation coefficients'!$A$2)","v":7.2143239538500006E-2},{"$f":"_xlfn.IFNA(INDEX('Shultis Faw'!$C$2:$C$26,MATCH($C205,'Shultis Faw'!$A$2:$A$26,1))+($C205-INDEX('Shultis Faw'!$A$2:$A$26,MATCH($C205,'Shultis Faw'!$A$2:$A$26,1)))*(INDEX('Shultis Faw'!$C$2:$C$26,MATCH($C205,'Shultis Faw'!$A$2:$A$26,1)+1)-INDEX('Shultis Faw'!$C$2:$C$26,MATCH($C205,'Shultis Faw'!$A$2:$A$26,1)))/(INDEX('Shultis Faw'!$A$2:$A$26,MATCH($C205,'Shultis Faw'!$A$2:$A$26,1)+1)-INDEX('Shultis Faw'!$A$2:$A$26,MATCH($C205,'Shultis Faw'!$A$2:$A$26,1))),$C205*'Shultis Faw'!$C$2/'Shultis Faw'!$A$2)","v":2.1255466500000004},{"$f":"_xlfn.IFNA(INDEX('Shultis Faw'!$D$2:$D$26,MATCH($C205,'Shultis Faw'!$A$2:$A$26,1))+($C205-INDEX('Shultis Faw'!$A$2:$A$26,MATCH($C205,'Shultis Faw'!$A$2:$A$26,1)))*(INDEX('Shultis Faw'!$D$2:$D$26,MATCH($C205,'Shultis Faw'!$A$2:$A$26,1)+1)-INDEX('Shultis Faw'!$D$2:$D$26,MATCH($C205,'Shultis Faw'!$A$2:$A$26,1)))/(INDEX('Shultis Faw'!$A$2:$A$26,MATCH($C205,'Shultis Faw'!$A$2:$A$26,1)+1)-INDEX('Shultis Faw'!$A$2:$A$26,MATCH($C205,'Shultis Faw'!$A$2:$A$26,1))),$C205*'Shultis Faw'!$D$2/'Shultis Faw'!$A$2)","v":1.46230555},{"$f":"_xlfn.IFNA(INDEX('Shultis Faw'!$B$2:$B$26,MATCH($C205,'Shultis Faw'!$A$2:$A$26,1))+($C205-INDEX('Shultis Faw'!$A$2:$A$26,MATCH($C205,'Shultis Faw'!$A$2:$A$26,1)))*(INDEX('Shultis Faw'!$B$2:$B$26,MATCH($C205,'Shultis Faw'!$A$2:$A$26,1)+1)-INDEX('Shultis Faw'!$B$2:$B$26,MATCH($C205,'Shultis Faw'!$A$2:$A$26,1)))/(INDEX('Shultis Faw'!$A$2:$A$26,MATCH($C205,'Shultis Faw'!$A$2:$A$26,1)+1)-INDEX('Shultis Faw'!$A$2:$A$26,MATCH($C205,'Shultis Faw'!$A$2:$A$26,1))),$C205*'Shultis Faw'!$B$2/'Shultis Faw'!$A$2)","v":-9.2309599999999992E-2},{"$f":"_xlfn.IFNA(INDEX('Shultis Faw'!$E$2:$E$26,MATCH($C205,'Shultis Faw'!$A$2:$A$26,1))+($C205-INDEX('Shultis Faw'!$A$2:$A$26,MATCH($C205,'Shultis Faw'!$A$2:$A$26,1)))*(INDEX('Shultis Faw'!$E$2:$E$26,MATCH($C205,'Shultis Faw'!$A$2:$A$26,1)+1)-INDEX('Shultis Faw'!$E$2:$E$26,MATCH($C205,'Shultis Faw'!$A$2:$A$26,1)))/(INDEX('Shultis Faw'!$A$2:$A$26,MATCH($C205,'Shultis Faw'!$A$2:$A$26,1)+1)-INDEX('Shultis Faw'!$A$2:$A$26,MATCH($C205,'Shultis Faw'!$A$2:$A$26,1))),$C205*'Shultis Faw'!$E$2/'Shultis Faw'!$A$2)","v":3.9020415000000003E-2},{"$f":"_xlfn.IFNA(INDEX('Shultis Faw'!$F$2:$F$26,MATCH($C205,'Shultis Faw'!$A$2:$A$26,1))+($C205-INDEX('Shultis Faw'!$A$2:$A$26,MATCH($C205,'Shultis Faw'!$A$2:$A$26,1)))*(INDEX('Shultis Faw'!$F$2:$F$26,MATCH($C205,'Shultis Faw'!$A$2:$A$26,1)+1)-INDEX('Shultis Faw'!$F$2:$F$26,MATCH($C205,'Shultis Faw'!$A$2:$A$26,1)))/(INDEX('Shultis Faw'!$A$2:$A$26,MATCH($C205,'Shultis Faw'!$A$2:$A$26,1)+1)-INDEX('Shultis Faw'!$A$2:$A$26,MATCH($C205,'Shultis Faw'!$A$2:$A$26,1))),$C205*'Shultis Faw'!$F$2/'Shultis Faw'!$A$2)","v":14.248959000000001},{"$f":"J205*(H205*'Externe blootstelling'!$D$23/2)^K205+L205*(TANH(((H205*'Externe blootstelling'!$D$23)/(2*M205))-2)-TANH(-2))/(1-TANH(-2))","v":1.4518022220307076},{"$f":"IF(N205=1,1+(I205-1)*H205*'Externe blootstelling'!$D$23/2,1+(I205-1)*(N205^(H205*'Externe blootstelling'!$D$23/2)-1)/(N205-1))","v":2.2380259151809554},{"$f":"G205*EXP(-H205*'Externe blootstelling'!$D$23/2)*O205","v":6.9005115090344036E-4}]
[null," g ",0.96338999999999997,1.5414239999999998E-13,1.341E-3,{"$f":"_xlfn.IFNA(INDEX('hp (pSv cm2)'!$B$2:$B$52,MATCH($C206,'hp (pSv cm2)'!$A$2:$A$52,1))+($C206-INDEX('hp (pSv cm2)'!$A$2:$A$52,MATCH($C206,'hp (pSv cm2)'!$A$2:$A$52,1)))*(INDEX('hp (pSv cm2)'!$B$2:$B$52,MATCH($C206,'hp (pSv cm2)'!$A$2:$A$52,1)+1)-INDEX('hp (pSv cm2)'!$B$2:$B$52,MATCH($C206,'hp (pSv cm2)'!$A$2:$A$52,1)))/(INDEX('hp (pSv cm2)'!$A$2:$A$52,MATCH($C206,'hp (pSv cm2)'!$A$2:$A$52,1)+1)-INDEX('hp (pSv cm2)'!$A$2:$A$52,MATCH($C206,'hp (pSv cm2)'!$A$2:$A$52,1))),$C206*'hp (pSv cm2)'!$B$2/'hp (pSv cm2)'!$A$2)","v":4.3508820000000004},5.8345327620000003E-3,{"$f":"_xlfn.IFNA(0.997*(INDEX('Mass attenuation coefficients'!$B$2:$B$37,MATCH($C206,'Mass attenuation coefficients'!$A$2:$A$37,1))+($C206-INDEX('Mass attenuation coefficients'!$A$2:$A$37,MATCH($C206,'Mass attenuation coefficients'!$A$2:$A$37,1)))*(INDEX('Mass attenuation coefficients'!$B$2:$B$37,MATCH($C206,'Mass attenuation coefficients'!$A$2:$A$37,1)+1)-INDEX('Mass attenuation coefficients'!$B$2:$B$37,MATCH($C206,'Mass attenuation coefficients'!$A$2:$A$37,1)))/(INDEX('Mass attenuation coefficients'!$A$2:$A$37,MATCH($C206,'Mass attenuation coefficients'!$A$2:$A$37,1)+1)-INDEX('Mass attenuation coefficients'!$A$2:$A$37,MATCH($C206,'Mass attenuation coefficients'!$A$2:$A$37,1)))),0.997*$C206*'Mass attenuation coefficients'!$B$2/'Mass attenuation coefficients'!$A$2)","v":7.1955071740500004E-2},{"$f":"_xlfn.IFNA(INDEX('Shultis Faw'!$C$2:$C$26,MATCH($C206,'Shultis Faw'!$A$2:$A$26,1))+($C206-INDEX('Shultis Faw'!$A$2:$A$26,MATCH($C206,'Shultis Faw'!$A$2:$A$26,1)))*(INDEX('Shultis Faw'!$C$2:$C$26,MATCH($C206,'Shultis Faw'!$A$2:$A$26,1)+1)-INDEX('Shultis Faw'!$C$2:$C$26,MATCH($C206,'Shultis Faw'!$A$2:$A$26,1)))/(INDEX('Shultis Faw'!$A$2:$A$26,MATCH($C206,'Shultis Faw'!$A$2:$A$26,1)+1)-INDEX('Shultis Faw'!$A$2:$A$26,MATCH($C206,'Shultis Faw'!$A$2:$A$26,1))),$C206*'Shultis Faw'!$C$2/'Shultis Faw'!$A$2)","v":2.1229524500000001},{"$f":"_xlfn.IFNA(INDEX('Shultis Faw'!$D$2:$D$26,MATCH($C206,'Shultis Faw'!$A$2:$A$26,1))+($C206-INDEX('Shultis Faw'!$A$2:$A$26,MATCH($C206,'Shultis Faw'!$A$2:$A$26,1)))*(INDEX('Shultis Faw'!$D$2:$D$26,MATCH($C206,'Shultis Faw'!$A$2:$A$26,1)+1)-INDEX('Shultis Faw'!$D$2:$D$26,MATCH($C206,'Shultis Faw'!$A$2:$A$26,1)))/(INDEX('Shultis Faw'!$A$2:$A$26,MATCH($C206,'Shultis Faw'!$A$2:$A$26,1)+1)-INDEX('Shultis Faw'!$A$2:$A$26,MATCH($C206,'Shultis Faw'!$A$2:$A$26,1))),$C206*'Shultis Faw'!$D$2/'Shultis Faw'!$A$2)","v":1.45985415},{"$f":"_xlfn.IFNA(INDEX('Shultis Faw'!$B$2:$B$26,MATCH($C206,'Shultis Faw'!$A$2:$A$26,1))+($C206-INDEX('Shultis Faw'!$A$2:$A$26,MATCH($C206,'Shultis Faw'!$A$2:$A$26,1)))*(INDEX('Shultis Faw'!$B$2:$B$26,MATCH($C206,'Shultis Faw'!$A$2:$A$26,1)+1)-INDEX('Shultis Faw'!$B$2:$B$26,MATCH($C206,'Shultis Faw'!$A$2:$A$26,1)))/(INDEX('Shultis Faw'!$A$2:$A$26,MATCH($C206,'Shultis Faw'!$A$2:$A$26,1)+1)-INDEX('Shultis Faw'!$A$2:$A$26,MATCH($C206,'Shultis Faw'!$A$2:$A$26,1))),$C206*'Shultis Faw'!$B$2/'Shultis Faw'!$A$2)","v":-9.1928800000000005E-2},{"$f":"_xlfn.IFNA(INDEX('Shultis Faw'!$E$2:$E$26,MATCH($C206,'Shultis Faw'!$A$2:$A$26,1))+($C206-INDEX('Shultis Faw'!$A$2:$A$26,MATCH($C206,'Shultis Faw'!$A$2:$A$26,1)))*(INDEX('Shultis Faw'!$E$2:$E$26,MATCH($C206,'Shultis Faw'!$A$2:$A$26,1)+1)-INDEX('Shultis Faw'!$E$2:$E$26,MATCH($C206,'Shultis Faw'!$A$2:$A$26,1)))/(INDEX('Shultis Faw'!$A$2:$A$26,MATCH($C206,'Shultis Faw'!$A$2:$A$26,1)+1)-INDEX('Shultis Faw'!$A$2:$A$26,MATCH($C206,'Shultis Faw'!$A$2:$A$26,1))),$C206*'Shultis Faw'!$E$2/'Shultis Faw'!$A$2)","v":3.8879995000000001E-2},{"$f":"_xlfn.IFNA(INDEX('Shultis Faw'!$F$2:$F$26,MATCH($C206,'Shultis Faw'!$A$2:$A$26,1))+($C206-INDEX('Shultis Faw'!$A$2:$A$26,MATCH($C206,'Shultis Faw'!$A$2:$A$26,1)))*(INDEX('Shultis Faw'!$F$2:$F$26,MATCH($C206,'Shultis Faw'!$A$2:$A$26,1)+1)-INDEX('Shultis Faw'!$F$2:$F$26,MATCH($C206,'Shultis Faw'!$A$2:$A$26,1)))/(INDEX('Shultis Faw'!$A$2:$A$26,MATCH($C206,'Shultis Faw'!$A$2:$A$26,1)+1)-INDEX('Shultis Faw'!$A$2:$A$26,MATCH($C206,'Shultis Faw'!$A$2:$A$26,1))),$C206*'Shultis Faw'!$F$2/'Shultis Faw'!$A$2)","v":14.245627000000001},{"$f":"J206*(H206*'Externe blootstelling'!$D$23/2)^K206+L206*(TANH(((H206*'Externe blootstelling'!$D$23)/(2*M206))-2)-TANH(-2))/(1-TANH(-2))","v":1.449759486578496},{"$f":"IF(N206=1,1+(I206-1)*H206*'Externe blootstelling'!$D$23/2,1+(I206-1)*(N206^(H206*'Externe blootstelling'!$D$23/2)-1)/(N206-1))","v":2.231181871414238},{"$f":"G206*EXP(-H206*'Externe blootstelling'!$D$23/2)*O206","v":4.4238021604904249E-3}]
[null," g ",0.96407899999999991,1.5425263999999998E-13,0.14499999999999999,{"$f":"_xlfn.IFNA(INDEX('hp (pSv cm2)'!$B$2:$B$52,MATCH($C207,'hp (pSv cm2)'!$A$2:$A$52,1))+($C207-INDEX('hp (pSv cm2)'!$A$2:$A$52,MATCH($C207,'hp (pSv cm2)'!$A$2:$A$52,1)))*(INDEX('hp (pSv cm2)'!$B$2:$B$52,MATCH($C207,'hp (pSv cm2)'!$A$2:$A$52,1)+1)-INDEX('hp (pSv cm2)'!$B$2:$B$52,MATCH($C207,'hp (pSv cm2)'!$A$2:$A$52,1)))/(INDEX('hp (pSv cm2)'!$A$2:$A$52,MATCH($C207,'hp (pSv cm2)'!$A$2:$A$52,1)+1)-INDEX('hp (pSv cm2)'!$A$2:$A$52,MATCH($C207,'hp (pSv cm2)'!$A$2:$A$52,1))),$C207*'hp (pSv cm2)'!$B$2/'hp (pSv cm2)'!$A$2)","v":4.3535002},0.63125752899999998,{"$f":"_xlfn.IFNA(0.997*(INDEX('Mass attenuation coefficients'!$B$2:$B$37,MATCH($C207,'Mass attenuation coefficients'!$A$2:$A$37,1))+($C207-INDEX('Mass attenuation coefficients'!$A$2:$A$37,MATCH($C207,'Mass attenuation coefficients'!$A$2:$A$37,1)))*(INDEX('Mass attenuation coefficients'!$B$2:$B$37,MATCH($C207,'Mass attenuation coefficients'!$A$2:$A$37,1)+1)-INDEX('Mass attenuation coefficients'!$B$2:$B$37,MATCH($C207,'Mass attenuation coefficients'!$A$2:$A$37,1)))/(INDEX('Mass attenuation coefficients'!$A$2:$A$37,MATCH($C207,'Mass attenuation coefficients'!$A$2:$A$37,1)+1)-INDEX('Mass attenuation coefficients'!$A$2:$A$37,MATCH($C207,'Mass attenuation coefficients'!$A$2:$A$37,1)))),0.997*$C207*'Mass attenuation coefficients'!$B$2/'Mass attenuation coefficients'!$A$2)","v":7.192783484705001E-2},{"$f":"_xlfn.IFNA(INDEX('Shultis Faw'!$C$2:$C$26,MATCH($C207,'Shultis Faw'!$A$2:$A$26,1))+($C207-INDEX('Shultis Faw'!$A$2:$A$26,MATCH($C207,'Shultis Faw'!$A$2:$A$26,1)))*(INDEX('Shultis Faw'!$C$2:$C$26,MATCH($C207,'Shultis Faw'!$A$2:$A$26,1)+1)-INDEX('Shultis Faw'!$C$2:$C$26,MATCH($C207,'Shultis Faw'!$A$2:$A$26,1)))/(INDEX('Shultis Faw'!$A$2:$A$26,MATCH($C207,'Shultis Faw'!$A$2:$A$26,1)+1)-INDEX('Shultis Faw'!$A$2:$A$26,MATCH($C207,'Shultis Faw'!$A$2:$A$26,1))),$C207*'Shultis Faw'!$C$2/'Shultis Faw'!$A$2)","v":2.122576945},{"$f":"_xlfn.IFNA(INDEX('Shultis Faw'!$D$2:$D$26,MATCH($C207,'Shultis Faw'!$A$2:$A$26,1))+($C207-INDEX('Shultis Faw'!$A$2:$A$26,MATCH($C207,'Shultis Faw'!$A$2:$A$26,1)))*(INDEX('Shultis Faw'!$D$2:$D$26,MATCH($C207,'Shultis Faw'!$A$2:$A$26,1)+1)-INDEX('Shultis Faw'!$D$2:$D$26,MATCH($C207,'Shultis Faw'!$A$2:$A$26,1)))/(INDEX('Shultis Faw'!$A$2:$A$26,MATCH($C207,'Shultis Faw'!$A$2:$A$26,1)+1)-INDEX('Shultis Faw'!$A$2:$A$26,MATCH($C207,'Shultis Faw'!$A$2:$A$26,1))),$C207*'Shultis Faw'!$D$2/'Shultis Faw'!$A$2)","v":1.4594993150000002},{"$f":"_xlfn.IFNA(INDEX('Shultis Faw'!$B$2:$B$26,MATCH($C207,'Shultis Faw'!$A$2:$A$26,1))+($C207-INDEX('Shultis Faw'!$A$2:$A$26,MATCH($C207,'Shultis Faw'!$A$2:$A$26,1)))*(INDEX('Shultis Faw'!$B$2:$B$26,MATCH($C207,'Shultis Faw'!$A$2:$A$26,1)+1)-INDEX('Shultis Faw'!$B$2:$B$26,MATCH($C207,'Shultis Faw'!$A$2:$A$26,1)))/(INDEX('Shultis Faw'!$A$2:$A$26,MATCH($C207,'Shultis Faw'!$A$2:$A$26,1)+1)-INDEX('Shultis Faw'!$A$2:$A$26,MATCH($C207,'Shultis Faw'!$A$2:$A$26,1))),$C207*'Shultis Faw'!$B$2/'Shultis Faw'!$A$2)","v":-9.1873679999999999E-2},{"$f":"_xlfn.IFNA(INDEX('Shultis Faw'!$E$2:$E$26,MATCH($C207,'Shultis Faw'!$A$2:$A$26,1))+($C207-INDEX('Shultis Faw'!$A$2:$A$26,MATCH($C207,'Shultis Faw'!$A$2:$A$26,1)))*(INDEX('Shultis Faw'!$E$2:$E$26,MATCH($C207,'Shultis Faw'!$A$2:$A$26,1)+1)-INDEX('Shultis Faw'!$E$2:$E$26,MATCH($C207,'Shultis Faw'!$A$2:$A$26,1)))/(INDEX('Shultis Faw'!$A$2:$A$26,MATCH($C207,'Shultis Faw'!$A$2:$A$26,1)+1)-INDEX('Shultis Faw'!$A$2:$A$26,MATCH($C207,'Shultis Faw'!$A$2:$A$26,1))),$C207*'Shultis Faw'!$E$2/'Shultis Faw'!$A$2)","v":3.8859669500000006E-2},{"$f":"_xlfn.IFNA(INDEX('Shultis Faw'!$F$2:$F$26,MATCH($C207,'Shultis Faw'!$A$2:$A$26,1))+($C207-INDEX('Shultis Faw'!$A$2:$A$26,MATCH($C207,'Shultis Faw'!$A$2:$A$26,1)))*(INDEX('Shultis Faw'!$F$2:$F$26,MATCH($C207,'Shultis Faw'!$A$2:$A$26,1)+1)-INDEX('Shultis Faw'!$F$2:$F$26,MATCH($C207,'Shultis Faw'!$A$2:$A$26,1)))/(INDEX('Shultis Faw'!$A$2:$A$26,MATCH($C207,'Shultis Faw'!$A$2:$A$26,1)+1)-INDEX('Shultis Faw'!$A$2:$A$26,MATCH($C207,'Shultis Faw'!$A$2:$A$26,1))),$C207*'Shultis Faw'!$F$2/'Shultis Faw'!$A$2)","v":14.245144700000001},{"$f":"J207*(H207*'Externe blootstelling'!$D$23/2)^K207+L207*(TANH(((H207*'Externe blootstelling'!$D$23)/(2*M207))-2)-TANH(-2))/(1-TANH(-2))","v":1.4494635413859918},{"$f":"IF(N207=1,1+(I207-1)*H207*'Externe blootstelling'!$D$23/2,1+(I207-1)*(N207^(H207*'Externe blootstelling'!$D$23/2)-1)/(N207-1))","v":2.2301935629405163},{"$f":"G207*EXP(-H207*'Externe blootstelling'!$D$23/2)*O207","v":0.47860937619951965}]
[null," g ",0.97409000000000001,1.558544E-13,1.3799999999999999E-4,{"$f":"_xlfn.IFNA(INDEX('hp (pSv cm2)'!$B$2:$B$52,MATCH($C208,'hp (pSv cm2)'!$A$2:$A$52,1))+($C208-INDEX('hp (pSv cm2)'!$A$2:$A$52,MATCH($C208,'hp (pSv cm2)'!$A$2:$A$52,1)))*(INDEX('hp (pSv cm2)'!$B$2:$B$52,MATCH($C208,'hp (pSv cm2)'!$A$2:$A$52,1)+1)-INDEX('hp (pSv cm2)'!$B$2:$B$52,MATCH($C208,'hp (pSv cm2)'!$A$2:$A$52,1)))/(INDEX('hp (pSv cm2)'!$A$2:$A$52,MATCH($C208,'hp (pSv cm2)'!$A$2:$A$52,1)+1)-INDEX('hp (pSv cm2)'!$A$2:$A$52,MATCH($C208,'hp (pSv cm2)'!$A$2:$A$52,1))),$C208*'hp (pSv cm2)'!$B$2/'hp (pSv cm2)'!$A$2)","v":4.3915420000000003},6.0603279600000002E-4,{"$f":"_xlfn.IFNA(0.997*(INDEX('Mass attenuation coefficients'!$B$2:$B$37,MATCH($C208,'Mass attenuation coefficients'!$A$2:$A$37,1))+($C208-INDEX('Mass attenuation coefficients'!$A$2:$A$37,MATCH($C208,'Mass attenuation coefficients'!$A$2:$A$37,1)))*(INDEX('Mass attenuation coefficients'!$B$2:$B$37,MATCH($C208,'Mass attenuation coefficients'!$A$2:$A$37,1)+1)-INDEX('Mass attenuation coefficients'!$B$2:$B$37,MATCH($C208,'Mass attenuation coefficients'!$A$2:$A$37,1)))/(INDEX('Mass attenuation coefficients'!$A$2:$A$37,MATCH($C208,'Mass attenuation coefficients'!$A$2:$A$37,1)+1)-INDEX('Mass attenuation coefficients'!$A$2:$A$37,MATCH($C208,'Mass attenuation coefficients'!$A$2:$A$37,1)))),0.997*$C208*'Mass attenuation coefficients'!$B$2/'Mass attenuation coefficients'!$A$2)","v":7.1532089505499996E-2},{"$f":"_xlfn.IFNA(INDEX('Shultis Faw'!$C$2:$C$26,MATCH($C208,'Shultis Faw'!$A$2:$A$26,1))+($C208-INDEX('Shultis Faw'!$A$2:$A$26,MATCH($C208,'Shultis Faw'!$A$2:$A$26,1)))*(INDEX('Shultis Faw'!$C$2:$C$26,MATCH($C208,'Shultis Faw'!$A$2:$A$26,1)+1)-INDEX('Shultis Faw'!$C$2:$C$26,MATCH($C208,'Shultis Faw'!$A$2:$A$26,1)))/(INDEX('Shultis Faw'!$A$2:$A$26,MATCH($C208,'Shultis Faw'!$A$2:$A$26,1)+1)-INDEX('Shultis Faw'!$A$2:$A$26,MATCH($C208,'Shultis Faw'!$A$2:$A$26,1))),$C208*'Shultis Faw'!$C$2/'Shultis Faw'!$A$2)","v":2.1171209500000003},{"$f":"_xlfn.IFNA(INDEX('Shultis Faw'!$D$2:$D$26,MATCH($C208,'Shultis Faw'!$A$2:$A$26,1))+($C208-INDEX('Shultis Faw'!$A$2:$A$26,MATCH($C208,'Shultis Faw'!$A$2:$A$26,1)))*(INDEX('Shultis Faw'!$D$2:$D$26,MATCH($C208,'Shultis Faw'!$A$2:$A$26,1)+1)-INDEX('Shultis Faw'!$D$2:$D$26,MATCH($C208,'Shultis Faw'!$A$2:$A$26,1)))/(INDEX('Shultis Faw'!$A$2:$A$26,MATCH($C208,'Shultis Faw'!$A$2:$A$26,1)+1)-INDEX('Shultis Faw'!$A$2:$A$26,MATCH($C208,'Shultis Faw'!$A$2:$A$26,1))),$C208*'Shultis Faw'!$D$2/'Shultis Faw'!$A$2)","v":1.45434365},{"$f":"_xlfn.IFNA(INDEX('Shultis Faw'!$B$2:$B$26,MATCH($C208,'Shultis Faw'!$A$2:$A$26,1))+($C208-INDEX('Shultis Faw'!$A$2:$A$26,MATCH($C208,'Shultis Faw'!$A$2:$A$26,1)))*(INDEX('Shultis Faw'!$B$2:$B$26,MATCH($C208,'Shultis Faw'!$A$2:$A$26,1)+1)-INDEX('Shultis Faw'!$B$2:$B$26,MATCH($C208,'Shultis Faw'!$A$2:$A$26,1)))/(INDEX('Shultis Faw'!$A$2:$A$26,MATCH($C208,'Shultis Faw'!$A$2:$A$26,1)+1)-INDEX('Shultis Faw'!$A$2:$A$26,MATCH($C208,'Shultis Faw'!$A$2:$A$26,1))),$C208*'Shultis Faw'!$B$2/'Shultis Faw'!$A$2)","v":-9.1072799999999995E-2},{"$f":"_xlfn.IFNA(INDEX('Shultis Faw'!$E$2:$E$26,MATCH($C208,'Shultis Faw'!$A$2:$A$26,1))+($C208-INDEX('Shultis Faw'!$A$2:$A$26,MATCH($C208,'Shultis Faw'!$A$2:$A$26,1)))*(INDEX('Shultis Faw'!$E$2:$E$26,MATCH($C208,'Shultis Faw'!$A$2:$A$26,1)+1)-INDEX('Shultis Faw'!$E$2:$E$26,MATCH($C208,'Shultis Faw'!$A$2:$A$26,1)))/(INDEX('Shultis Faw'!$A$2:$A$26,MATCH($C208,'Shultis Faw'!$A$2:$A$26,1)+1)-INDEX('Shultis Faw'!$A$2:$A$26,MATCH($C208,'Shultis Faw'!$A$2:$A$26,1))),$C208*'Shultis Faw'!$E$2/'Shultis Faw'!$A$2)","v":3.8564345E-2},{"$f":"_xlfn.IFNA(INDEX('Shultis Faw'!$F$2:$F$26,MATCH($C208,'Shultis Faw'!$A$2:$A$26,1))+($C208-INDEX('Shultis Faw'!$A$2:$A$26,MATCH($C208,'Shultis Faw'!$A$2:$A$26,1)))*(INDEX('Shultis Faw'!$F$2:$F$26,MATCH($C208,'Shultis Faw'!$A$2:$A$26,1)+1)-INDEX('Shultis Faw'!$F$2:$F$26,MATCH($C208,'Shultis Faw'!$A$2:$A$26,1)))/(INDEX('Shultis Faw'!$A$2:$A$26,MATCH($C208,'Shultis Faw'!$A$2:$A$26,1)+1)-INDEX('Shultis Faw'!$A$2:$A$26,MATCH($C208,'Shultis Faw'!$A$2:$A$26,1))),$C208*'Shultis Faw'!$F$2/'Shultis Faw'!$A$2)","v":14.238137},{"$f":"J208*(H208*'Externe blootstelling'!$D$23/2)^K208+L208*(TANH(((H208*'Externe blootstelling'!$D$23)/(2*M208))-2)-TANH(-2))/(1-TANH(-2))","v":1.4451560152484957},{"$f":"IF(N208=1,1+(I208-1)*H208*'Externe blootstelling'!$D$23/2,1+(I208-1)*(N208^(H208*'Externe blootstelling'!$D$23/2)-1)/(N208-1))","v":2.2159005284973459},{"$f":"G208*EXP(-H208*'Externe blootstelling'!$D$23/2)*O208","v":4.5925776908518532E-4}]
[null," g ",0.99019000000000001,1.5843039999999999E-13,3.1500000000000001E-4,{"$f":"_xlfn.IFNA(INDEX('hp (pSv cm2)'!$B$2:$B$52,MATCH($C209,'hp (pSv cm2)'!$A$2:$A$52,1))+($C209-INDEX('hp (pSv cm2)'!$A$2:$A$52,MATCH($C209,'hp (pSv cm2)'!$A$2:$A$52,1)))*(INDEX('hp (pSv cm2)'!$B$2:$B$52,MATCH($C209,'hp (pSv cm2)'!$A$2:$A$52,1)+1)-INDEX('hp (pSv cm2)'!$B$2:$B$52,MATCH($C209,'hp (pSv cm2)'!$A$2:$A$52,1)))/(INDEX('hp (pSv cm2)'!$A$2:$A$52,MATCH($C209,'hp (pSv cm2)'!$A$2:$A$52,1)+1)-INDEX('hp (pSv cm2)'!$A$2:$A$52,MATCH($C209,'hp (pSv cm2)'!$A$2:$A$52,1))),$C209*'hp (pSv cm2)'!$B$2/'hp (pSv cm2)'!$A$2)","v":4.4527220000000005},1.4026074300000002E-3,{"$f":"_xlfn.IFNA(0.997*(INDEX('Mass attenuation coefficients'!$B$2:$B$37,MATCH($C209,'Mass attenuation coefficients'!$A$2:$A$37,1))+($C209-INDEX('Mass attenuation coefficients'!$A$2:$A$37,MATCH($C209,'Mass attenuation coefficients'!$A$2:$A$37,1)))*(INDEX('Mass attenuation coefficients'!$B$2:$B$37,MATCH($C209,'Mass attenuation coefficients'!$A$2:$A$37,1)+1)-INDEX('Mass attenuation coefficients'!$B$2:$B$37,MATCH($C209,'Mass attenuation coefficients'!$A$2:$A$37,1)))/(INDEX('Mass attenuation coefficients'!$A$2:$A$37,MATCH($C209,'Mass attenuation coefficients'!$A$2:$A$37,1)+1)-INDEX('Mass attenuation coefficients'!$A$2:$A$37,MATCH($C209,'Mass attenuation coefficients'!$A$2:$A$37,1)))),0.997*$C209*'Mass attenuation coefficients'!$B$2/'Mass attenuation coefficients'!$A$2)","v":7.0895639600500007E-2},{"$f":"_xlfn.IFNA(INDEX('Shultis Faw'!$C$2:$C$26,MATCH($C209,'Shultis Faw'!$A$2:$A$26,1))+($C209-INDEX('Shultis Faw'!$A$2:$A$26,MATCH($C209,'Shultis Faw'!$A$2:$A$26,1)))*(INDEX('Shultis Faw'!$C$2:$C$26,MATCH($C209,'Shultis Faw'!$A$2:$A$26,1)+1)-INDEX('Shultis Faw'!$C$2:$C$26,MATCH($C209,'Shultis Faw'!$A$2:$A$26,1)))/(INDEX('Shultis Faw'!$A$2:$A$26,MATCH($C209,'Shultis Faw'!$A$2:$A$26,1)+1)-INDEX('Shultis Faw'!$A$2:$A$26,MATCH($C209,'Shultis Faw'!$A$2:$A$26,1))),$C209*'Shultis Faw'!$C$2/'Shultis Faw'!$A$2)","v":2.10834645},{"$f":"_xlfn.IFNA(INDEX('Shultis Faw'!$D$2:$D$26,MATCH($C209,'Shultis Faw'!$A$2:$A$26,1))+($C209-INDEX('Shultis Faw'!$A$2:$A$26,MATCH($C209,'Shultis Faw'!$A$2:$A$26,1)))*(INDEX('Shultis Faw'!$D$2:$D$26,MATCH($C209,'Shultis Faw'!$A$2:$A$26,1)+1)-INDEX('Shultis Faw'!$D$2:$D$26,MATCH($C209,'Shultis Faw'!$A$2:$A$26,1)))/(INDEX('Shultis Faw'!$A$2:$A$26,MATCH($C209,'Shultis Faw'!$A$2:$A$26,1)+1)-INDEX('Shultis Faw'!$A$2:$A$26,MATCH($C209,'Shultis Faw'!$A$2:$A$26,1))),$C209*'Shultis Faw'!$D$2/'Shultis Faw'!$A$2)","v":1.4460521500000001},{"$f":"_xlfn.IFNA(INDEX('Shultis Faw'!$B$2:$B$26,MATCH($C209,'Shultis Faw'!$A$2:$A$26,1))+($C209-INDEX('Shultis Faw'!$A$2:$A$26,MATCH($C209,'Shultis Faw'!$A$2:$A$26,1)))*(INDEX('Shultis Faw'!$B$2:$B$26,MATCH($C209,'Shultis Faw'!$A$2:$A$26,1)+1)-INDEX('Shultis Faw'!$B$2:$B$26,MATCH($C209,'Shultis Faw'!$A$2:$A$26,1)))/(INDEX('Shultis Faw'!$A$2:$A$26,MATCH($C209,'Shultis Faw'!$A$2:$A$26,1)+1)-INDEX('Shultis Faw'!$A$2:$A$26,MATCH($C209,'Shultis Faw'!$A$2:$A$26,1))),$C209*'Shultis Faw'!$B$2/'Shultis Faw'!$A$2)","v":-8.9784799999999998E-2},{"$f":"_xlfn.IFNA(INDEX('Shultis Faw'!$E$2:$E$26,MATCH($C209,'Shultis Faw'!$A$2:$A$26,1))+($C209-INDEX('Shultis Faw'!$A$2:$A$26,MATCH($C209,'Shultis Faw'!$A$2:$A$26,1)))*(INDEX('Shultis Faw'!$E$2:$E$26,MATCH($C209,'Shultis Faw'!$A$2:$A$26,1)+1)-INDEX('Shultis Faw'!$E$2:$E$26,MATCH($C209,'Shultis Faw'!$A$2:$A$26,1)))/(INDEX('Shultis Faw'!$A$2:$A$26,MATCH($C209,'Shultis Faw'!$A$2:$A$26,1)+1)-INDEX('Shultis Faw'!$A$2:$A$26,MATCH($C209,'Shultis Faw'!$A$2:$A$26,1))),$C209*'Shultis Faw'!$E$2/'Shultis Faw'!$A$2)","v":3.8089394999999998E-2},{"$f":"_xlfn.IFNA(INDEX('Shultis Faw'!$F$2:$F$26,MATCH($C209,'Shultis Faw'!$A$2:$A$26,1))+($C209-INDEX('Shultis Faw'!$A$2:$A$26,MATCH($C209,'Shultis Faw'!$A$2:$A$26,1)))*(INDEX('Shultis Faw'!$F$2:$F$26,MATCH($C209,'Shultis Faw'!$A$2:$A$26,1)+1)-INDEX('Shultis Faw'!$F$2:$F$26,MATCH($C209,'Shultis Faw'!$A$2:$A$26,1)))/(INDEX('Shultis Faw'!$A$2:$A$26,MATCH($C209,'Shultis Faw'!$A$2:$A$26,1)+1)-INDEX('Shultis Faw'!$A$2:$A$26,MATCH($C209,'Shultis Faw'!$A$2:$A$26,1))),$C209*'Shultis Faw'!$F$2/'Shultis Faw'!$A$2)","v":14.226867},{"$f":"J209*(H209*'Externe blootstelling'!$D$23/2)^K209+L209*(TANH(((H209*'Externe blootstelling'!$D$23)/(2*M209))-2)-TANH(-2))/(1-TANH(-2))","v":1.4381990465571179},{"$f":"IF(N209=1,1+(I209-1)*H209*'Externe blootstelling'!$D$23/2,1+(I209-1)*(N209^(H209*'Externe blootstelling'!$D$23/2)-1)/(N209-1))","v":2.1931744917129103},{"$f":"G209*EXP(-H209*'Externe blootstelling'!$D$23/2)*O209","v":1.0621003334078522E-3}]
[null," g ",1.0011000000000001,1.6017600000000002E-13,4.6E-5,{"$f":"_xlfn.IFNA(INDEX('hp (pSv cm2)'!$B$2:$B$52,MATCH($C210,'hp (pSv cm2)'!$A$2:$A$52,1))+($C210-INDEX('hp (pSv cm2)'!$A$2:$A$52,MATCH($C210,'hp (pSv cm2)'!$A$2:$A$52,1)))*(INDEX('hp (pSv cm2)'!$B$2:$B$52,MATCH($C210,'hp (pSv cm2)'!$A$2:$A$52,1)+1)-INDEX('hp (pSv cm2)'!$B$2:$B$52,MATCH($C210,'hp (pSv cm2)'!$A$2:$A$52,1)))/(INDEX('hp (pSv cm2)'!$A$2:$A$52,MATCH($C210,'hp (pSv cm2)'!$A$2:$A$52,1)+1)-INDEX('hp (pSv cm2)'!$A$2:$A$52,MATCH($C210,'hp (pSv cm2)'!$A$2:$A$52,1))),$C210*'hp (pSv cm2)'!$B$2/'hp (pSv cm2)'!$A$2)","v":4.4935860000000005},2.0670495600000002E-4,{"$f":"_xlfn.IFNA(0.997*(INDEX('Mass attenuation coefficients'!$B$2:$B$37,MATCH($C210,'Mass attenuation coefficients'!$A$2:$A$37,1))+($C210-INDEX('Mass attenuation coefficients'!$A$2:$A$37,MATCH($C210,'Mass attenuation coefficients'!$A$2:$A$37,1)))*(INDEX('Mass attenuation coefficients'!$B$2:$B$37,MATCH($C210,'Mass attenuation coefficients'!$A$2:$A$37,1)+1)-INDEX('Mass attenuation coefficients'!$B$2:$B$37,MATCH($C210,'Mass attenuation coefficients'!$A$2:$A$37,1)))/(INDEX('Mass attenuation coefficients'!$A$2:$A$37,MATCH($C210,'Mass attenuation coefficients'!$A$2:$A$37,1)+1)-INDEX('Mass attenuation coefficients'!$A$2:$A$37,MATCH($C210,'Mass attenuation coefficients'!$A$2:$A$37,1)))),0.997*$C210*'Mass attenuation coefficients'!$B$2/'Mass attenuation coefficients'!$A$2)","v":7.0474982868000011E-2},{"$f":"_xlfn.IFNA(INDEX('Shultis Faw'!$C$2:$C$26,MATCH($C210,'Shultis Faw'!$A$2:$A$26,1))+($C210-INDEX('Shultis Faw'!$A$2:$A$26,MATCH($C210,'Shultis Faw'!$A$2:$A$26,1)))*(INDEX('Shultis Faw'!$C$2:$C$26,MATCH($C210,'Shultis Faw'!$A$2:$A$26,1)+1)-INDEX('Shultis Faw'!$C$2:$C$26,MATCH($C210,'Shultis Faw'!$A$2:$A$26,1)))/(INDEX('Shultis Faw'!$A$2:$A$26,MATCH($C210,'Shultis Faw'!$A$2:$A$26,1)+1)-INDEX('Shultis Faw'!$A$2:$A$26,MATCH($C210,'Shultis Faw'!$A$2:$A$26,1))),$C210*'Shultis Faw'!$C$2/'Shultis Faw'!$A$2)","v":2.1026392},{"$f":"_xlfn.IFNA(INDEX('Shultis Faw'!$D$2:$D$26,MATCH($C210,'Shultis Faw'!$A$2:$A$26,1))+($C210-INDEX('Shultis Faw'!$A$2:$A$26,MATCH($C210,'Shultis Faw'!$A$2:$A$26,1)))*(INDEX('Shultis Faw'!$D$2:$D$26,MATCH($C210,'Shultis Faw'!$A$2:$A$26,1)+1)-INDEX('Shultis Faw'!$D$2:$D$26,MATCH($C210,'Shultis Faw'!$A$2:$A$26,1)))/(INDEX('Shultis Faw'!$A$2:$A$26,MATCH($C210,'Shultis Faw'!$A$2:$A$26,1)+1)-INDEX('Shultis Faw'!$A$2:$A$26,MATCH($C210,'Shultis Faw'!$A$2:$A$26,1))),$C210*'Shultis Faw'!$D$2/'Shultis Faw'!$A$2)","v":1.4406216000000001},{"$f":"_xlfn.IFNA(INDEX('Shultis Faw'!$B$2:$B$26,MATCH($C210,'Shultis Faw'!$A$2:$A$26,1))+($C210-INDEX('Shultis Faw'!$A$2:$A$26,MATCH($C210,'Shultis Faw'!$A$2:$A$26,1)))*(INDEX('Shultis Faw'!$B$2:$B$26,MATCH($C210,'Shultis Faw'!$A$2:$A$26,1)+1)-INDEX('Shultis Faw'!$B$2:$B$26,MATCH($C210,'Shultis Faw'!$A$2:$A$26,1)))/(INDEX('Shultis Faw'!$A$2:$A$26,MATCH($C210,'Shultis Faw'!$A$2:$A$26,1)+1)-INDEX('Shultis Faw'!$A$2:$A$26,MATCH($C210,'Shultis Faw'!$A$2:$A$26,1))),$C210*'Shultis Faw'!$B$2/'Shultis Faw'!$A$2)","v":-8.8931799999999991E-2},{"$f":"_xlfn.IFNA(INDEX('Shultis Faw'!$E$2:$E$26,MATCH($C210,'Shultis Faw'!$A$2:$A$26,1))+($C210-INDEX('Shultis Faw'!$A$2:$A$26,MATCH($C210,'Shultis Faw'!$A$2:$A$26,1)))*(INDEX('Shultis Faw'!$E$2:$E$26,MATCH($C210,'Shultis Faw'!$A$2:$A$26,1)+1)-INDEX('Shultis Faw'!$E$2:$E$26,MATCH($C210,'Shultis Faw'!$A$2:$A$26,1)))/(INDEX('Shultis Faw'!$A$2:$A$26,MATCH($C210,'Shultis Faw'!$A$2:$A$26,1)+1)-INDEX('Shultis Faw'!$A$2:$A$26,MATCH($C210,'Shultis Faw'!$A$2:$A$26,1))),$C210*'Shultis Faw'!$E$2/'Shultis Faw'!$A$2)","v":3.7770959999999999E-2},{"$f":"_xlfn.IFNA(INDEX('Shultis Faw'!$F$2:$F$26,MATCH($C210,'Shultis Faw'!$A$2:$A$26,1))+($C210-INDEX('Shultis Faw'!$A$2:$A$26,MATCH($C210,'Shultis Faw'!$A$2:$A$26,1)))*(INDEX('Shultis Faw'!$F$2:$F$26,MATCH($C210,'Shultis Faw'!$A$2:$A$26,1)+1)-INDEX('Shultis Faw'!$F$2:$F$26,MATCH($C210,'Shultis Faw'!$A$2:$A$26,1)))/(INDEX('Shultis Faw'!$A$2:$A$26,MATCH($C210,'Shultis Faw'!$A$2:$A$26,1)+1)-INDEX('Shultis Faw'!$A$2:$A$26,MATCH($C210,'Shultis Faw'!$A$2:$A$26,1))),$C210*'Shultis Faw'!$F$2/'Shultis Faw'!$A$2)","v":14.220660000000001},{"$f":"J210*(H210*'Externe blootstelling'!$D$23/2)^K210+L210*(TANH(((H210*'Externe blootstelling'!$D$23)/(2*M210))-2)-TANH(-2))/(1-TANH(-2))","v":1.4336304853544992},{"$f":"IF(N210=1,1+(I210-1)*H210*'Externe blootstelling'!$D$23/2,1+(I210-1)*(N210^(H210*'Externe blootstelling'!$D$23/2)-1)/(N210-1))","v":2.1784283065326262},{"$f":"G210*EXP(-H210*'Externe blootstelling'!$D$23/2)*O210","v":1.5645545809146865E-4}]
[null," g ",1.0052719999999999,1.6084352E-13,6.6500000000000005E-3,{"$f":"_xlfn.IFNA(INDEX('hp (pSv cm2)'!$B$2:$B$52,MATCH($C211,'hp (pSv cm2)'!$A$2:$A$52,1))+($C211-INDEX('hp (pSv cm2)'!$A$2:$A$52,MATCH($C211,'hp (pSv cm2)'!$A$2:$A$52,1)))*(INDEX('hp (pSv cm2)'!$B$2:$B$52,MATCH($C211,'hp (pSv cm2)'!$A$2:$A$52,1)+1)-INDEX('hp (pSv cm2)'!$B$2:$B$52,MATCH($C211,'hp (pSv cm2)'!$A$2:$A$52,1)))/(INDEX('hp (pSv cm2)'!$A$2:$A$52,MATCH($C211,'hp (pSv cm2)'!$A$2:$A$52,1)+1)-INDEX('hp (pSv cm2)'!$A$2:$A$52,MATCH($C211,'hp (pSv cm2)'!$A$2:$A$52,1))),$C211*'hp (pSv cm2)'!$B$2/'hp (pSv cm2)'!$A$2)","v":4.50718672},2.9972791688000003E-2,{"$f":"_xlfn.IFNA(0.997*(INDEX('Mass attenuation coefficients'!$B$2:$B$37,MATCH($C211,'Mass attenuation coefficients'!$A$2:$A$37,1))+($C211-INDEX('Mass attenuation coefficients'!$A$2:$A$37,MATCH($C211,'Mass attenuation coefficients'!$A$2:$A$37,1)))*(INDEX('Mass attenuation coefficients'!$B$2:$B$37,MATCH($C211,'Mass attenuation coefficients'!$A$2:$A$37,1)+1)-INDEX('Mass attenuation coefficients'!$B$2:$B$37,MATCH($C211,'Mass attenuation coefficients'!$A$2:$A$37,1)))/(INDEX('Mass attenuation coefficients'!$A$2:$A$37,MATCH($C211,'Mass attenuation coefficients'!$A$2:$A$37,1)+1)-INDEX('Mass attenuation coefficients'!$A$2:$A$37,MATCH($C211,'Mass attenuation coefficients'!$A$2:$A$37,1)))),0.997*$C211*'Mass attenuation coefficients'!$B$2/'Mass attenuation coefficients'!$A$2)","v":7.0350364727360004E-2},{"$f":"_xlfn.IFNA(INDEX('Shultis Faw'!$C$2:$C$26,MATCH($C211,'Shultis Faw'!$A$2:$A$26,1))+($C211-INDEX('Shultis Faw'!$A$2:$A$26,MATCH($C211,'Shultis Faw'!$A$2:$A$26,1)))*(INDEX('Shultis Faw'!$C$2:$C$26,MATCH($C211,'Shultis Faw'!$A$2:$A$26,1)+1)-INDEX('Shultis Faw'!$C$2:$C$26,MATCH($C211,'Shultis Faw'!$A$2:$A$26,1)))/(INDEX('Shultis Faw'!$A$2:$A$26,MATCH($C211,'Shultis Faw'!$A$2:$A$26,1)+1)-INDEX('Shultis Faw'!$A$2:$A$26,MATCH($C211,'Shultis Faw'!$A$2:$A$26,1))),$C211*'Shultis Faw'!$C$2/'Shultis Faw'!$A$2)","v":2.101270784},{"$f":"_xlfn.IFNA(INDEX('Shultis Faw'!$D$2:$D$26,MATCH($C211,'Shultis Faw'!$A$2:$A$26,1))+($C211-INDEX('Shultis Faw'!$A$2:$A$26,MATCH($C211,'Shultis Faw'!$A$2:$A$26,1)))*(INDEX('Shultis Faw'!$D$2:$D$26,MATCH($C211,'Shultis Faw'!$A$2:$A$26,1)+1)-INDEX('Shultis Faw'!$D$2:$D$26,MATCH($C211,'Shultis Faw'!$A$2:$A$26,1)))/(INDEX('Shultis Faw'!$A$2:$A$26,MATCH($C211,'Shultis Faw'!$A$2:$A$26,1)+1)-INDEX('Shultis Faw'!$A$2:$A$26,MATCH($C211,'Shultis Faw'!$A$2:$A$26,1))),$C211*'Shultis Faw'!$D$2/'Shultis Faw'!$A$2)","v":1.4391864320000001},{"$f":"_xlfn.IFNA(INDEX('Shultis Faw'!$B$2:$B$26,MATCH($C211,'Shultis Faw'!$A$2:$A$26,1))+($C211-INDEX('Shultis Faw'!$A$2:$A$26,MATCH($C211,'Shultis Faw'!$A$2:$A$26,1)))*(INDEX('Shultis Faw'!$B$2:$B$26,MATCH($C211,'Shultis Faw'!$A$2:$A$26,1)+1)-INDEX('Shultis Faw'!$B$2:$B$26,MATCH($C211,'Shultis Faw'!$A$2:$A$26,1)))/(INDEX('Shultis Faw'!$A$2:$A$26,MATCH($C211,'Shultis Faw'!$A$2:$A$26,1)+1)-INDEX('Shultis Faw'!$A$2:$A$26,MATCH($C211,'Shultis Faw'!$A$2:$A$26,1))),$C211*'Shultis Faw'!$B$2/'Shultis Faw'!$A$2)","v":-8.8673136E-2},{"$f":"_xlfn.IFNA(INDEX('Shultis Faw'!$E$2:$E$26,MATCH($C211,'Shultis Faw'!$A$2:$A$26,1))+($C211-INDEX('Shultis Faw'!$A$2:$A$26,MATCH($C211,'Shultis Faw'!$A$2:$A$26,1)))*(INDEX('Shultis Faw'!$E$2:$E$26,MATCH($C211,'Shultis Faw'!$A$2:$A$26,1)+1)-INDEX('Shultis Faw'!$E$2:$E$26,MATCH($C211,'Shultis Faw'!$A$2:$A$26,1)))/(INDEX('Shultis Faw'!$A$2:$A$26,MATCH($C211,'Shultis Faw'!$A$2:$A$26,1)+1)-INDEX('Shultis Faw'!$A$2:$A$26,MATCH($C211,'Shultis Faw'!$A$2:$A$26,1))),$C211*'Shultis Faw'!$E$2/'Shultis Faw'!$A$2)","v":3.7660819200000001E-2},{"$f":"_xlfn.IFNA(INDEX('Shultis Faw'!$F$2:$F$26,MATCH($C211,'Shultis Faw'!$A$2:$A$26,1))+($C211-INDEX('Shultis Faw'!$A$2:$A$26,MATCH($C211,'Shultis Faw'!$A$2:$A$26,1)))*(INDEX('Shultis Faw'!$F$2:$F$26,MATCH($C211,'Shultis Faw'!$A$2:$A$26,1)+1)-INDEX('Shultis Faw'!$F$2:$F$26,MATCH($C211,'Shultis Faw'!$A$2:$A$26,1)))/(INDEX('Shultis Faw'!$A$2:$A$26,MATCH($C211,'Shultis Faw'!$A$2:$A$26,1)+1)-INDEX('Shultis Faw'!$A$2:$A$26,MATCH($C211,'Shultis Faw'!$A$2:$A$26,1))),$C211*'Shultis Faw'!$F$2/'Shultis Faw'!$A$2)","v":14.2231632},{"$f":"J211*(H211*'Externe blootstelling'!$D$23/2)^K211+L211*(TANH(((H211*'Externe blootstelling'!$D$23)/(2*M211))-2)-TANH(-2))/(1-TANH(-2))","v":1.4324471942842592},{"$f":"IF(N211=1,1+(I211-1)*H211*'Externe blootstelling'!$D$23/2,1+(I211-1)*(N211^(H211*'Externe blootstelling'!$D$23/2)-1)/(N211-1))","v":2.1744340834391256},{"$f":"G211*EXP(-H211*'Externe blootstelling'!$D$23/2)*O211","v":2.2687247776155627E-2}]
[null," g ",1.0840000000000001,1.7343999999999999E-13,2.4399999999999999E-3,{"$f":"_xlfn.IFNA(INDEX('hp (pSv cm2)'!$B$2:$B$52,MATCH($C212,'hp (pSv cm2)'!$A$2:$A$52,1))+($C212-INDEX('hp (pSv cm2)'!$A$2:$A$52,MATCH($C212,'hp (pSv cm2)'!$A$2:$A$52,1)))*(INDEX('hp (pSv cm2)'!$B$2:$B$52,MATCH($C212,'hp (pSv cm2)'!$A$2:$A$52,1)+1)-INDEX('hp (pSv cm2)'!$B$2:$B$52,MATCH($C212,'hp (pSv cm2)'!$A$2:$A$52,1)))/(INDEX('hp (pSv cm2)'!$A$2:$A$52,MATCH($C212,'hp (pSv cm2)'!$A$2:$A$52,1)+1)-INDEX('hp (pSv cm2)'!$A$2:$A$52,MATCH($C212,'hp (pSv cm2)'!$A$2:$A$52,1))),$C212*'hp (pSv cm2)'!$B$2/'hp (pSv cm2)'!$A$2)","v":4.7638400000000001},1.16237696E-2,{"$f":"_xlfn.IFNA(0.997*(INDEX('Mass attenuation coefficients'!$B$2:$B$37,MATCH($C212,'Mass attenuation coefficients'!$A$2:$A$37,1))+($C212-INDEX('Mass attenuation coefficients'!$A$2:$A$37,MATCH($C212,'Mass attenuation coefficients'!$A$2:$A$37,1)))*(INDEX('Mass attenuation coefficients'!$B$2:$B$37,MATCH($C212,'Mass attenuation coefficients'!$A$2:$A$37,1)+1)-INDEX('Mass attenuation coefficients'!$B$2:$B$37,MATCH($C212,'Mass attenuation coefficients'!$A$2:$A$37,1)))/(INDEX('Mass attenuation coefficients'!$A$2:$A$37,MATCH($C212,'Mass attenuation coefficients'!$A$2:$A$37,1)+1)-INDEX('Mass attenuation coefficients'!$A$2:$A$37,MATCH($C212,'Mass attenuation coefficients'!$A$2:$A$37,1)))),0.997*$C212*'Mass attenuation coefficients'!$B$2/'Mass attenuation coefficients'!$A$2)","v":6.7998749920000004E-2},{"$f":"_xlfn.IFNA(INDEX('Shultis Faw'!$C$2:$C$26,MATCH($C212,'Shultis Faw'!$A$2:$A$26,1))+($C212-INDEX('Shultis Faw'!$A$2:$A$26,MATCH($C212,'Shultis Faw'!$A$2:$A$26,1)))*(INDEX('Shultis Faw'!$C$2:$C$26,MATCH($C212,'Shultis Faw'!$A$2:$A$26,1)+1)-INDEX('Shultis Faw'!$C$2:$C$26,MATCH($C212,'Shultis Faw'!$A$2:$A$26,1)))/(INDEX('Shultis Faw'!$A$2:$A$26,MATCH($C212,'Shultis Faw'!$A$2:$A$26,1)+1)-INDEX('Shultis Faw'!$A$2:$A$26,MATCH($C212,'Shultis Faw'!$A$2:$A$26,1))),$C212*'Shultis Faw'!$C$2/'Shultis Faw'!$A$2)","v":2.0754480000000002},{"$f":"_xlfn.IFNA(INDEX('Shultis Faw'!$D$2:$D$26,MATCH($C212,'Shultis Faw'!$A$2:$A$26,1))+($C212-INDEX('Shultis Faw'!$A$2:$A$26,MATCH($C212,'Shultis Faw'!$A$2:$A$26,1)))*(INDEX('Shultis Faw'!$D$2:$D$26,MATCH($C212,'Shultis Faw'!$A$2:$A$26,1)+1)-INDEX('Shultis Faw'!$D$2:$D$26,MATCH($C212,'Shultis Faw'!$A$2:$A$26,1)))/(INDEX('Shultis Faw'!$A$2:$A$26,MATCH($C212,'Shultis Faw'!$A$2:$A$26,1)+1)-INDEX('Shultis Faw'!$A$2:$A$26,MATCH($C212,'Shultis Faw'!$A$2:$A$26,1))),$C212*'Shultis Faw'!$D$2/'Shultis Faw'!$A$2)","v":1.412104},{"$f":"_xlfn.IFNA(INDEX('Shultis Faw'!$B$2:$B$26,MATCH($C212,'Shultis Faw'!$A$2:$A$26,1))+($C212-INDEX('Shultis Faw'!$A$2:$A$26,MATCH($C212,'Shultis Faw'!$A$2:$A$26,1)))*(INDEX('Shultis Faw'!$B$2:$B$26,MATCH($C212,'Shultis Faw'!$A$2:$A$26,1)+1)-INDEX('Shultis Faw'!$B$2:$B$26,MATCH($C212,'Shultis Faw'!$A$2:$A$26,1)))/(INDEX('Shultis Faw'!$A$2:$A$26,MATCH($C212,'Shultis Faw'!$A$2:$A$26,1)+1)-INDEX('Shultis Faw'!$A$2:$A$26,MATCH($C212,'Shultis Faw'!$A$2:$A$26,1))),$C212*'Shultis Faw'!$B$2/'Shultis Faw'!$A$2)","v":-8.3791999999999991E-2},{"$f":"_xlfn.IFNA(INDEX('Shultis Faw'!$E$2:$E$26,MATCH($C212,'Shultis Faw'!$A$2:$A$26,1))+($C212-INDEX('Shultis Faw'!$A$2:$A$26,MATCH($C212,'Shultis Faw'!$A$2:$A$26,1)))*(INDEX('Shultis Faw'!$E$2:$E$26,MATCH($C212,'Shultis Faw'!$A$2:$A$26,1)+1)-INDEX('Shultis Faw'!$E$2:$E$26,MATCH($C212,'Shultis Faw'!$A$2:$A$26,1)))/(INDEX('Shultis Faw'!$A$2:$A$26,MATCH($C212,'Shultis Faw'!$A$2:$A$26,1)+1)-INDEX('Shultis Faw'!$A$2:$A$26,MATCH($C212,'Shultis Faw'!$A$2:$A$26,1))),$C212*'Shultis Faw'!$E$2/'Shultis Faw'!$A$2)","v":3.55824E-2},{"$f":"_xlfn.IFNA(INDEX('Shultis Faw'!$F$2:$F$26,MATCH($C212,'Shultis Faw'!$A$2:$A$26,1))+($C212-INDEX('Shultis Faw'!$A$2:$A$26,MATCH($C212,'Shultis Faw'!$A$2:$A$26,1)))*(INDEX('Shultis Faw'!$F$2:$F$26,MATCH($C212,'Shultis Faw'!$A$2:$A$26,1)+1)-INDEX('Shultis Faw'!$F$2:$F$26,MATCH($C212,'Shultis Faw'!$A$2:$A$26,1)))/(INDEX('Shultis Faw'!$A$2:$A$26,MATCH($C212,'Shultis Faw'!$A$2:$A$26,1)+1)-INDEX('Shultis Faw'!$A$2:$A$26,MATCH($C212,'Shultis Faw'!$A$2:$A$26,1))),$C212*'Shultis Faw'!$F$2/'Shultis Faw'!$A$2)","v":14.2704},{"$f":"J212*(H212*'Externe blootstelling'!$D$23/2)^K212+L212*(TANH(((H212*'Externe blootstelling'!$D$23)/(2*M212))-2)-TANH(-2))/(1-TANH(-2))","v":1.4098630862355765},{"$f":"IF(N212=1,1+(I212-1)*H212*'Externe blootstelling'!$D$23/2,1+(I212-1)*(N212^(H212*'Externe blootstelling'!$D$23/2)-1)/(N212-1))","v":2.1009256157427285},{"$f":"G212*EXP(-H212*'Externe blootstelling'!$D$23/2)*O212","v":8.806137074368876E-3}]
[null," g ",1.0858369999999999,1.7373391999999998E-13,0.1013,{"$f":"_xlfn.IFNA(INDEX('hp (pSv cm2)'!$B$2:$B$52,MATCH($C213,'hp (pSv cm2)'!$A$2:$A$52,1))+($C213-INDEX('hp (pSv cm2)'!$A$2:$A$52,MATCH($C213,'hp (pSv cm2)'!$A$2:$A$52,1)))*(INDEX('hp (pSv cm2)'!$B$2:$B$52,MATCH($C213,'hp (pSv cm2)'!$A$2:$A$52,1)+1)-INDEX('hp (pSv cm2)'!$B$2:$B$52,MATCH($C213,'hp (pSv cm2)'!$A$2:$A$52,1)))/(INDEX('hp (pSv cm2)'!$A$2:$A$52,MATCH($C213,'hp (pSv cm2)'!$A$2:$A$52,1)+1)-INDEX('hp (pSv cm2)'!$A$2:$A$52,MATCH($C213,'hp (pSv cm2)'!$A$2:$A$52,1))),$C213*'hp (pSv cm2)'!$B$2/'hp (pSv cm2)'!$A$2)","v":4.7698286200000002},0.48318363920600005,{"$f":"_xlfn.IFNA(0.997*(INDEX('Mass attenuation coefficients'!$B$2:$B$37,MATCH($C213,'Mass attenuation coefficients'!$A$2:$A$37,1))+($C213-INDEX('Mass attenuation coefficients'!$A$2:$A$37,MATCH($C213,'Mass attenuation coefficients'!$A$2:$A$37,1)))*(INDEX('Mass attenuation coefficients'!$B$2:$B$37,MATCH($C213,'Mass attenuation coefficients'!$A$2:$A$37,1)+1)-INDEX('Mass attenuation coefficients'!$B$2:$B$37,MATCH($C213,'Mass attenuation coefficients'!$A$2:$A$37,1)))/(INDEX('Mass attenuation coefficients'!$A$2:$A$37,MATCH($C213,'Mass attenuation coefficients'!$A$2:$A$37,1)+1)-INDEX('Mass attenuation coefficients'!$A$2:$A$37,MATCH($C213,'Mass attenuation coefficients'!$A$2:$A$37,1)))),0.997*$C213*'Mass attenuation coefficients'!$B$2/'Mass attenuation coefficients'!$A$2)","v":6.7943878509560005E-2},{"$f":"_xlfn.IFNA(INDEX('Shultis Faw'!$C$2:$C$26,MATCH($C213,'Shultis Faw'!$A$2:$A$26,1))+($C213-INDEX('Shultis Faw'!$A$2:$A$26,MATCH($C213,'Shultis Faw'!$A$2:$A$26,1)))*(INDEX('Shultis Faw'!$C$2:$C$26,MATCH($C213,'Shultis Faw'!$A$2:$A$26,1)+1)-INDEX('Shultis Faw'!$C$2:$C$26,MATCH($C213,'Shultis Faw'!$A$2:$A$26,1)))/(INDEX('Shultis Faw'!$A$2:$A$26,MATCH($C213,'Shultis Faw'!$A$2:$A$26,1)+1)-INDEX('Shultis Faw'!$A$2:$A$26,MATCH($C213,'Shultis Faw'!$A$2:$A$26,1))),$C213*'Shultis Faw'!$C$2/'Shultis Faw'!$A$2)","v":2.074845464},{"$f":"_xlfn.IFNA(INDEX('Shultis Faw'!$D$2:$D$26,MATCH($C213,'Shultis Faw'!$A$2:$A$26,1))+($C213-INDEX('Shultis Faw'!$A$2:$A$26,MATCH($C213,'Shultis Faw'!$A$2:$A$26,1)))*(INDEX('Shultis Faw'!$D$2:$D$26,MATCH($C213,'Shultis Faw'!$A$2:$A$26,1)+1)-INDEX('Shultis Faw'!$D$2:$D$26,MATCH($C213,'Shultis Faw'!$A$2:$A$26,1)))/(INDEX('Shultis Faw'!$A$2:$A$26,MATCH($C213,'Shultis Faw'!$A$2:$A$26,1)+1)-INDEX('Shultis Faw'!$A$2:$A$26,MATCH($C213,'Shultis Faw'!$A$2:$A$26,1))),$C213*'Shultis Faw'!$D$2/'Shultis Faw'!$A$2)","v":1.411472072},{"$f":"_xlfn.IFNA(INDEX('Shultis Faw'!$B$2:$B$26,MATCH($C213,'Shultis Faw'!$A$2:$A$26,1))+($C213-INDEX('Shultis Faw'!$A$2:$A$26,MATCH($C213,'Shultis Faw'!$A$2:$A$26,1)))*(INDEX('Shultis Faw'!$B$2:$B$26,MATCH($C213,'Shultis Faw'!$A$2:$A$26,1)+1)-INDEX('Shultis Faw'!$B$2:$B$26,MATCH($C213,'Shultis Faw'!$A$2:$A$26,1)))/(INDEX('Shultis Faw'!$A$2:$A$26,MATCH($C213,'Shultis Faw'!$A$2:$A$26,1)+1)-INDEX('Shultis Faw'!$A$2:$A$26,MATCH($C213,'Shultis Faw'!$A$2:$A$26,1))),$C213*'Shultis Faw'!$B$2/'Shultis Faw'!$A$2)","v":-8.3678106000000002E-2},{"$f":"_xlfn.IFNA(INDEX('Shultis Faw'!$E$2:$E$26,MATCH($C213,'Shultis Faw'!$A$2:$A$26,1))+($C213-INDEX('Shultis Faw'!$A$2:$A$26,MATCH($C213,'Shultis Faw'!$A$2:$A$26,1)))*(INDEX('Shultis Faw'!$E$2:$E$26,MATCH($C213,'Shultis Faw'!$A$2:$A$26,1)+1)-INDEX('Shultis Faw'!$E$2:$E$26,MATCH($C213,'Shultis Faw'!$A$2:$A$26,1)))/(INDEX('Shultis Faw'!$A$2:$A$26,MATCH($C213,'Shultis Faw'!$A$2:$A$26,1)+1)-INDEX('Shultis Faw'!$A$2:$A$26,MATCH($C213,'Shultis Faw'!$A$2:$A$26,1))),$C213*'Shultis Faw'!$E$2/'Shultis Faw'!$A$2)","v":3.5533903200000001E-2},{"$f":"_xlfn.IFNA(INDEX('Shultis Faw'!$F$2:$F$26,MATCH($C213,'Shultis Faw'!$A$2:$A$26,1))+($C213-INDEX('Shultis Faw'!$A$2:$A$26,MATCH($C213,'Shultis Faw'!$A$2:$A$26,1)))*(INDEX('Shultis Faw'!$F$2:$F$26,MATCH($C213,'Shultis Faw'!$A$2:$A$26,1)+1)-INDEX('Shultis Faw'!$F$2:$F$26,MATCH($C213,'Shultis Faw'!$A$2:$A$26,1)))/(INDEX('Shultis Faw'!$A$2:$A$26,MATCH($C213,'Shultis Faw'!$A$2:$A$26,1)+1)-INDEX('Shultis Faw'!$A$2:$A$26,MATCH($C213,'Shultis Faw'!$A$2:$A$26,1))),$C213*'Shultis Faw'!$F$2/'Shultis Faw'!$A$2)","v":14.2715022},{"$f":"J213*(H213*'Externe blootstelling'!$D$23/2)^K213+L213*(TANH(((H213*'Externe blootstelling'!$D$23)/(2*M213))-2)-TANH(-2))/(1-TANH(-2))","v":1.4093303457908599},{"$f":"IF(N213=1,1+(I213-1)*H213*'Externe blootstelling'!$D$23/2,1+(I213-1)*(N213^(H213*'Externe blootstelling'!$D$23/2)-1)/(N213-1))","v":2.0992520226220246},{"$f":"G213*EXP(-H213*'Externe blootstelling'!$D$23/2)*O213","v":0.36606822045703419}]
[null," g ",1.0897370000000002,1.7435792000000002E-13,1.7299999999999999E-2,{"$f":"_xlfn.IFNA(INDEX('hp (pSv cm2)'!$B$2:$B$52,MATCH($C214,'hp (pSv cm2)'!$A$2:$A$52,1))+($C214-INDEX('hp (pSv cm2)'!$A$2:$A$52,MATCH($C214,'hp (pSv cm2)'!$A$2:$A$52,1)))*(INDEX('hp (pSv cm2)'!$B$2:$B$52,MATCH($C214,'hp (pSv cm2)'!$A$2:$A$52,1)+1)-INDEX('hp (pSv cm2)'!$B$2:$B$52,MATCH($C214,'hp (pSv cm2)'!$A$2:$A$52,1)))/(INDEX('hp (pSv cm2)'!$A$2:$A$52,MATCH($C214,'hp (pSv cm2)'!$A$2:$A$52,1)+1)-INDEX('hp (pSv cm2)'!$A$2:$A$52,MATCH($C214,'hp (pSv cm2)'!$A$2:$A$52,1))),$C214*'hp (pSv cm2)'!$B$2/'hp (pSv cm2)'!$A$2)","v":4.782542620000001},8.2737987326000018E-2,{"$f":"_xlfn.IFNA(0.997*(INDEX('Mass attenuation coefficients'!$B$2:$B$37,MATCH($C214,'Mass attenuation coefficients'!$A$2:$A$37,1))+($C214-INDEX('Mass attenuation coefficients'!$A$2:$A$37,MATCH($C214,'Mass attenuation coefficients'!$A$2:$A$37,1)))*(INDEX('Mass attenuation coefficients'!$B$2:$B$37,MATCH($C214,'Mass attenuation coefficients'!$A$2:$A$37,1)+1)-INDEX('Mass attenuation coefficients'!$B$2:$B$37,MATCH($C214,'Mass attenuation coefficients'!$A$2:$A$37,1)))/(INDEX('Mass attenuation coefficients'!$A$2:$A$37,MATCH($C214,'Mass attenuation coefficients'!$A$2:$A$37,1)+1)-INDEX('Mass attenuation coefficients'!$A$2:$A$37,MATCH($C214,'Mass attenuation coefficients'!$A$2:$A$37,1)))),0.997*$C214*'Mass attenuation coefficients'!$B$2/'Mass attenuation coefficients'!$A$2)","v":6.7827385041559995E-2},{"$f":"_xlfn.IFNA(INDEX('Shultis Faw'!$C$2:$C$26,MATCH($C214,'Shultis Faw'!$A$2:$A$26,1))+($C214-INDEX('Shultis Faw'!$A$2:$A$26,MATCH($C214,'Shultis Faw'!$A$2:$A$26,1)))*(INDEX('Shultis Faw'!$C$2:$C$26,MATCH($C214,'Shultis Faw'!$A$2:$A$26,1)+1)-INDEX('Shultis Faw'!$C$2:$C$26,MATCH($C214,'Shultis Faw'!$A$2:$A$26,1)))/(INDEX('Shultis Faw'!$A$2:$A$26,MATCH($C214,'Shultis Faw'!$A$2:$A$26,1)+1)-INDEX('Shultis Faw'!$A$2:$A$26,MATCH($C214,'Shultis Faw'!$A$2:$A$26,1))),$C214*'Shultis Faw'!$C$2/'Shultis Faw'!$A$2)","v":2.0735662640000001},{"$f":"_xlfn.IFNA(INDEX('Shultis Faw'!$D$2:$D$26,MATCH($C214,'Shultis Faw'!$A$2:$A$26,1))+($C214-INDEX('Shultis Faw'!$A$2:$A$26,MATCH($C214,'Shultis Faw'!$A$2:$A$26,1)))*(INDEX('Shultis Faw'!$D$2:$D$26,MATCH($C214,'Shultis Faw'!$A$2:$A$26,1)+1)-INDEX('Shultis Faw'!$D$2:$D$26,MATCH($C214,'Shultis Faw'!$A$2:$A$26,1)))/(INDEX('Shultis Faw'!$A$2:$A$26,MATCH($C214,'Shultis Faw'!$A$2:$A$26,1)+1)-INDEX('Shultis Faw'!$A$2:$A$26,MATCH($C214,'Shultis Faw'!$A$2:$A$26,1))),$C214*'Shultis Faw'!$D$2/'Shultis Faw'!$A$2)","v":1.4101304720000001},{"$f":"_xlfn.IFNA(INDEX('Shultis Faw'!$B$2:$B$26,MATCH($C214,'Shultis Faw'!$A$2:$A$26,1))+($C214-INDEX('Shultis Faw'!$A$2:$A$26,MATCH($C214,'Shultis Faw'!$A$2:$A$26,1)))*(INDEX('Shultis Faw'!$B$2:$B$26,MATCH($C214,'Shultis Faw'!$A$2:$A$26,1)+1)-INDEX('Shultis Faw'!$B$2:$B$26,MATCH($C214,'Shultis Faw'!$A$2:$A$26,1)))/(INDEX('Shultis Faw'!$A$2:$A$26,MATCH($C214,'Shultis Faw'!$A$2:$A$26,1)+1)-INDEX('Shultis Faw'!$A$2:$A$26,MATCH($C214,'Shultis Faw'!$A$2:$A$26,1))),$C214*'Shultis Faw'!$B$2/'Shultis Faw'!$A$2)","v":-8.3436305999999988E-2},{"$f":"_xlfn.IFNA(INDEX('Shultis Faw'!$E$2:$E$26,MATCH($C214,'Shultis Faw'!$A$2:$A$26,1))+($C214-INDEX('Shultis Faw'!$A$2:$A$26,MATCH($C214,'Shultis Faw'!$A$2:$A$26,1)))*(INDEX('Shultis Faw'!$E$2:$E$26,MATCH($C214,'Shultis Faw'!$A$2:$A$26,1)+1)-INDEX('Shultis Faw'!$E$2:$E$26,MATCH($C214,'Shultis Faw'!$A$2:$A$26,1)))/(INDEX('Shultis Faw'!$A$2:$A$26,MATCH($C214,'Shultis Faw'!$A$2:$A$26,1)+1)-INDEX('Shultis Faw'!$A$2:$A$26,MATCH($C214,'Shultis Faw'!$A$2:$A$26,1))),$C214*'Shultis Faw'!$E$2/'Shultis Faw'!$A$2)","v":3.5430943199999995E-2},{"$f":"_xlfn.IFNA(INDEX('Shultis Faw'!$F$2:$F$26,MATCH($C214,'Shultis Faw'!$A$2:$A$26,1))+($C214-INDEX('Shultis Faw'!$A$2:$A$26,MATCH($C214,'Shultis Faw'!$A$2:$A$26,1)))*(INDEX('Shultis Faw'!$F$2:$F$26,MATCH($C214,'Shultis Faw'!$A$2:$A$26,1)+1)-INDEX('Shultis Faw'!$F$2:$F$26,MATCH($C214,'Shultis Faw'!$A$2:$A$26,1)))/(INDEX('Shultis Faw'!$A$2:$A$26,MATCH($C214,'Shultis Faw'!$A$2:$A$26,1)+1)-INDEX('Shultis Faw'!$A$2:$A$26,MATCH($C214,'Shultis Faw'!$A$2:$A$26,1))),$C214*'Shultis Faw'!$F$2/'Shultis Faw'!$A$2)","v":14.273842200000001},{"$f":"J214*(H214*'Externe blootstelling'!$D$23/2)^K214+L214*(TANH(((H214*'Externe blootstelling'!$D$23)/(2*M214))-2)-TANH(-2))/(1-TANH(-2))","v":1.4081984510750596},{"$f":"IF(N214=1,1+(I214-1)*H214*'Externe blootstelling'!$D$23/2,1+(I214-1)*(N214^(H214*'Externe blootstelling'!$D$23/2)-1)/(N214-1))","v":2.095705131642585},{"$f":"G214*EXP(-H214*'Externe blootstelling'!$D$23/2)*O214","v":6.2687253588573522E-2}]
[null," g ",1.1091739999999999,1.7746783999999996E-13,1.8599999999999999E-3,{"$f":"_xlfn.IFNA(INDEX('hp (pSv cm2)'!$B$2:$B$52,MATCH($C215,'hp (pSv cm2)'!$A$2:$A$52,1))+($C215-INDEX('hp (pSv cm2)'!$A$2:$A$52,MATCH($C215,'hp (pSv cm2)'!$A$2:$A$52,1)))*(INDEX('hp (pSv cm2)'!$B$2:$B$52,MATCH($C215,'hp (pSv cm2)'!$A$2:$A$52,1)+1)-INDEX('hp (pSv cm2)'!$B$2:$B$52,MATCH($C215,'hp (pSv cm2)'!$A$2:$A$52,1)))/(INDEX('hp (pSv cm2)'!$A$2:$A$52,MATCH($C215,'hp (pSv cm2)'!$A$2:$A$52,1)+1)-INDEX('hp (pSv cm2)'!$A$2:$A$52,MATCH($C215,'hp (pSv cm2)'!$A$2:$A$52,1))),$C215*'hp (pSv cm2)'!$B$2/'hp (pSv cm2)'!$A$2)","v":4.8459072399999998},9.0133874663999997E-3,{"$f":"_xlfn.IFNA(0.997*(INDEX('Mass attenuation coefficients'!$B$2:$B$37,MATCH($C215,'Mass attenuation coefficients'!$A$2:$A$37,1))+($C215-INDEX('Mass attenuation coefficients'!$A$2:$A$37,MATCH($C215,'Mass attenuation coefficients'!$A$2:$A$37,1)))*(INDEX('Mass attenuation coefficients'!$B$2:$B$37,MATCH($C215,'Mass attenuation coefficients'!$A$2:$A$37,1)+1)-INDEX('Mass attenuation coefficients'!$B$2:$B$37,MATCH($C215,'Mass attenuation coefficients'!$A$2:$A$37,1)))/(INDEX('Mass attenuation coefficients'!$A$2:$A$37,MATCH($C215,'Mass attenuation coefficients'!$A$2:$A$37,1)+1)-INDEX('Mass attenuation coefficients'!$A$2:$A$37,MATCH($C215,'Mass attenuation coefficients'!$A$2:$A$37,1)))),0.997*$C215*'Mass attenuation coefficients'!$B$2/'Mass attenuation coefficients'!$A$2)","v":6.7246799519119993E-2},{"$f":"_xlfn.IFNA(INDEX('Shultis Faw'!$C$2:$C$26,MATCH($C215,'Shultis Faw'!$A$2:$A$26,1))+($C215-INDEX('Shultis Faw'!$A$2:$A$26,MATCH($C215,'Shultis Faw'!$A$2:$A$26,1)))*(INDEX('Shultis Faw'!$C$2:$C$26,MATCH($C215,'Shultis Faw'!$A$2:$A$26,1)+1)-INDEX('Shultis Faw'!$C$2:$C$26,MATCH($C215,'Shultis Faw'!$A$2:$A$26,1)))/(INDEX('Shultis Faw'!$A$2:$A$26,MATCH($C215,'Shultis Faw'!$A$2:$A$26,1)+1)-INDEX('Shultis Faw'!$A$2:$A$26,MATCH($C215,'Shultis Faw'!$A$2:$A$26,1))),$C215*'Shultis Faw'!$C$2/'Shultis Faw'!$A$2)","v":2.067190928},{"$f":"_xlfn.IFNA(INDEX('Shultis Faw'!$D$2:$D$26,MATCH($C215,'Shultis Faw'!$A$2:$A$26,1))+($C215-INDEX('Shultis Faw'!$A$2:$A$26,MATCH($C215,'Shultis Faw'!$A$2:$A$26,1)))*(INDEX('Shultis Faw'!$D$2:$D$26,MATCH($C215,'Shultis Faw'!$A$2:$A$26,1)+1)-INDEX('Shultis Faw'!$D$2:$D$26,MATCH($C215,'Shultis Faw'!$A$2:$A$26,1)))/(INDEX('Shultis Faw'!$A$2:$A$26,MATCH($C215,'Shultis Faw'!$A$2:$A$26,1)+1)-INDEX('Shultis Faw'!$A$2:$A$26,MATCH($C215,'Shultis Faw'!$A$2:$A$26,1))),$C215*'Shultis Faw'!$D$2/'Shultis Faw'!$A$2)","v":1.4034441440000001},{"$f":"_xlfn.IFNA(INDEX('Shultis Faw'!$B$2:$B$26,MATCH($C215,'Shultis Faw'!$A$2:$A$26,1))+($C215-INDEX('Shultis Faw'!$A$2:$A$26,MATCH($C215,'Shultis Faw'!$A$2:$A$26,1)))*(INDEX('Shultis Faw'!$B$2:$B$26,MATCH($C215,'Shultis Faw'!$A$2:$A$26,1)+1)-INDEX('Shultis Faw'!$B$2:$B$26,MATCH($C215,'Shultis Faw'!$A$2:$A$26,1)))/(INDEX('Shultis Faw'!$A$2:$A$26,MATCH($C215,'Shultis Faw'!$A$2:$A$26,1)+1)-INDEX('Shultis Faw'!$A$2:$A$26,MATCH($C215,'Shultis Faw'!$A$2:$A$26,1))),$C215*'Shultis Faw'!$B$2/'Shultis Faw'!$A$2)","v":-8.2231211999999998E-2},{"$f":"_xlfn.IFNA(INDEX('Shultis Faw'!$E$2:$E$26,MATCH($C215,'Shultis Faw'!$A$2:$A$26,1))+($C215-INDEX('Shultis Faw'!$A$2:$A$26,MATCH($C215,'Shultis Faw'!$A$2:$A$26,1)))*(INDEX('Shultis Faw'!$E$2:$E$26,MATCH($C215,'Shultis Faw'!$A$2:$A$26,1)+1)-INDEX('Shultis Faw'!$E$2:$E$26,MATCH($C215,'Shultis Faw'!$A$2:$A$26,1)))/(INDEX('Shultis Faw'!$A$2:$A$26,MATCH($C215,'Shultis Faw'!$A$2:$A$26,1)+1)-INDEX('Shultis Faw'!$A$2:$A$26,MATCH($C215,'Shultis Faw'!$A$2:$A$26,1))),$C215*'Shultis Faw'!$E$2/'Shultis Faw'!$A$2)","v":3.4917806400000001E-2},{"$f":"_xlfn.IFNA(INDEX('Shultis Faw'!$F$2:$F$26,MATCH($C215,'Shultis Faw'!$A$2:$A$26,1))+($C215-INDEX('Shultis Faw'!$A$2:$A$26,MATCH($C215,'Shultis Faw'!$A$2:$A$26,1)))*(INDEX('Shultis Faw'!$F$2:$F$26,MATCH($C215,'Shultis Faw'!$A$2:$A$26,1)+1)-INDEX('Shultis Faw'!$F$2:$F$26,MATCH($C215,'Shultis Faw'!$A$2:$A$26,1)))/(INDEX('Shultis Faw'!$A$2:$A$26,MATCH($C215,'Shultis Faw'!$A$2:$A$26,1)+1)-INDEX('Shultis Faw'!$A$2:$A$26,MATCH($C215,'Shultis Faw'!$A$2:$A$26,1))),$C215*'Shultis Faw'!$F$2/'Shultis Faw'!$A$2)","v":14.285504400000001},{"$f":"J215*(H215*'Externe blootstelling'!$D$23/2)^K215+L215*(TANH(((H215*'Externe blootstelling'!$D$23)/(2*M215))-2)-TANH(-2))/(1-TANH(-2))","v":1.4025395751703753},{"$f":"IF(N215=1,1+(I215-1)*H215*'Externe blootstelling'!$D$23/2,1+(I215-1)*(N215^(H215*'Externe blootstelling'!$D$23/2)-1)/(N215-1))","v":2.0781529069670723},{"$f":"G215*EXP(-H215*'Externe blootstelling'!$D$23/2)*O215","v":6.8311186796012587E-3}]
[null," g ",1.1120760000000001,1.7793215999999999E-13,0.1341,{"$f":"_xlfn.IFNA(INDEX('hp (pSv cm2)'!$B$2:$B$52,MATCH($C216,'hp (pSv cm2)'!$A$2:$A$52,1))+($C216-INDEX('hp (pSv cm2)'!$A$2:$A$52,MATCH($C216,'hp (pSv cm2)'!$A$2:$A$52,1)))*(INDEX('hp (pSv cm2)'!$B$2:$B$52,MATCH($C216,'hp (pSv cm2)'!$A$2:$A$52,1)+1)-INDEX('hp (pSv cm2)'!$B$2:$B$52,MATCH($C216,'hp (pSv cm2)'!$A$2:$A$52,1)))/(INDEX('hp (pSv cm2)'!$A$2:$A$52,MATCH($C216,'hp (pSv cm2)'!$A$2:$A$52,1)+1)-INDEX('hp (pSv cm2)'!$A$2:$A$52,MATCH($C216,'hp (pSv cm2)'!$A$2:$A$52,1))),$C216*'hp (pSv cm2)'!$B$2/'hp (pSv cm2)'!$A$2)","v":4.85536776},0.65110481661599995,{"$f":"_xlfn.IFNA(0.997*(INDEX('Mass attenuation coefficients'!$B$2:$B$37,MATCH($C216,'Mass attenuation coefficients'!$A$2:$A$37,1))+($C216-INDEX('Mass attenuation coefficients'!$A$2:$A$37,MATCH($C216,'Mass attenuation coefficients'!$A$2:$A$37,1)))*(INDEX('Mass attenuation coefficients'!$B$2:$B$37,MATCH($C216,'Mass attenuation coefficients'!$A$2:$A$37,1)+1)-INDEX('Mass attenuation coefficients'!$B$2:$B$37,MATCH($C216,'Mass attenuation coefficients'!$A$2:$A$37,1)))/(INDEX('Mass attenuation coefficients'!$A$2:$A$37,MATCH($C216,'Mass attenuation coefficients'!$A$2:$A$37,1)+1)-INDEX('Mass attenuation coefficients'!$A$2:$A$37,MATCH($C216,'Mass attenuation coefficients'!$A$2:$A$37,1)))),0.997*$C216*'Mass attenuation coefficients'!$B$2/'Mass attenuation coefficients'!$A$2)","v":6.7160116430880004E-2},{"$f":"_xlfn.IFNA(INDEX('Shultis Faw'!$C$2:$C$26,MATCH($C216,'Shultis Faw'!$A$2:$A$26,1))+($C216-INDEX('Shultis Faw'!$A$2:$A$26,MATCH($C216,'Shultis Faw'!$A$2:$A$26,1)))*(INDEX('Shultis Faw'!$C$2:$C$26,MATCH($C216,'Shultis Faw'!$A$2:$A$26,1)+1)-INDEX('Shultis Faw'!$C$2:$C$26,MATCH($C216,'Shultis Faw'!$A$2:$A$26,1)))/(INDEX('Shultis Faw'!$A$2:$A$26,MATCH($C216,'Shultis Faw'!$A$2:$A$26,1)+1)-INDEX('Shultis Faw'!$A$2:$A$26,MATCH($C216,'Shultis Faw'!$A$2:$A$26,1))),$C216*'Shultis Faw'!$C$2/'Shultis Faw'!$A$2)","v":2.0662390720000001},{"$f":"_xlfn.IFNA(INDEX('Shultis Faw'!$D$2:$D$26,MATCH($C216,'Shultis Faw'!$A$2:$A$26,1))+($C216-INDEX('Shultis Faw'!$A$2:$A$26,MATCH($C216,'Shultis Faw'!$A$2:$A$26,1)))*(INDEX('Shultis Faw'!$D$2:$D$26,MATCH($C216,'Shultis Faw'!$A$2:$A$26,1)+1)-INDEX('Shultis Faw'!$D$2:$D$26,MATCH($C216,'Shultis Faw'!$A$2:$A$26,1)))/(INDEX('Shultis Faw'!$A$2:$A$26,MATCH($C216,'Shultis Faw'!$A$2:$A$26,1)+1)-INDEX('Shultis Faw'!$A$2:$A$26,MATCH($C216,'Shultis Faw'!$A$2:$A$26,1))),$C216*'Shultis Faw'!$D$2/'Shultis Faw'!$A$2)","v":1.4024458559999999},{"$f":"_xlfn.IFNA(INDEX('Shultis Faw'!$B$2:$B$26,MATCH($C216,'Shultis Faw'!$A$2:$A$26,1))+($C216-INDEX('Shultis Faw'!$A$2:$A$26,MATCH($C216,'Shultis Faw'!$A$2:$A$26,1)))*(INDEX('Shultis Faw'!$B$2:$B$26,MATCH($C216,'Shultis Faw'!$A$2:$A$26,1)+1)-INDEX('Shultis Faw'!$B$2:$B$26,MATCH($C216,'Shultis Faw'!$A$2:$A$26,1)))/(INDEX('Shultis Faw'!$A$2:$A$26,MATCH($C216,'Shultis Faw'!$A$2:$A$26,1)+1)-INDEX('Shultis Faw'!$A$2:$A$26,MATCH($C216,'Shultis Faw'!$A$2:$A$26,1))),$C216*'Shultis Faw'!$B$2/'Shultis Faw'!$A$2)","v":-8.2051288E-2},{"$f":"_xlfn.IFNA(INDEX('Shultis Faw'!$E$2:$E$26,MATCH($C216,'Shultis Faw'!$A$2:$A$26,1))+($C216-INDEX('Shultis Faw'!$A$2:$A$26,MATCH($C216,'Shultis Faw'!$A$2:$A$26,1)))*(INDEX('Shultis Faw'!$E$2:$E$26,MATCH($C216,'Shultis Faw'!$A$2:$A$26,1)+1)-INDEX('Shultis Faw'!$E$2:$E$26,MATCH($C216,'Shultis Faw'!$A$2:$A$26,1)))/(INDEX('Shultis Faw'!$A$2:$A$26,MATCH($C216,'Shultis Faw'!$A$2:$A$26,1)+1)-INDEX('Shultis Faw'!$A$2:$A$26,MATCH($C216,'Shultis Faw'!$A$2:$A$26,1))),$C216*'Shultis Faw'!$E$2/'Shultis Faw'!$A$2)","v":3.4841193600000001E-2},{"$f":"_xlfn.IFNA(INDEX('Shultis Faw'!$F$2:$F$26,MATCH($C216,'Shultis Faw'!$A$2:$A$26,1))+($C216-INDEX('Shultis Faw'!$A$2:$A$26,MATCH($C216,'Shultis Faw'!$A$2:$A$26,1)))*(INDEX('Shultis Faw'!$F$2:$F$26,MATCH($C216,'Shultis Faw'!$A$2:$A$26,1)+1)-INDEX('Shultis Faw'!$F$2:$F$26,MATCH($C216,'Shultis Faw'!$A$2:$A$26,1)))/(INDEX('Shultis Faw'!$A$2:$A$26,MATCH($C216,'Shultis Faw'!$A$2:$A$26,1)+1)-INDEX('Shultis Faw'!$A$2:$A$26,MATCH($C216,'Shultis Faw'!$A$2:$A$26,1))),$C216*'Shultis Faw'!$F$2/'Shultis Faw'!$A$2)","v":14.2872456},{"$f":"J216*(H216*'Externe blootstelling'!$D$23/2)^K216+L216*(TANH(((H216*'Externe blootstelling'!$D$23)/(2*M216))-2)-TANH(-2))/(1-TANH(-2))","v":1.401692161348792},{"$f":"IF(N216=1,1+(I216-1)*H216*'Externe blootstelling'!$D$23/2,1+(I216-1)*(N216^(H216*'Externe blootstelling'!$D$23/2)-1)/(N216-1))","v":2.0755500763470947},{"$f":"G216*EXP(-H216*'Externe blootstelling'!$D$23/2)*O216","v":0.49348630463896387}]
[null," g ",1.139,1.8223999999999999E-13,1.2999999999999999E-5,{"$f":"_xlfn.IFNA(INDEX('hp (pSv cm2)'!$B$2:$B$52,MATCH($C217,'hp (pSv cm2)'!$A$2:$A$52,1))+($C217-INDEX('hp (pSv cm2)'!$A$2:$A$52,MATCH($C217,'hp (pSv cm2)'!$A$2:$A$52,1)))*(INDEX('hp (pSv cm2)'!$B$2:$B$52,MATCH($C217,'hp (pSv cm2)'!$A$2:$A$52,1)+1)-INDEX('hp (pSv cm2)'!$B$2:$B$52,MATCH($C217,'hp (pSv cm2)'!$A$2:$A$52,1)))/(INDEX('hp (pSv cm2)'!$A$2:$A$52,MATCH($C217,'hp (pSv cm2)'!$A$2:$A$52,1)+1)-INDEX('hp (pSv cm2)'!$A$2:$A$52,MATCH($C217,'hp (pSv cm2)'!$A$2:$A$52,1))),$C217*'hp (pSv cm2)'!$B$2/'hp (pSv cm2)'!$A$2)","v":4.9431400000000005},6.4260820000000001E-5,{"$f":"_xlfn.IFNA(0.997*(INDEX('Mass attenuation coefficients'!$B$2:$B$37,MATCH($C217,'Mass attenuation coefficients'!$A$2:$A$37,1))+($C217-INDEX('Mass attenuation coefficients'!$A$2:$A$37,MATCH($C217,'Mass attenuation coefficients'!$A$2:$A$37,1)))*(INDEX('Mass attenuation coefficients'!$B$2:$B$37,MATCH($C217,'Mass attenuation coefficients'!$A$2:$A$37,1)+1)-INDEX('Mass attenuation coefficients'!$B$2:$B$37,MATCH($C217,'Mass attenuation coefficients'!$A$2:$A$37,1)))/(INDEX('Mass attenuation coefficients'!$A$2:$A$37,MATCH($C217,'Mass attenuation coefficients'!$A$2:$A$37,1)+1)-INDEX('Mass attenuation coefficients'!$A$2:$A$37,MATCH($C217,'Mass attenuation coefficients'!$A$2:$A$37,1)))),0.997*$C217*'Mass attenuation coefficients'!$B$2/'Mass attenuation coefficients'!$A$2)","v":6.6355893319999998E-2},{"$f":"_xlfn.IFNA(INDEX('Shultis Faw'!$C$2:$C$26,MATCH($C217,'Shultis Faw'!$A$2:$A$26,1))+($C217-INDEX('Shultis Faw'!$A$2:$A$26,MATCH($C217,'Shultis Faw'!$A$2:$A$26,1)))*(INDEX('Shultis Faw'!$C$2:$C$26,MATCH($C217,'Shultis Faw'!$A$2:$A$26,1)+1)-INDEX('Shultis Faw'!$C$2:$C$26,MATCH($C217,'Shultis Faw'!$A$2:$A$26,1)))/(INDEX('Shultis Faw'!$A$2:$A$26,MATCH($C217,'Shultis Faw'!$A$2:$A$26,1)+1)-INDEX('Shultis Faw'!$A$2:$A$26,MATCH($C217,'Shultis Faw'!$A$2:$A$26,1))),$C217*'Shultis Faw'!$C$2/'Shultis Faw'!$A$2)","v":2.0574080000000001},{"$f":"_xlfn.IFNA(INDEX('Shultis Faw'!$D$2:$D$26,MATCH($C217,'Shultis Faw'!$A$2:$A$26,1))+($C217-INDEX('Shultis Faw'!$A$2:$A$26,MATCH($C217,'Shultis Faw'!$A$2:$A$26,1)))*(INDEX('Shultis Faw'!$D$2:$D$26,MATCH($C217,'Shultis Faw'!$A$2:$A$26,1)+1)-INDEX('Shultis Faw'!$D$2:$D$26,MATCH($C217,'Shultis Faw'!$A$2:$A$26,1)))/(INDEX('Shultis Faw'!$A$2:$A$26,MATCH($C217,'Shultis Faw'!$A$2:$A$26,1)+1)-INDEX('Shultis Faw'!$A$2:$A$26,MATCH($C217,'Shultis Faw'!$A$2:$A$26,1))),$C217*'Shultis Faw'!$D$2/'Shultis Faw'!$A$2)","v":1.393184},{"$f":"_xlfn.IFNA(INDEX('Shultis Faw'!$B$2:$B$26,MATCH($C217,'Shultis Faw'!$A$2:$A$26,1))+($C217-INDEX('Shultis Faw'!$A$2:$A$26,MATCH($C217,'Shultis Faw'!$A$2:$A$26,1)))*(INDEX('Shultis Faw'!$B$2:$B$26,MATCH($C217,'Shultis Faw'!$A$2:$A$26,1)+1)-INDEX('Shultis Faw'!$B$2:$B$26,MATCH($C217,'Shultis Faw'!$A$2:$A$26,1)))/(INDEX('Shultis Faw'!$A$2:$A$26,MATCH($C217,'Shultis Faw'!$A$2:$A$26,1)+1)-INDEX('Shultis Faw'!$A$2:$A$26,MATCH($C217,'Shultis Faw'!$A$2:$A$26,1))),$C217*'Shultis Faw'!$B$2/'Shultis Faw'!$A$2)","v":-8.0381999999999995E-2},{"$f":"_xlfn.IFNA(INDEX('Shultis Faw'!$E$2:$E$26,MATCH($C217,'Shultis Faw'!$A$2:$A$26,1))+($C217-INDEX('Shultis Faw'!$A$2:$A$26,MATCH($C217,'Shultis Faw'!$A$2:$A$26,1)))*(INDEX('Shultis Faw'!$E$2:$E$26,MATCH($C217,'Shultis Faw'!$A$2:$A$26,1)+1)-INDEX('Shultis Faw'!$E$2:$E$26,MATCH($C217,'Shultis Faw'!$A$2:$A$26,1)))/(INDEX('Shultis Faw'!$A$2:$A$26,MATCH($C217,'Shultis Faw'!$A$2:$A$26,1)+1)-INDEX('Shultis Faw'!$A$2:$A$26,MATCH($C217,'Shultis Faw'!$A$2:$A$26,1))),$C217*'Shultis Faw'!$E$2/'Shultis Faw'!$A$2)","v":3.4130399999999998E-2},{"$f":"_xlfn.IFNA(INDEX('Shultis Faw'!$F$2:$F$26,MATCH($C217,'Shultis Faw'!$A$2:$A$26,1))+($C217-INDEX('Shultis Faw'!$A$2:$A$26,MATCH($C217,'Shultis Faw'!$A$2:$A$26,1)))*(INDEX('Shultis Faw'!$F$2:$F$26,MATCH($C217,'Shultis Faw'!$A$2:$A$26,1)+1)-INDEX('Shultis Faw'!$F$2:$F$26,MATCH($C217,'Shultis Faw'!$A$2:$A$26,1)))/(INDEX('Shultis Faw'!$A$2:$A$26,MATCH($C217,'Shultis Faw'!$A$2:$A$26,1)+1)-INDEX('Shultis Faw'!$A$2:$A$26,MATCH($C217,'Shultis Faw'!$A$2:$A$26,1))),$C217*'Shultis Faw'!$F$2/'Shultis Faw'!$A$2)","v":14.3034},{"$f":"J217*(H217*'Externe blootstelling'!$D$23/2)^K217+L217*(TANH(((H217*'Externe blootstelling'!$D$23)/(2*M217))-2)-TANH(-2))/(1-TANH(-2))","v":1.393798778829362},{"$f":"IF(N217=1,1+(I217-1)*H217*'Externe blootstelling'!$D$23/2,1+(I217-1)*(N217^(H217*'Externe blootstelling'!$D$23/2)-1)/(N217-1))","v":2.0516197342656439},{"$f":"G217*EXP(-H217*'Externe blootstelling'!$D$23/2)*O217","v":4.8727390727521311E-5}]
[null," g ",1.17093,1.8734879999999999E-13,3.6499999999999998E-4,{"$f":"_xlfn.IFNA(INDEX('hp (pSv cm2)'!$B$2:$B$52,MATCH($C218,'hp (pSv cm2)'!$A$2:$A$52,1))+($C218-INDEX('hp (pSv cm2)'!$A$2:$A$52,MATCH($C218,'hp (pSv cm2)'!$A$2:$A$52,1)))*(INDEX('hp (pSv cm2)'!$B$2:$B$52,MATCH($C218,'hp (pSv cm2)'!$A$2:$A$52,1)+1)-INDEX('hp (pSv cm2)'!$B$2:$B$52,MATCH($C218,'hp (pSv cm2)'!$A$2:$A$52,1)))/(INDEX('hp (pSv cm2)'!$A$2:$A$52,MATCH($C218,'hp (pSv cm2)'!$A$2:$A$52,1)+1)-INDEX('hp (pSv cm2)'!$A$2:$A$52,MATCH($C218,'hp (pSv cm2)'!$A$2:$A$52,1))),$C218*'hp (pSv cm2)'!$B$2/'hp (pSv cm2)'!$A$2)","v":5.0472318000000005},1.842239607E-3,{"$f":"_xlfn.IFNA(0.997*(INDEX('Mass attenuation coefficients'!$B$2:$B$37,MATCH($C218,'Mass attenuation coefficients'!$A$2:$A$37,1))+($C218-INDEX('Mass attenuation coefficients'!$A$2:$A$37,MATCH($C218,'Mass attenuation coefficients'!$A$2:$A$37,1)))*(INDEX('Mass attenuation coefficients'!$B$2:$B$37,MATCH($C218,'Mass attenuation coefficients'!$A$2:$A$37,1)+1)-INDEX('Mass attenuation coefficients'!$B$2:$B$37,MATCH($C218,'Mass attenuation coefficients'!$A$2:$A$37,1)))/(INDEX('Mass attenuation coefficients'!$A$2:$A$37,MATCH($C218,'Mass attenuation coefficients'!$A$2:$A$37,1)+1)-INDEX('Mass attenuation coefficients'!$A$2:$A$37,MATCH($C218,'Mass attenuation coefficients'!$A$2:$A$37,1)))),0.997*$C218*'Mass attenuation coefficients'!$B$2/'Mass attenuation coefficients'!$A$2)","v":6.5402140388400004E-2},{"$f":"_xlfn.IFNA(INDEX('Shultis Faw'!$C$2:$C$26,MATCH($C218,'Shultis Faw'!$A$2:$A$26,1))+($C218-INDEX('Shultis Faw'!$A$2:$A$26,MATCH($C218,'Shultis Faw'!$A$2:$A$26,1)))*(INDEX('Shultis Faw'!$C$2:$C$26,MATCH($C218,'Shultis Faw'!$A$2:$A$26,1)+1)-INDEX('Shultis Faw'!$C$2:$C$26,MATCH($C218,'Shultis Faw'!$A$2:$A$26,1)))/(INDEX('Shultis Faw'!$A$2:$A$26,MATCH($C218,'Shultis Faw'!$A$2:$A$26,1)+1)-INDEX('Shultis Faw'!$A$2:$A$26,MATCH($C218,'Shultis Faw'!$A$2:$A$26,1))),$C218*'Shultis Faw'!$C$2/'Shultis Faw'!$A$2)","v":2.0469349600000002},{"$f":"_xlfn.IFNA(INDEX('Shultis Faw'!$D$2:$D$26,MATCH($C218,'Shultis Faw'!$A$2:$A$26,1))+($C218-INDEX('Shultis Faw'!$A$2:$A$26,MATCH($C218,'Shultis Faw'!$A$2:$A$26,1)))*(INDEX('Shultis Faw'!$D$2:$D$26,MATCH($C218,'Shultis Faw'!$A$2:$A$26,1)+1)-INDEX('Shultis Faw'!$D$2:$D$26,MATCH($C218,'Shultis Faw'!$A$2:$A$26,1)))/(INDEX('Shultis Faw'!$A$2:$A$26,MATCH($C218,'Shultis Faw'!$A$2:$A$26,1)+1)-INDEX('Shultis Faw'!$A$2:$A$26,MATCH($C218,'Shultis Faw'!$A$2:$A$26,1))),$C218*'Shultis Faw'!$D$2/'Shultis Faw'!$A$2)","v":1.3822000800000001},{"$f":"_xlfn.IFNA(INDEX('Shultis Faw'!$B$2:$B$26,MATCH($C218,'Shultis Faw'!$A$2:$A$26,1))+($C218-INDEX('Shultis Faw'!$A$2:$A$26,MATCH($C218,'Shultis Faw'!$A$2:$A$26,1)))*(INDEX('Shultis Faw'!$B$2:$B$26,MATCH($C218,'Shultis Faw'!$A$2:$A$26,1)+1)-INDEX('Shultis Faw'!$B$2:$B$26,MATCH($C218,'Shultis Faw'!$A$2:$A$26,1)))/(INDEX('Shultis Faw'!$A$2:$A$26,MATCH($C218,'Shultis Faw'!$A$2:$A$26,1)+1)-INDEX('Shultis Faw'!$A$2:$A$26,MATCH($C218,'Shultis Faw'!$A$2:$A$26,1))),$C218*'Shultis Faw'!$B$2/'Shultis Faw'!$A$2)","v":-7.8402340000000001E-2},{"$f":"_xlfn.IFNA(INDEX('Shultis Faw'!$E$2:$E$26,MATCH($C218,'Shultis Faw'!$A$2:$A$26,1))+($C218-INDEX('Shultis Faw'!$A$2:$A$26,MATCH($C218,'Shultis Faw'!$A$2:$A$26,1)))*(INDEX('Shultis Faw'!$E$2:$E$26,MATCH($C218,'Shultis Faw'!$A$2:$A$26,1)+1)-INDEX('Shultis Faw'!$E$2:$E$26,MATCH($C218,'Shultis Faw'!$A$2:$A$26,1)))/(INDEX('Shultis Faw'!$A$2:$A$26,MATCH($C218,'Shultis Faw'!$A$2:$A$26,1)+1)-INDEX('Shultis Faw'!$A$2:$A$26,MATCH($C218,'Shultis Faw'!$A$2:$A$26,1))),$C218*'Shultis Faw'!$E$2/'Shultis Faw'!$A$2)","v":3.3287447999999997E-2},{"$f":"_xlfn.IFNA(INDEX('Shultis Faw'!$F$2:$F$26,MATCH($C218,'Shultis Faw'!$A$2:$A$26,1))+($C218-INDEX('Shultis Faw'!$A$2:$A$26,MATCH($C218,'Shultis Faw'!$A$2:$A$26,1)))*(INDEX('Shultis Faw'!$F$2:$F$26,MATCH($C218,'Shultis Faw'!$A$2:$A$26,1)+1)-INDEX('Shultis Faw'!$F$2:$F$26,MATCH($C218,'Shultis Faw'!$A$2:$A$26,1)))/(INDEX('Shultis Faw'!$A$2:$A$26,MATCH($C218,'Shultis Faw'!$A$2:$A$26,1)+1)-INDEX('Shultis Faw'!$A$2:$A$26,MATCH($C218,'Shultis Faw'!$A$2:$A$26,1))),$C218*'Shultis Faw'!$F$2/'Shultis Faw'!$A$2)","v":14.322558000000001},{"$f":"J218*(H218*'Externe blootstelling'!$D$23/2)^K218+L218*(TANH(((H218*'Externe blootstelling'!$D$23)/(2*M218))-2)-TANH(-2))/(1-TANH(-2))","v":1.3843645611919815},{"$f":"IF(N218=1,1+(I218-1)*H218*'Externe blootstelling'!$D$23/2,1+(I218-1)*(N218^(H218*'Externe blootstelling'!$D$23/2)-1)/(N218-1))","v":2.0237443254842127},{"$f":"G218*EXP(-H218*'Externe blootstelling'!$D$23/2)*O218","v":1.3977996552131842E-3}]
[null," g ",1.2061099999999998,1.9297759999999995E-13,1.35E-4,{"$f":"_xlfn.IFNA(INDEX('hp (pSv cm2)'!$B$2:$B$52,MATCH($C219,'hp (pSv cm2)'!$A$2:$A$52,1))+($C219-INDEX('hp (pSv cm2)'!$A$2:$A$52,MATCH($C219,'hp (pSv cm2)'!$A$2:$A$52,1)))*(INDEX('hp (pSv cm2)'!$B$2:$B$52,MATCH($C219,'hp (pSv cm2)'!$A$2:$A$52,1)+1)-INDEX('hp (pSv cm2)'!$B$2:$B$52,MATCH($C219,'hp (pSv cm2)'!$A$2:$A$52,1)))/(INDEX('hp (pSv cm2)'!$A$2:$A$52,MATCH($C219,'hp (pSv cm2)'!$A$2:$A$52,1)+1)-INDEX('hp (pSv cm2)'!$A$2:$A$52,MATCH($C219,'hp (pSv cm2)'!$A$2:$A$52,1))),$C219*'hp (pSv cm2)'!$B$2/'hp (pSv cm2)'!$A$2)","v":5.1619185999999999},6.9685901100000004E-4,{"$f":"_xlfn.IFNA(0.997*(INDEX('Mass attenuation coefficients'!$B$2:$B$37,MATCH($C219,'Mass attenuation coefficients'!$A$2:$A$37,1))+($C219-INDEX('Mass attenuation coefficients'!$A$2:$A$37,MATCH($C219,'Mass attenuation coefficients'!$A$2:$A$37,1)))*(INDEX('Mass attenuation coefficients'!$B$2:$B$37,MATCH($C219,'Mass attenuation coefficients'!$A$2:$A$37,1)+1)-INDEX('Mass attenuation coefficients'!$B$2:$B$37,MATCH($C219,'Mass attenuation coefficients'!$A$2:$A$37,1)))/(INDEX('Mass attenuation coefficients'!$A$2:$A$37,MATCH($C219,'Mass attenuation coefficients'!$A$2:$A$37,1)+1)-INDEX('Mass attenuation coefficients'!$A$2:$A$37,MATCH($C219,'Mass attenuation coefficients'!$A$2:$A$37,1)))),0.997*$C219*'Mass attenuation coefficients'!$B$2/'Mass attenuation coefficients'!$A$2)","v":6.4351309566799991E-2},{"$f":"_xlfn.IFNA(INDEX('Shultis Faw'!$C$2:$C$26,MATCH($C219,'Shultis Faw'!$A$2:$A$26,1))+($C219-INDEX('Shultis Faw'!$A$2:$A$26,MATCH($C219,'Shultis Faw'!$A$2:$A$26,1)))*(INDEX('Shultis Faw'!$C$2:$C$26,MATCH($C219,'Shultis Faw'!$A$2:$A$26,1)+1)-INDEX('Shultis Faw'!$C$2:$C$26,MATCH($C219,'Shultis Faw'!$A$2:$A$26,1)))/(INDEX('Shultis Faw'!$A$2:$A$26,MATCH($C219,'Shultis Faw'!$A$2:$A$26,1)+1)-INDEX('Shultis Faw'!$A$2:$A$26,MATCH($C219,'Shultis Faw'!$A$2:$A$26,1))),$C219*'Shultis Faw'!$C$2/'Shultis Faw'!$A$2)","v":2.03539592},{"$f":"_xlfn.IFNA(INDEX('Shultis Faw'!$D$2:$D$26,MATCH($C219,'Shultis Faw'!$A$2:$A$26,1))+($C219-INDEX('Shultis Faw'!$A$2:$A$26,MATCH($C219,'Shultis Faw'!$A$2:$A$26,1)))*(INDEX('Shultis Faw'!$D$2:$D$26,MATCH($C219,'Shultis Faw'!$A$2:$A$26,1)+1)-INDEX('Shultis Faw'!$D$2:$D$26,MATCH($C219,'Shultis Faw'!$A$2:$A$26,1)))/(INDEX('Shultis Faw'!$A$2:$A$26,MATCH($C219,'Shultis Faw'!$A$2:$A$26,1)+1)-INDEX('Shultis Faw'!$A$2:$A$26,MATCH($C219,'Shultis Faw'!$A$2:$A$26,1))),$C219*'Shultis Faw'!$D$2/'Shultis Faw'!$A$2)","v":1.37009816},{"$f":"_xlfn.IFNA(INDEX('Shultis Faw'!$B$2:$B$26,MATCH($C219,'Shultis Faw'!$A$2:$A$26,1))+($C219-INDEX('Shultis Faw'!$A$2:$A$26,MATCH($C219,'Shultis Faw'!$A$2:$A$26,1)))*(INDEX('Shultis Faw'!$B$2:$B$26,MATCH($C219,'Shultis Faw'!$A$2:$A$26,1)+1)-INDEX('Shultis Faw'!$B$2:$B$26,MATCH($C219,'Shultis Faw'!$A$2:$A$26,1)))/(INDEX('Shultis Faw'!$A$2:$A$26,MATCH($C219,'Shultis Faw'!$A$2:$A$26,1)+1)-INDEX('Shultis Faw'!$A$2:$A$26,MATCH($C219,'Shultis Faw'!$A$2:$A$26,1))),$C219*'Shultis Faw'!$B$2/'Shultis Faw'!$A$2)","v":-7.6221180000000013E-2},{"$f":"_xlfn.IFNA(INDEX('Shultis Faw'!$E$2:$E$26,MATCH($C219,'Shultis Faw'!$A$2:$A$26,1))+($C219-INDEX('Shultis Faw'!$A$2:$A$26,MATCH($C219,'Shultis Faw'!$A$2:$A$26,1)))*(INDEX('Shultis Faw'!$E$2:$E$26,MATCH($C219,'Shultis Faw'!$A$2:$A$26,1)+1)-INDEX('Shultis Faw'!$E$2:$E$26,MATCH($C219,'Shultis Faw'!$A$2:$A$26,1)))/(INDEX('Shultis Faw'!$A$2:$A$26,MATCH($C219,'Shultis Faw'!$A$2:$A$26,1)+1)-INDEX('Shultis Faw'!$A$2:$A$26,MATCH($C219,'Shultis Faw'!$A$2:$A$26,1))),$C219*'Shultis Faw'!$E$2/'Shultis Faw'!$A$2)","v":3.2358696000000006E-2},{"$f":"_xlfn.IFNA(INDEX('Shultis Faw'!$F$2:$F$26,MATCH($C219,'Shultis Faw'!$A$2:$A$26,1))+($C219-INDEX('Shultis Faw'!$A$2:$A$26,MATCH($C219,'Shultis Faw'!$A$2:$A$26,1)))*(INDEX('Shultis Faw'!$F$2:$F$26,MATCH($C219,'Shultis Faw'!$A$2:$A$26,1)+1)-INDEX('Shultis Faw'!$F$2:$F$26,MATCH($C219,'Shultis Faw'!$A$2:$A$26,1)))/(INDEX('Shultis Faw'!$A$2:$A$26,MATCH($C219,'Shultis Faw'!$A$2:$A$26,1)+1)-INDEX('Shultis Faw'!$A$2:$A$26,MATCH($C219,'Shultis Faw'!$A$2:$A$26,1))),$C219*'Shultis Faw'!$F$2/'Shultis Faw'!$A$2)","v":14.343666000000001},{"$f":"J219*(H219*'Externe blootstelling'!$D$23/2)^K219+L219*(TANH(((H219*'Externe blootstelling'!$D$23)/(2*M219))-2)-TANH(-2))/(1-TANH(-2))","v":1.3738781582070383},{"$f":"IF(N219=1,1+(I219-1)*H219*'Externe blootstelling'!$D$23/2,1+(I219-1)*(N219^(H219*'Externe blootstelling'!$D$23/2)-1)/(N219-1))","v":1.9936540107906315},{"$f":"G219*EXP(-H219*'Externe blootstelling'!$D$23/2)*O219","v":5.2915564226183997E-4}]
[null," g ",1.2129480000000001,1.9407168000000003E-13,1.4159999999999999E-2,{"$f":"_xlfn.IFNA(INDEX('hp (pSv cm2)'!$B$2:$B$52,MATCH($C220,'hp (pSv cm2)'!$A$2:$A$52,1))+($C220-INDEX('hp (pSv cm2)'!$A$2:$A$52,MATCH($C220,'hp (pSv cm2)'!$A$2:$A$52,1)))*(INDEX('hp (pSv cm2)'!$B$2:$B$52,MATCH($C220,'hp (pSv cm2)'!$A$2:$A$52,1)+1)-INDEX('hp (pSv cm2)'!$B$2:$B$52,MATCH($C220,'hp (pSv cm2)'!$A$2:$A$52,1)))/(INDEX('hp (pSv cm2)'!$A$2:$A$52,MATCH($C220,'hp (pSv cm2)'!$A$2:$A$52,1)+1)-INDEX('hp (pSv cm2)'!$A$2:$A$52,MATCH($C220,'hp (pSv cm2)'!$A$2:$A$52,1))),$C220*'hp (pSv cm2)'!$B$2/'hp (pSv cm2)'!$A$2)","v":5.1842104800000008},7.3408420396800012E-2,{"$f":"_xlfn.IFNA(0.997*(INDEX('Mass attenuation coefficients'!$B$2:$B$37,MATCH($C220,'Mass attenuation coefficients'!$A$2:$A$37,1))+($C220-INDEX('Mass attenuation coefficients'!$A$2:$A$37,MATCH($C220,'Mass attenuation coefficients'!$A$2:$A$37,1)))*(INDEX('Mass attenuation coefficients'!$B$2:$B$37,MATCH($C220,'Mass attenuation coefficients'!$A$2:$A$37,1)+1)-INDEX('Mass attenuation coefficients'!$B$2:$B$37,MATCH($C220,'Mass attenuation coefficients'!$A$2:$A$37,1)))/(INDEX('Mass attenuation coefficients'!$A$2:$A$37,MATCH($C220,'Mass attenuation coefficients'!$A$2:$A$37,1)+1)-INDEX('Mass attenuation coefficients'!$A$2:$A$37,MATCH($C220,'Mass attenuation coefficients'!$A$2:$A$37,1)))),0.997*$C220*'Mass attenuation coefficients'!$B$2/'Mass attenuation coefficients'!$A$2)","v":6.4147057686239989E-2},{"$f":"_xlfn.IFNA(INDEX('Shultis Faw'!$C$2:$C$26,MATCH($C220,'Shultis Faw'!$A$2:$A$26,1))+($C220-INDEX('Shultis Faw'!$A$2:$A$26,MATCH($C220,'Shultis Faw'!$A$2:$A$26,1)))*(INDEX('Shultis Faw'!$C$2:$C$26,MATCH($C220,'Shultis Faw'!$A$2:$A$26,1)+1)-INDEX('Shultis Faw'!$C$2:$C$26,MATCH($C220,'Shultis Faw'!$A$2:$A$26,1)))/(INDEX('Shultis Faw'!$A$2:$A$26,MATCH($C220,'Shultis Faw'!$A$2:$A$26,1)+1)-INDEX('Shultis Faw'!$A$2:$A$26,MATCH($C220,'Shultis Faw'!$A$2:$A$26,1))),$C220*'Shultis Faw'!$C$2/'Shultis Faw'!$A$2)","v":2.0331530560000002},{"$f":"_xlfn.IFNA(INDEX('Shultis Faw'!$D$2:$D$26,MATCH($C220,'Shultis Faw'!$A$2:$A$26,1))+($C220-INDEX('Shultis Faw'!$A$2:$A$26,MATCH($C220,'Shultis Faw'!$A$2:$A$26,1)))*(INDEX('Shultis Faw'!$D$2:$D$26,MATCH($C220,'Shultis Faw'!$A$2:$A$26,1)+1)-INDEX('Shultis Faw'!$D$2:$D$26,MATCH($C220,'Shultis Faw'!$A$2:$A$26,1)))/(INDEX('Shultis Faw'!$A$2:$A$26,MATCH($C220,'Shultis Faw'!$A$2:$A$26,1)+1)-INDEX('Shultis Faw'!$A$2:$A$26,MATCH($C220,'Shultis Faw'!$A$2:$A$26,1))),$C220*'Shultis Faw'!$D$2/'Shultis Faw'!$A$2)","v":1.367745888},{"$f":"_xlfn.IFNA(INDEX('Shultis Faw'!$B$2:$B$26,MATCH($C220,'Shultis Faw'!$A$2:$A$26,1))+($C220-INDEX('Shultis Faw'!$A$2:$A$26,MATCH($C220,'Shultis Faw'!$A$2:$A$26,1)))*(INDEX('Shultis Faw'!$B$2:$B$26,MATCH($C220,'Shultis Faw'!$A$2:$A$26,1)+1)-INDEX('Shultis Faw'!$B$2:$B$26,MATCH($C220,'Shultis Faw'!$A$2:$A$26,1)))/(INDEX('Shultis Faw'!$A$2:$A$26,MATCH($C220,'Shultis Faw'!$A$2:$A$26,1)+1)-INDEX('Shultis Faw'!$A$2:$A$26,MATCH($C220,'Shultis Faw'!$A$2:$A$26,1))),$C220*'Shultis Faw'!$B$2/'Shultis Faw'!$A$2)","v":-7.5797223999999996E-2},{"$f":"_xlfn.IFNA(INDEX('Shultis Faw'!$E$2:$E$26,MATCH($C220,'Shultis Faw'!$A$2:$A$26,1))+($C220-INDEX('Shultis Faw'!$A$2:$A$26,MATCH($C220,'Shultis Faw'!$A$2:$A$26,1)))*(INDEX('Shultis Faw'!$E$2:$E$26,MATCH($C220,'Shultis Faw'!$A$2:$A$26,1)+1)-INDEX('Shultis Faw'!$E$2:$E$26,MATCH($C220,'Shultis Faw'!$A$2:$A$26,1)))/(INDEX('Shultis Faw'!$A$2:$A$26,MATCH($C220,'Shultis Faw'!$A$2:$A$26,1)+1)-INDEX('Shultis Faw'!$A$2:$A$26,MATCH($C220,'Shultis Faw'!$A$2:$A$26,1))),$C220*'Shultis Faw'!$E$2/'Shultis Faw'!$A$2)","v":3.2178172799999995E-2},{"$f":"_xlfn.IFNA(INDEX('Shultis Faw'!$F$2:$F$26,MATCH($C220,'Shultis Faw'!$A$2:$A$26,1))+($C220-INDEX('Shultis Faw'!$A$2:$A$26,MATCH($C220,'Shultis Faw'!$A$2:$A$26,1)))*(INDEX('Shultis Faw'!$F$2:$F$26,MATCH($C220,'Shultis Faw'!$A$2:$A$26,1)+1)-INDEX('Shultis Faw'!$F$2:$F$26,MATCH($C220,'Shultis Faw'!$A$2:$A$26,1)))/(INDEX('Shultis Faw'!$A$2:$A$26,MATCH($C220,'Shultis Faw'!$A$2:$A$26,1)+1)-INDEX('Shultis Faw'!$A$2:$A$26,MATCH($C220,'Shultis Faw'!$A$2:$A$26,1))),$C220*'Shultis Faw'!$F$2/'Shultis Faw'!$A$2)","v":14.347768800000001},{"$f":"J220*(H220*'Externe blootstelling'!$D$23/2)^K220+L220*(TANH(((H220*'Externe blootstelling'!$D$23)/(2*M220))-2)-TANH(-2))/(1-TANH(-2))","v":1.3718287163190903},{"$f":"IF(N220=1,1+(I220-1)*H220*'Externe blootstelling'!$D$23/2,1+(I220-1)*(N220^(H220*'Externe blootstelling'!$D$23/2)-1)/(N220-1))","v":1.9878799877318545},{"$f":"G220*EXP(-H220*'Externe blootstelling'!$D$23/2)*O220","v":5.5751344192041474E-2}]
[null," g ",1.249938,1.9999008E-13,1.8599999999999999E-3,{"$f":"_xlfn.IFNA(INDEX('hp (pSv cm2)'!$B$2:$B$52,MATCH($C221,'hp (pSv cm2)'!$A$2:$A$52,1))+($C221-INDEX('hp (pSv cm2)'!$A$2:$A$52,MATCH($C221,'hp (pSv cm2)'!$A$2:$A$52,1)))*(INDEX('hp (pSv cm2)'!$B$2:$B$52,MATCH($C221,'hp (pSv cm2)'!$A$2:$A$52,1)+1)-INDEX('hp (pSv cm2)'!$B$2:$B$52,MATCH($C221,'hp (pSv cm2)'!$A$2:$A$52,1)))/(INDEX('hp (pSv cm2)'!$A$2:$A$52,MATCH($C221,'hp (pSv cm2)'!$A$2:$A$52,1)+1)-INDEX('hp (pSv cm2)'!$A$2:$A$52,MATCH($C221,'hp (pSv cm2)'!$A$2:$A$52,1))),$C221*'hp (pSv cm2)'!$B$2/'hp (pSv cm2)'!$A$2)","v":5.3047978800000006},9.8669240568000013E-3,{"$f":"_xlfn.IFNA(0.997*(INDEX('Mass attenuation coefficients'!$B$2:$B$37,MATCH($C221,'Mass attenuation coefficients'!$A$2:$A$37,1))+($C221-INDEX('Mass attenuation coefficients'!$A$2:$A$37,MATCH($C221,'Mass attenuation coefficients'!$A$2:$A$37,1)))*(INDEX('Mass attenuation coefficients'!$B$2:$B$37,MATCH($C221,'Mass attenuation coefficients'!$A$2:$A$37,1)+1)-INDEX('Mass attenuation coefficients'!$B$2:$B$37,MATCH($C221,'Mass attenuation coefficients'!$A$2:$A$37,1)))/(INDEX('Mass attenuation coefficients'!$A$2:$A$37,MATCH($C221,'Mass attenuation coefficients'!$A$2:$A$37,1)+1)-INDEX('Mass attenuation coefficients'!$A$2:$A$37,MATCH($C221,'Mass attenuation coefficients'!$A$2:$A$37,1)))),0.997*$C221*'Mass attenuation coefficients'!$B$2/'Mass attenuation coefficients'!$A$2)","v":6.3042161947439987E-2},{"$f":"_xlfn.IFNA(INDEX('Shultis Faw'!$C$2:$C$26,MATCH($C221,'Shultis Faw'!$A$2:$A$26,1))+($C221-INDEX('Shultis Faw'!$A$2:$A$26,MATCH($C221,'Shultis Faw'!$A$2:$A$26,1)))*(INDEX('Shultis Faw'!$C$2:$C$26,MATCH($C221,'Shultis Faw'!$A$2:$A$26,1)+1)-INDEX('Shultis Faw'!$C$2:$C$26,MATCH($C221,'Shultis Faw'!$A$2:$A$26,1)))/(INDEX('Shultis Faw'!$A$2:$A$26,MATCH($C221,'Shultis Faw'!$A$2:$A$26,1)+1)-INDEX('Shultis Faw'!$A$2:$A$26,MATCH($C221,'Shultis Faw'!$A$2:$A$26,1))),$C221*'Shultis Faw'!$C$2/'Shultis Faw'!$A$2)","v":2.0210203360000003},{"$f":"_xlfn.IFNA(INDEX('Shultis Faw'!$D$2:$D$26,MATCH($C221,'Shultis Faw'!$A$2:$A$26,1))+($C221-INDEX('Shultis Faw'!$A$2:$A$26,MATCH($C221,'Shultis Faw'!$A$2:$A$26,1)))*(INDEX('Shultis Faw'!$D$2:$D$26,MATCH($C221,'Shultis Faw'!$A$2:$A$26,1)+1)-INDEX('Shultis Faw'!$D$2:$D$26,MATCH($C221,'Shultis Faw'!$A$2:$A$26,1)))/(INDEX('Shultis Faw'!$A$2:$A$26,MATCH($C221,'Shultis Faw'!$A$2:$A$26,1)+1)-INDEX('Shultis Faw'!$A$2:$A$26,MATCH($C221,'Shultis Faw'!$A$2:$A$26,1))),$C221*'Shultis Faw'!$D$2/'Shultis Faw'!$A$2)","v":1.3550213280000001},{"$f":"_xlfn.IFNA(INDEX('Shultis Faw'!$B$2:$B$26,MATCH($C221,'Shultis Faw'!$A$2:$A$26,1))+($C221-INDEX('Shultis Faw'!$A$2:$A$26,MATCH($C221,'Shultis Faw'!$A$2:$A$26,1)))*(INDEX('Shultis Faw'!$B$2:$B$26,MATCH($C221,'Shultis Faw'!$A$2:$A$26,1)+1)-INDEX('Shultis Faw'!$B$2:$B$26,MATCH($C221,'Shultis Faw'!$A$2:$A$26,1)))/(INDEX('Shultis Faw'!$A$2:$A$26,MATCH($C221,'Shultis Faw'!$A$2:$A$26,1)+1)-INDEX('Shultis Faw'!$A$2:$A$26,MATCH($C221,'Shultis Faw'!$A$2:$A$26,1))),$C221*'Shultis Faw'!$B$2/'Shultis Faw'!$A$2)","v":-7.3503843999999999E-2},{"$f":"_xlfn.IFNA(INDEX('Shultis Faw'!$E$2:$E$26,MATCH($C221,'Shultis Faw'!$A$2:$A$26,1))+($C221-INDEX('Shultis Faw'!$A$2:$A$26,MATCH($C221,'Shultis Faw'!$A$2:$A$26,1)))*(INDEX('Shultis Faw'!$E$2:$E$26,MATCH($C221,'Shultis Faw'!$A$2:$A$26,1)+1)-INDEX('Shultis Faw'!$E$2:$E$26,MATCH($C221,'Shultis Faw'!$A$2:$A$26,1)))/(INDEX('Shultis Faw'!$A$2:$A$26,MATCH($C221,'Shultis Faw'!$A$2:$A$26,1)+1)-INDEX('Shultis Faw'!$A$2:$A$26,MATCH($C221,'Shultis Faw'!$A$2:$A$26,1))),$C221*'Shultis Faw'!$E$2/'Shultis Faw'!$A$2)","v":3.1201636800000002E-2},{"$f":"_xlfn.IFNA(INDEX('Shultis Faw'!$F$2:$F$26,MATCH($C221,'Shultis Faw'!$A$2:$A$26,1))+($C221-INDEX('Shultis Faw'!$A$2:$A$26,MATCH($C221,'Shultis Faw'!$A$2:$A$26,1)))*(INDEX('Shultis Faw'!$F$2:$F$26,MATCH($C221,'Shultis Faw'!$A$2:$A$26,1)+1)-INDEX('Shultis Faw'!$F$2:$F$26,MATCH($C221,'Shultis Faw'!$A$2:$A$26,1)))/(INDEX('Shultis Faw'!$A$2:$A$26,MATCH($C221,'Shultis Faw'!$A$2:$A$26,1)+1)-INDEX('Shultis Faw'!$A$2:$A$26,MATCH($C221,'Shultis Faw'!$A$2:$A$26,1))),$C221*'Shultis Faw'!$F$2/'Shultis Faw'!$A$2)","v":14.3699628},{"$f":"J221*(H221*'Externe blootstelling'!$D$23/2)^K221+L221*(TANH(((H221*'Externe blootstelling'!$D$23)/(2*M221))-2)-TANH(-2))/(1-TANH(-2))","v":1.3606792577704507},{"$f":"IF(N221=1,1+(I221-1)*H221*'Externe blootstelling'!$D$23/2,1+(I221-1)*(N221^(H221*'Externe blootstelling'!$D$23/2)-1)/(N221-1))","v":1.9570606681224434},{"$f":"G221*EXP(-H221*'Externe blootstelling'!$D$23/2)*O221","v":7.5007230191927645E-3}]
[null," g ",1.2613430000000001,2.0181487999999998E-13,3.3599999999999998E-4,{"$f":"_xlfn.IFNA(INDEX('hp (pSv cm2)'!$B$2:$B$52,MATCH($C222,'hp (pSv cm2)'!$A$2:$A$52,1))+($C222-INDEX('hp (pSv cm2)'!$A$2:$A$52,MATCH($C222,'hp (pSv cm2)'!$A$2:$A$52,1)))*(INDEX('hp (pSv cm2)'!$B$2:$B$52,MATCH($C222,'hp (pSv cm2)'!$A$2:$A$52,1)+1)-INDEX('hp (pSv cm2)'!$B$2:$B$52,MATCH($C222,'hp (pSv cm2)'!$A$2:$A$52,1)))/(INDEX('hp (pSv cm2)'!$A$2:$A$52,MATCH($C222,'hp (pSv cm2)'!$A$2:$A$52,1)+1)-INDEX('hp (pSv cm2)'!$A$2:$A$52,MATCH($C222,'hp (pSv cm2)'!$A$2:$A$52,1))),$C222*'hp (pSv cm2)'!$B$2/'hp (pSv cm2)'!$A$2)","v":5.3419781800000008},1.7949046684800002E-3,{"$f":"_xlfn.IFNA(0.997*(INDEX('Mass attenuation coefficients'!$B$2:$B$37,MATCH($C222,'Mass attenuation coefficients'!$A$2:$A$37,1))+($C222-INDEX('Mass attenuation coefficients'!$A$2:$A$37,MATCH($C222,'Mass attenuation coefficients'!$A$2:$A$37,1)))*(INDEX('Mass attenuation coefficients'!$B$2:$B$37,MATCH($C222,'Mass attenuation coefficients'!$A$2:$A$37,1)+1)-INDEX('Mass attenuation coefficients'!$B$2:$B$37,MATCH($C222,'Mass attenuation coefficients'!$A$2:$A$37,1)))/(INDEX('Mass attenuation coefficients'!$A$2:$A$37,MATCH($C222,'Mass attenuation coefficients'!$A$2:$A$37,1)+1)-INDEX('Mass attenuation coefficients'!$A$2:$A$37,MATCH($C222,'Mass attenuation coefficients'!$A$2:$A$37,1)))),0.997*$C222*'Mass attenuation coefficients'!$B$2/'Mass attenuation coefficients'!$A$2)","v":6.2782917820039988E-2},{"$f":"_xlfn.IFNA(INDEX('Shultis Faw'!$C$2:$C$26,MATCH($C222,'Shultis Faw'!$A$2:$A$26,1))+($C222-INDEX('Shultis Faw'!$A$2:$A$26,MATCH($C222,'Shultis Faw'!$A$2:$A$26,1)))*(INDEX('Shultis Faw'!$C$2:$C$26,MATCH($C222,'Shultis Faw'!$A$2:$A$26,1)+1)-INDEX('Shultis Faw'!$C$2:$C$26,MATCH($C222,'Shultis Faw'!$A$2:$A$26,1)))/(INDEX('Shultis Faw'!$A$2:$A$26,MATCH($C222,'Shultis Faw'!$A$2:$A$26,1)+1)-INDEX('Shultis Faw'!$A$2:$A$26,MATCH($C222,'Shultis Faw'!$A$2:$A$26,1))),$C222*'Shultis Faw'!$C$2/'Shultis Faw'!$A$2)","v":2.017279496},{"$f":"_xlfn.IFNA(INDEX('Shultis Faw'!$D$2:$D$26,MATCH($C222,'Shultis Faw'!$A$2:$A$26,1))+($C222-INDEX('Shultis Faw'!$A$2:$A$26,MATCH($C222,'Shultis Faw'!$A$2:$A$26,1)))*(INDEX('Shultis Faw'!$D$2:$D$26,MATCH($C222,'Shultis Faw'!$A$2:$A$26,1)+1)-INDEX('Shultis Faw'!$D$2:$D$26,MATCH($C222,'Shultis Faw'!$A$2:$A$26,1)))/(INDEX('Shultis Faw'!$A$2:$A$26,MATCH($C222,'Shultis Faw'!$A$2:$A$26,1)+1)-INDEX('Shultis Faw'!$A$2:$A$26,MATCH($C222,'Shultis Faw'!$A$2:$A$26,1))),$C222*'Shultis Faw'!$D$2/'Shultis Faw'!$A$2)","v":1.3510980079999999},{"$f":"_xlfn.IFNA(INDEX('Shultis Faw'!$B$2:$B$26,MATCH($C222,'Shultis Faw'!$A$2:$A$26,1))+($C222-INDEX('Shultis Faw'!$A$2:$A$26,MATCH($C222,'Shultis Faw'!$A$2:$A$26,1)))*(INDEX('Shultis Faw'!$B$2:$B$26,MATCH($C222,'Shultis Faw'!$A$2:$A$26,1)+1)-INDEX('Shultis Faw'!$B$2:$B$26,MATCH($C222,'Shultis Faw'!$A$2:$A$26,1)))/(INDEX('Shultis Faw'!$A$2:$A$26,MATCH($C222,'Shultis Faw'!$A$2:$A$26,1)+1)-INDEX('Shultis Faw'!$A$2:$A$26,MATCH($C222,'Shultis Faw'!$A$2:$A$26,1))),$C222*'Shultis Faw'!$B$2/'Shultis Faw'!$A$2)","v":-7.2796733999999988E-2},{"$f":"_xlfn.IFNA(INDEX('Shultis Faw'!$E$2:$E$26,MATCH($C222,'Shultis Faw'!$A$2:$A$26,1))+($C222-INDEX('Shultis Faw'!$A$2:$A$26,MATCH($C222,'Shultis Faw'!$A$2:$A$26,1)))*(INDEX('Shultis Faw'!$E$2:$E$26,MATCH($C222,'Shultis Faw'!$A$2:$A$26,1)+1)-INDEX('Shultis Faw'!$E$2:$E$26,MATCH($C222,'Shultis Faw'!$A$2:$A$26,1)))/(INDEX('Shultis Faw'!$A$2:$A$26,MATCH($C222,'Shultis Faw'!$A$2:$A$26,1)+1)-INDEX('Shultis Faw'!$A$2:$A$26,MATCH($C222,'Shultis Faw'!$A$2:$A$26,1))),$C222*'Shultis Faw'!$E$2/'Shultis Faw'!$A$2)","v":3.0900544799999999E-2},{"$f":"_xlfn.IFNA(INDEX('Shultis Faw'!$F$2:$F$26,MATCH($C222,'Shultis Faw'!$A$2:$A$26,1))+($C222-INDEX('Shultis Faw'!$A$2:$A$26,MATCH($C222,'Shultis Faw'!$A$2:$A$26,1)))*(INDEX('Shultis Faw'!$F$2:$F$26,MATCH($C222,'Shultis Faw'!$A$2:$A$26,1)+1)-INDEX('Shultis Faw'!$F$2:$F$26,MATCH($C222,'Shultis Faw'!$A$2:$A$26,1)))/(INDEX('Shultis Faw'!$A$2:$A$26,MATCH($C222,'Shultis Faw'!$A$2:$A$26,1)+1)-INDEX('Shultis Faw'!$A$2:$A$26,MATCH($C222,'Shultis Faw'!$A$2:$A$26,1))),$C222*'Shultis Faw'!$F$2/'Shultis Faw'!$A$2)","v":14.3768058},{"$f":"J222*(H222*'Externe blootstelling'!$D$23/2)^K222+L222*(TANH(((H222*'Externe blootstelling'!$D$23)/(2*M222))-2)-TANH(-2))/(1-TANH(-2))","v":1.3570920263344883},{"$f":"IF(N222=1,1+(I222-1)*H222*'Externe blootstelling'!$D$23/2,1+(I222-1)*(N222^(H222*'Externe blootstelling'!$D$23/2)-1)/(N222-1))","v":1.9491171440430126},{"$f":"G222*EXP(-H222*'Externe blootstelling'!$D$23/2)*O222","v":1.3642224970975354E-3}]
[null," g ",1.292778,2.0684447999999998E-13,1.0399999999999999E-3,{"$f":"_xlfn.IFNA(INDEX('hp (pSv cm2)'!$B$2:$B$52,MATCH($C223,'hp (pSv cm2)'!$A$2:$A$52,1))+($C223-INDEX('hp (pSv cm2)'!$A$2:$A$52,MATCH($C223,'hp (pSv cm2)'!$A$2:$A$52,1)))*(INDEX('hp (pSv cm2)'!$B$2:$B$52,MATCH($C223,'hp (pSv cm2)'!$A$2:$A$52,1)+1)-INDEX('hp (pSv cm2)'!$B$2:$B$52,MATCH($C223,'hp (pSv cm2)'!$A$2:$A$52,1)))/(INDEX('hp (pSv cm2)'!$A$2:$A$52,MATCH($C223,'hp (pSv cm2)'!$A$2:$A$52,1)+1)-INDEX('hp (pSv cm2)'!$A$2:$A$52,MATCH($C223,'hp (pSv cm2)'!$A$2:$A$52,1))),$C223*'hp (pSv cm2)'!$B$2/'hp (pSv cm2)'!$A$2)","v":5.4444562799999998},5.6622345311999993E-3,{"$f":"_xlfn.IFNA(0.997*(INDEX('Mass attenuation coefficients'!$B$2:$B$37,MATCH($C223,'Mass attenuation coefficients'!$A$2:$A$37,1))+($C223-INDEX('Mass attenuation coefficients'!$A$2:$A$37,MATCH($C223,'Mass attenuation coefficients'!$A$2:$A$37,1)))*(INDEX('Mass attenuation coefficients'!$B$2:$B$37,MATCH($C223,'Mass attenuation coefficients'!$A$2:$A$37,1)+1)-INDEX('Mass attenuation coefficients'!$B$2:$B$37,MATCH($C223,'Mass attenuation coefficients'!$A$2:$A$37,1)))/(INDEX('Mass attenuation coefficients'!$A$2:$A$37,MATCH($C223,'Mass attenuation coefficients'!$A$2:$A$37,1)+1)-INDEX('Mass attenuation coefficients'!$A$2:$A$37,MATCH($C223,'Mass attenuation coefficients'!$A$2:$A$37,1)))),0.997*$C223*'Mass attenuation coefficients'!$B$2/'Mass attenuation coefficients'!$A$2)","v":6.2069603601839995E-2},{"$f":"_xlfn.IFNA(INDEX('Shultis Faw'!$C$2:$C$26,MATCH($C223,'Shultis Faw'!$A$2:$A$26,1))+($C223-INDEX('Shultis Faw'!$A$2:$A$26,MATCH($C223,'Shultis Faw'!$A$2:$A$26,1)))*(INDEX('Shultis Faw'!$C$2:$C$26,MATCH($C223,'Shultis Faw'!$A$2:$A$26,1)+1)-INDEX('Shultis Faw'!$C$2:$C$26,MATCH($C223,'Shultis Faw'!$A$2:$A$26,1)))/(INDEX('Shultis Faw'!$A$2:$A$26,MATCH($C223,'Shultis Faw'!$A$2:$A$26,1)+1)-INDEX('Shultis Faw'!$A$2:$A$26,MATCH($C223,'Shultis Faw'!$A$2:$A$26,1))),$C223*'Shultis Faw'!$C$2/'Shultis Faw'!$A$2)","v":2.0069688160000001},{"$f":"_xlfn.IFNA(INDEX('Shultis Faw'!$D$2:$D$26,MATCH($C223,'Shultis Faw'!$A$2:$A$26,1))+($C223-INDEX('Shultis Faw'!$A$2:$A$26,MATCH($C223,'Shultis Faw'!$A$2:$A$26,1)))*(INDEX('Shultis Faw'!$D$2:$D$26,MATCH($C223,'Shultis Faw'!$A$2:$A$26,1)+1)-INDEX('Shultis Faw'!$D$2:$D$26,MATCH($C223,'Shultis Faw'!$A$2:$A$26,1)))/(INDEX('Shultis Faw'!$A$2:$A$26,MATCH($C223,'Shultis Faw'!$A$2:$A$26,1)+1)-INDEX('Shultis Faw'!$A$2:$A$26,MATCH($C223,'Shultis Faw'!$A$2:$A$26,1))),$C223*'Shultis Faw'!$D$2/'Shultis Faw'!$A$2)","v":1.3402843680000001},{"$f":"_xlfn.IFNA(INDEX('Shultis Faw'!$B$2:$B$26,MATCH($C223,'Shultis Faw'!$A$2:$A$26,1))+($C223-INDEX('Shultis Faw'!$A$2:$A$26,MATCH($C223,'Shultis Faw'!$A$2:$A$26,1)))*(INDEX('Shultis Faw'!$B$2:$B$26,MATCH($C223,'Shultis Faw'!$A$2:$A$26,1)+1)-INDEX('Shultis Faw'!$B$2:$B$26,MATCH($C223,'Shultis Faw'!$A$2:$A$26,1)))/(INDEX('Shultis Faw'!$A$2:$A$26,MATCH($C223,'Shultis Faw'!$A$2:$A$26,1)+1)-INDEX('Shultis Faw'!$A$2:$A$26,MATCH($C223,'Shultis Faw'!$A$2:$A$26,1))),$C223*'Shultis Faw'!$B$2/'Shultis Faw'!$A$2)","v":-7.0847764000000008E-2},{"$f":"_xlfn.IFNA(INDEX('Shultis Faw'!$E$2:$E$26,MATCH($C223,'Shultis Faw'!$A$2:$A$26,1))+($C223-INDEX('Shultis Faw'!$A$2:$A$26,MATCH($C223,'Shultis Faw'!$A$2:$A$26,1)))*(INDEX('Shultis Faw'!$E$2:$E$26,MATCH($C223,'Shultis Faw'!$A$2:$A$26,1)+1)-INDEX('Shultis Faw'!$E$2:$E$26,MATCH($C223,'Shultis Faw'!$A$2:$A$26,1)))/(INDEX('Shultis Faw'!$A$2:$A$26,MATCH($C223,'Shultis Faw'!$A$2:$A$26,1)+1)-INDEX('Shultis Faw'!$A$2:$A$26,MATCH($C223,'Shultis Faw'!$A$2:$A$26,1))),$C223*'Shultis Faw'!$E$2/'Shultis Faw'!$A$2)","v":3.0070660800000003E-2},{"$f":"_xlfn.IFNA(INDEX('Shultis Faw'!$F$2:$F$26,MATCH($C223,'Shultis Faw'!$A$2:$A$26,1))+($C223-INDEX('Shultis Faw'!$A$2:$A$26,MATCH($C223,'Shultis Faw'!$A$2:$A$26,1)))*(INDEX('Shultis Faw'!$F$2:$F$26,MATCH($C223,'Shultis Faw'!$A$2:$A$26,1)+1)-INDEX('Shultis Faw'!$F$2:$F$26,MATCH($C223,'Shultis Faw'!$A$2:$A$26,1)))/(INDEX('Shultis Faw'!$A$2:$A$26,MATCH($C223,'Shultis Faw'!$A$2:$A$26,1)+1)-INDEX('Shultis Faw'!$A$2:$A$26,MATCH($C223,'Shultis Faw'!$A$2:$A$26,1))),$C223*'Shultis Faw'!$F$2/'Shultis Faw'!$A$2)","v":14.395666800000001},{"$f":"J223*(H223*'Externe blootstelling'!$D$23/2)^K223+L223*(TANH(((H223*'Externe blootstelling'!$D$23)/(2*M223))-2)-TANH(-2))/(1-TANH(-2))","v":1.3471605618964786},{"$f":"IF(N223=1,1+(I223-1)*H223*'Externe blootstelling'!$D$23/2,1+(I223-1)*(N223^(H223*'Externe blootstelling'!$D$23/2)-1)/(N223-1))","v":1.9274926000004702},{"$f":"G223*EXP(-H223*'Externe blootstelling'!$D$23/2)*O223","v":4.3016322386351799E-3}]
[null," g ",1.299142,2.0786272E-13,1.6330000000000001E-2,{"$f":"_xlfn.IFNA(INDEX('hp (pSv cm2)'!$B$2:$B$52,MATCH($C224,'hp (pSv cm2)'!$A$2:$A$52,1))+($C224-INDEX('hp (pSv cm2)'!$A$2:$A$52,MATCH($C224,'hp (pSv cm2)'!$A$2:$A$52,1)))*(INDEX('hp (pSv cm2)'!$B$2:$B$52,MATCH($C224,'hp (pSv cm2)'!$A$2:$A$52,1)+1)-INDEX('hp (pSv cm2)'!$B$2:$B$52,MATCH($C224,'hp (pSv cm2)'!$A$2:$A$52,1)))/(INDEX('hp (pSv cm2)'!$A$2:$A$52,MATCH($C224,'hp (pSv cm2)'!$A$2:$A$52,1)+1)-INDEX('hp (pSv cm2)'!$A$2:$A$52,MATCH($C224,'hp (pSv cm2)'!$A$2:$A$52,1))),$C224*'hp (pSv cm2)'!$B$2/'hp (pSv cm2)'!$A$2)","v":5.4652029200000003},8.9246763683600003E-2,{"$f":"_xlfn.IFNA(0.997*(INDEX('Mass attenuation coefficients'!$B$2:$B$37,MATCH($C224,'Mass attenuation coefficients'!$A$2:$A$37,1))+($C224-INDEX('Mass attenuation coefficients'!$A$2:$A$37,MATCH($C224,'Mass attenuation coefficients'!$A$2:$A$37,1)))*(INDEX('Mass attenuation coefficients'!$B$2:$B$37,MATCH($C224,'Mass attenuation coefficients'!$A$2:$A$37,1)+1)-INDEX('Mass attenuation coefficients'!$B$2:$B$37,MATCH($C224,'Mass attenuation coefficients'!$A$2:$A$37,1)))/(INDEX('Mass attenuation coefficients'!$A$2:$A$37,MATCH($C224,'Mass attenuation coefficients'!$A$2:$A$37,1)+1)-INDEX('Mass attenuation coefficients'!$A$2:$A$37,MATCH($C224,'Mass attenuation coefficients'!$A$2:$A$37,1)))),0.997*$C224*'Mass attenuation coefficients'!$B$2/'Mass attenuation coefficients'!$A$2)","v":6.1925193495759992E-2},{"$f":"_xlfn.IFNA(INDEX('Shultis Faw'!$C$2:$C$26,MATCH($C224,'Shultis Faw'!$A$2:$A$26,1))+($C224-INDEX('Shultis Faw'!$A$2:$A$26,MATCH($C224,'Shultis Faw'!$A$2:$A$26,1)))*(INDEX('Shultis Faw'!$C$2:$C$26,MATCH($C224,'Shultis Faw'!$A$2:$A$26,1)+1)-INDEX('Shultis Faw'!$C$2:$C$26,MATCH($C224,'Shultis Faw'!$A$2:$A$26,1)))/(INDEX('Shultis Faw'!$A$2:$A$26,MATCH($C224,'Shultis Faw'!$A$2:$A$26,1)+1)-INDEX('Shultis Faw'!$A$2:$A$26,MATCH($C224,'Shultis Faw'!$A$2:$A$26,1))),$C224*'Shultis Faw'!$C$2/'Shultis Faw'!$A$2)","v":2.0048814240000001},{"$f":"_xlfn.IFNA(INDEX('Shultis Faw'!$D$2:$D$26,MATCH($C224,'Shultis Faw'!$A$2:$A$26,1))+($C224-INDEX('Shultis Faw'!$A$2:$A$26,MATCH($C224,'Shultis Faw'!$A$2:$A$26,1)))*(INDEX('Shultis Faw'!$D$2:$D$26,MATCH($C224,'Shultis Faw'!$A$2:$A$26,1)+1)-INDEX('Shultis Faw'!$D$2:$D$26,MATCH($C224,'Shultis Faw'!$A$2:$A$26,1)))/(INDEX('Shultis Faw'!$A$2:$A$26,MATCH($C224,'Shultis Faw'!$A$2:$A$26,1)+1)-INDEX('Shultis Faw'!$A$2:$A$26,MATCH($C224,'Shultis Faw'!$A$2:$A$26,1))),$C224*'Shultis Faw'!$D$2/'Shultis Faw'!$A$2)","v":1.338095152},{"$f":"_xlfn.IFNA(INDEX('Shultis Faw'!$B$2:$B$26,MATCH($C224,'Shultis Faw'!$A$2:$A$26,1))+($C224-INDEX('Shultis Faw'!$A$2:$A$26,MATCH($C224,'Shultis Faw'!$A$2:$A$26,1)))*(INDEX('Shultis Faw'!$B$2:$B$26,MATCH($C224,'Shultis Faw'!$A$2:$A$26,1)+1)-INDEX('Shultis Faw'!$B$2:$B$26,MATCH($C224,'Shultis Faw'!$A$2:$A$26,1)))/(INDEX('Shultis Faw'!$A$2:$A$26,MATCH($C224,'Shultis Faw'!$A$2:$A$26,1)+1)-INDEX('Shultis Faw'!$A$2:$A$26,MATCH($C224,'Shultis Faw'!$A$2:$A$26,1))),$C224*'Shultis Faw'!$B$2/'Shultis Faw'!$A$2)","v":-7.0453195999999996E-2},{"$f":"_xlfn.IFNA(INDEX('Shultis Faw'!$E$2:$E$26,MATCH($C224,'Shultis Faw'!$A$2:$A$26,1))+($C224-INDEX('Shultis Faw'!$A$2:$A$26,MATCH($C224,'Shultis Faw'!$A$2:$A$26,1)))*(INDEX('Shultis Faw'!$E$2:$E$26,MATCH($C224,'Shultis Faw'!$A$2:$A$26,1)+1)-INDEX('Shultis Faw'!$E$2:$E$26,MATCH($C224,'Shultis Faw'!$A$2:$A$26,1)))/(INDEX('Shultis Faw'!$A$2:$A$26,MATCH($C224,'Shultis Faw'!$A$2:$A$26,1)+1)-INDEX('Shultis Faw'!$A$2:$A$26,MATCH($C224,'Shultis Faw'!$A$2:$A$26,1))),$C224*'Shultis Faw'!$E$2/'Shultis Faw'!$A$2)","v":2.9902651199999998E-2},{"$f":"_xlfn.IFNA(INDEX('Shultis Faw'!$F$2:$F$26,MATCH($C224,'Shultis Faw'!$A$2:$A$26,1))+($C224-INDEX('Shultis Faw'!$A$2:$A$26,MATCH($C224,'Shultis Faw'!$A$2:$A$26,1)))*(INDEX('Shultis Faw'!$F$2:$F$26,MATCH($C224,'Shultis Faw'!$A$2:$A$26,1)+1)-INDEX('Shultis Faw'!$F$2:$F$26,MATCH($C224,'Shultis Faw'!$A$2:$A$26,1)))/(INDEX('Shultis Faw'!$A$2:$A$26,MATCH($C224,'Shultis Faw'!$A$2:$A$26,1)+1)-INDEX('Shultis Faw'!$A$2:$A$26,MATCH($C224,'Shultis Faw'!$A$2:$A$26,1))),$C224*'Shultis Faw'!$F$2/'Shultis Faw'!$A$2)","v":14.399485200000001},{"$f":"J224*(H224*'Externe blootstelling'!$D$23/2)^K224+L224*(TANH(((H224*'Externe blootstelling'!$D$23)/(2*M224))-2)-TANH(-2))/(1-TANH(-2))","v":1.3451424180346392},{"$f":"IF(N224=1,1+(I224-1)*H224*'Externe blootstelling'!$D$23/2,1+(I224-1)*(N224^(H224*'Externe blootstelling'!$D$23/2)-1)/(N224-1))","v":1.9231587138486681},{"$f":"G224*EXP(-H224*'Externe blootstelling'!$D$23/2)*O224","v":6.7795529352679837E-2}]
[null," g ",1.3147,2.10352E-13,4.7999999999999994E-5,{"$f":"_xlfn.IFNA(INDEX('hp (pSv cm2)'!$B$2:$B$52,MATCH($C225,'hp (pSv cm2)'!$A$2:$A$52,1))+($C225-INDEX('hp (pSv cm2)'!$A$2:$A$52,MATCH($C225,'hp (pSv cm2)'!$A$2:$A$52,1)))*(INDEX('hp (pSv cm2)'!$B$2:$B$52,MATCH($C225,'hp (pSv cm2)'!$A$2:$A$52,1)+1)-INDEX('hp (pSv cm2)'!$B$2:$B$52,MATCH($C225,'hp (pSv cm2)'!$A$2:$A$52,1)))/(INDEX('hp (pSv cm2)'!$A$2:$A$52,MATCH($C225,'hp (pSv cm2)'!$A$2:$A$52,1)+1)-INDEX('hp (pSv cm2)'!$A$2:$A$52,MATCH($C225,'hp (pSv cm2)'!$A$2:$A$52,1))),$C225*'hp (pSv cm2)'!$B$2/'hp (pSv cm2)'!$A$2)","v":5.5159219999999998},2.6476425599999997E-4,{"$f":"_xlfn.IFNA(0.997*(INDEX('Mass attenuation coefficients'!$B$2:$B$37,MATCH($C225,'Mass attenuation coefficients'!$A$2:$A$37,1))+($C225-INDEX('Mass attenuation coefficients'!$A$2:$A$37,MATCH($C225,'Mass attenuation coefficients'!$A$2:$A$37,1)))*(INDEX('Mass attenuation coefficients'!$B$2:$B$37,MATCH($C225,'Mass attenuation coefficients'!$A$2:$A$37,1)+1)-INDEX('Mass attenuation coefficients'!$B$2:$B$37,MATCH($C225,'Mass attenuation coefficients'!$A$2:$A$37,1)))/(INDEX('Mass attenuation coefficients'!$A$2:$A$37,MATCH($C225,'Mass attenuation coefficients'!$A$2:$A$37,1)+1)-INDEX('Mass attenuation coefficients'!$A$2:$A$37,MATCH($C225,'Mass attenuation coefficients'!$A$2:$A$37,1)))),0.997*$C225*'Mass attenuation coefficients'!$B$2/'Mass attenuation coefficients'!$A$2)","v":6.1572155715999999E-2},{"$f":"_xlfn.IFNA(INDEX('Shultis Faw'!$C$2:$C$26,MATCH($C225,'Shultis Faw'!$A$2:$A$26,1))+($C225-INDEX('Shultis Faw'!$A$2:$A$26,MATCH($C225,'Shultis Faw'!$A$2:$A$26,1)))*(INDEX('Shultis Faw'!$C$2:$C$26,MATCH($C225,'Shultis Faw'!$A$2:$A$26,1)+1)-INDEX('Shultis Faw'!$C$2:$C$26,MATCH($C225,'Shultis Faw'!$A$2:$A$26,1)))/(INDEX('Shultis Faw'!$A$2:$A$26,MATCH($C225,'Shultis Faw'!$A$2:$A$26,1)+1)-INDEX('Shultis Faw'!$A$2:$A$26,MATCH($C225,'Shultis Faw'!$A$2:$A$26,1))),$C225*'Shultis Faw'!$C$2/'Shultis Faw'!$A$2)","v":1.9997784000000001},{"$f":"_xlfn.IFNA(INDEX('Shultis Faw'!$D$2:$D$26,MATCH($C225,'Shultis Faw'!$A$2:$A$26,1))+($C225-INDEX('Shultis Faw'!$A$2:$A$26,MATCH($C225,'Shultis Faw'!$A$2:$A$26,1)))*(INDEX('Shultis Faw'!$D$2:$D$26,MATCH($C225,'Shultis Faw'!$A$2:$A$26,1)+1)-INDEX('Shultis Faw'!$D$2:$D$26,MATCH($C225,'Shultis Faw'!$A$2:$A$26,1)))/(INDEX('Shultis Faw'!$A$2:$A$26,MATCH($C225,'Shultis Faw'!$A$2:$A$26,1)+1)-INDEX('Shultis Faw'!$A$2:$A$26,MATCH($C225,'Shultis Faw'!$A$2:$A$26,1))),$C225*'Shultis Faw'!$D$2/'Shultis Faw'!$A$2)","v":1.3327431999999999},{"$f":"_xlfn.IFNA(INDEX('Shultis Faw'!$B$2:$B$26,MATCH($C225,'Shultis Faw'!$A$2:$A$26,1))+($C225-INDEX('Shultis Faw'!$A$2:$A$26,MATCH($C225,'Shultis Faw'!$A$2:$A$26,1)))*(INDEX('Shultis Faw'!$B$2:$B$26,MATCH($C225,'Shultis Faw'!$A$2:$A$26,1)+1)-INDEX('Shultis Faw'!$B$2:$B$26,MATCH($C225,'Shultis Faw'!$A$2:$A$26,1)))/(INDEX('Shultis Faw'!$A$2:$A$26,MATCH($C225,'Shultis Faw'!$A$2:$A$26,1)+1)-INDEX('Shultis Faw'!$A$2:$A$26,MATCH($C225,'Shultis Faw'!$A$2:$A$26,1))),$C225*'Shultis Faw'!$B$2/'Shultis Faw'!$A$2)","v":-6.9488599999999998E-2},{"$f":"_xlfn.IFNA(INDEX('Shultis Faw'!$E$2:$E$26,MATCH($C225,'Shultis Faw'!$A$2:$A$26,1))+($C225-INDEX('Shultis Faw'!$A$2:$A$26,MATCH($C225,'Shultis Faw'!$A$2:$A$26,1)))*(INDEX('Shultis Faw'!$E$2:$E$26,MATCH($C225,'Shultis Faw'!$A$2:$A$26,1)+1)-INDEX('Shultis Faw'!$E$2:$E$26,MATCH($C225,'Shultis Faw'!$A$2:$A$26,1)))/(INDEX('Shultis Faw'!$A$2:$A$26,MATCH($C225,'Shultis Faw'!$A$2:$A$26,1)+1)-INDEX('Shultis Faw'!$A$2:$A$26,MATCH($C225,'Shultis Faw'!$A$2:$A$26,1))),$C225*'Shultis Faw'!$E$2/'Shultis Faw'!$A$2)","v":2.9491920000000001E-2},{"$f":"_xlfn.IFNA(INDEX('Shultis Faw'!$F$2:$F$26,MATCH($C225,'Shultis Faw'!$A$2:$A$26,1))+($C225-INDEX('Shultis Faw'!$A$2:$A$26,MATCH($C225,'Shultis Faw'!$A$2:$A$26,1)))*(INDEX('Shultis Faw'!$F$2:$F$26,MATCH($C225,'Shultis Faw'!$A$2:$A$26,1)+1)-INDEX('Shultis Faw'!$F$2:$F$26,MATCH($C225,'Shultis Faw'!$A$2:$A$26,1)))/(INDEX('Shultis Faw'!$A$2:$A$26,MATCH($C225,'Shultis Faw'!$A$2:$A$26,1)+1)-INDEX('Shultis Faw'!$A$2:$A$26,MATCH($C225,'Shultis Faw'!$A$2:$A$26,1))),$C225*'Shultis Faw'!$F$2/'Shultis Faw'!$A$2)","v":14.40882},{"$f":"J225*(H225*'Externe blootstelling'!$D$23/2)^K225+L225*(TANH(((H225*'Externe blootstelling'!$D$23)/(2*M225))-2)-TANH(-2))/(1-TANH(-2))","v":1.3401980452854023},{"$f":"IF(N225=1,1+(I225-1)*H225*'Externe blootstelling'!$D$23/2,1+(I225-1)*(N225^(H225*'Externe blootstelling'!$D$23/2)-1)/(N225-1))","v":1.9126255417821652},{"$f":"G225*EXP(-H225*'Externe blootstelling'!$D$23/2)*O225","v":2.0108635077353495E-4}]
[null," g ",1.3480999999999999,2.1569599999999994E-13,1.7500000000000003E-4,{"$f":"_xlfn.IFNA(INDEX('hp (pSv cm2)'!$B$2:$B$52,MATCH($C226,'hp (pSv cm2)'!$A$2:$A$52,1))+($C226-INDEX('hp (pSv cm2)'!$A$2:$A$52,MATCH($C226,'hp (pSv cm2)'!$A$2:$A$52,1)))*(INDEX('hp (pSv cm2)'!$B$2:$B$52,MATCH($C226,'hp (pSv cm2)'!$A$2:$A$52,1)+1)-INDEX('hp (pSv cm2)'!$B$2:$B$52,MATCH($C226,'hp (pSv cm2)'!$A$2:$A$52,1)))/(INDEX('hp (pSv cm2)'!$A$2:$A$52,MATCH($C226,'hp (pSv cm2)'!$A$2:$A$52,1)+1)-INDEX('hp (pSv cm2)'!$A$2:$A$52,MATCH($C226,'hp (pSv cm2)'!$A$2:$A$52,1))),$C226*'hp (pSv cm2)'!$B$2/'hp (pSv cm2)'!$A$2)","v":5.6248059999999995},9.8434105000000014E-4,{"$f":"_xlfn.IFNA(0.997*(INDEX('Mass attenuation coefficients'!$B$2:$B$37,MATCH($C226,'Mass attenuation coefficients'!$A$2:$A$37,1))+($C226-INDEX('Mass attenuation coefficients'!$A$2:$A$37,MATCH($C226,'Mass attenuation coefficients'!$A$2:$A$37,1)))*(INDEX('Mass attenuation coefficients'!$B$2:$B$37,MATCH($C226,'Mass attenuation coefficients'!$A$2:$A$37,1)+1)-INDEX('Mass attenuation coefficients'!$B$2:$B$37,MATCH($C226,'Mass attenuation coefficients'!$A$2:$A$37,1)))/(INDEX('Mass attenuation coefficients'!$A$2:$A$37,MATCH($C226,'Mass attenuation coefficients'!$A$2:$A$37,1)+1)-INDEX('Mass attenuation coefficients'!$A$2:$A$37,MATCH($C226,'Mass attenuation coefficients'!$A$2:$A$37,1)))),0.997*$C226*'Mass attenuation coefficients'!$B$2/'Mass attenuation coefficients'!$A$2)","v":6.0814252267999996E-2},{"$f":"_xlfn.IFNA(INDEX('Shultis Faw'!$C$2:$C$26,MATCH($C226,'Shultis Faw'!$A$2:$A$26,1))+($C226-INDEX('Shultis Faw'!$A$2:$A$26,MATCH($C226,'Shultis Faw'!$A$2:$A$26,1)))*(INDEX('Shultis Faw'!$C$2:$C$26,MATCH($C226,'Shultis Faw'!$A$2:$A$26,1)+1)-INDEX('Shultis Faw'!$C$2:$C$26,MATCH($C226,'Shultis Faw'!$A$2:$A$26,1)))/(INDEX('Shultis Faw'!$A$2:$A$26,MATCH($C226,'Shultis Faw'!$A$2:$A$26,1)+1)-INDEX('Shultis Faw'!$A$2:$A$26,MATCH($C226,'Shultis Faw'!$A$2:$A$26,1))),$C226*'Shultis Faw'!$C$2/'Shultis Faw'!$A$2)","v":1.9888232000000001},{"$f":"_xlfn.IFNA(INDEX('Shultis Faw'!$D$2:$D$26,MATCH($C226,'Shultis Faw'!$A$2:$A$26,1))+($C226-INDEX('Shultis Faw'!$A$2:$A$26,MATCH($C226,'Shultis Faw'!$A$2:$A$26,1)))*(INDEX('Shultis Faw'!$D$2:$D$26,MATCH($C226,'Shultis Faw'!$A$2:$A$26,1)+1)-INDEX('Shultis Faw'!$D$2:$D$26,MATCH($C226,'Shultis Faw'!$A$2:$A$26,1)))/(INDEX('Shultis Faw'!$A$2:$A$26,MATCH($C226,'Shultis Faw'!$A$2:$A$26,1)+1)-INDEX('Shultis Faw'!$A$2:$A$26,MATCH($C226,'Shultis Faw'!$A$2:$A$26,1))),$C226*'Shultis Faw'!$D$2/'Shultis Faw'!$A$2)","v":1.3212535999999999},{"$f":"_xlfn.IFNA(INDEX('Shultis Faw'!$B$2:$B$26,MATCH($C226,'Shultis Faw'!$A$2:$A$26,1))+($C226-INDEX('Shultis Faw'!$A$2:$A$26,MATCH($C226,'Shultis Faw'!$A$2:$A$26,1)))*(INDEX('Shultis Faw'!$B$2:$B$26,MATCH($C226,'Shultis Faw'!$A$2:$A$26,1)+1)-INDEX('Shultis Faw'!$B$2:$B$26,MATCH($C226,'Shultis Faw'!$A$2:$A$26,1)))/(INDEX('Shultis Faw'!$A$2:$A$26,MATCH($C226,'Shultis Faw'!$A$2:$A$26,1)+1)-INDEX('Shultis Faw'!$A$2:$A$26,MATCH($C226,'Shultis Faw'!$A$2:$A$26,1))),$C226*'Shultis Faw'!$B$2/'Shultis Faw'!$A$2)","v":-6.7417800000000014E-2},{"$f":"_xlfn.IFNA(INDEX('Shultis Faw'!$E$2:$E$26,MATCH($C226,'Shultis Faw'!$A$2:$A$26,1))+($C226-INDEX('Shultis Faw'!$A$2:$A$26,MATCH($C226,'Shultis Faw'!$A$2:$A$26,1)))*(INDEX('Shultis Faw'!$E$2:$E$26,MATCH($C226,'Shultis Faw'!$A$2:$A$26,1)+1)-INDEX('Shultis Faw'!$E$2:$E$26,MATCH($C226,'Shultis Faw'!$A$2:$A$26,1)))/(INDEX('Shultis Faw'!$A$2:$A$26,MATCH($C226,'Shultis Faw'!$A$2:$A$26,1)+1)-INDEX('Shultis Faw'!$A$2:$A$26,MATCH($C226,'Shultis Faw'!$A$2:$A$26,1))),$C226*'Shultis Faw'!$E$2/'Shultis Faw'!$A$2)","v":2.8610160000000003E-2},{"$f":"_xlfn.IFNA(INDEX('Shultis Faw'!$F$2:$F$26,MATCH($C226,'Shultis Faw'!$A$2:$A$26,1))+($C226-INDEX('Shultis Faw'!$A$2:$A$26,MATCH($C226,'Shultis Faw'!$A$2:$A$26,1)))*(INDEX('Shultis Faw'!$F$2:$F$26,MATCH($C226,'Shultis Faw'!$A$2:$A$26,1)+1)-INDEX('Shultis Faw'!$F$2:$F$26,MATCH($C226,'Shultis Faw'!$A$2:$A$26,1)))/(INDEX('Shultis Faw'!$A$2:$A$26,MATCH($C226,'Shultis Faw'!$A$2:$A$26,1)+1)-INDEX('Shultis Faw'!$A$2:$A$26,MATCH($C226,'Shultis Faw'!$A$2:$A$26,1))),$C226*'Shultis Faw'!$F$2/'Shultis Faw'!$A$2)","v":14.42886},{"$f":"J226*(H226*'Externe blootstelling'!$D$23/2)^K226+L226*(TANH(((H226*'Externe blootstelling'!$D$23)/(2*M226))-2)-TANH(-2))/(1-TANH(-2))","v":1.3295325764503474},{"$f":"IF(N226=1,1+(I226-1)*H226*'Externe blootstelling'!$D$23/2,1+(I226-1)*(N226^(H226*'Externe blootstelling'!$D$23/2)-1)/(N226-1))","v":1.8903066479542106},{"$f":"G226*EXP(-H226*'Externe blootstelling'!$D$23/2)*O226","v":7.4732316746601343E-4}]
[null," g ",1.3637699999999999,2.182032E-13,2.5599999999999999E-4,{"$f":"_xlfn.IFNA(INDEX('hp (pSv cm2)'!$B$2:$B$52,MATCH($C227,'hp (pSv cm2)'!$A$2:$A$52,1))+($C227-INDEX('hp (pSv cm2)'!$A$2:$A$52,MATCH($C227,'hp (pSv cm2)'!$A$2:$A$52,1)))*(INDEX('hp (pSv cm2)'!$B$2:$B$52,MATCH($C227,'hp (pSv cm2)'!$A$2:$A$52,1)+1)-INDEX('hp (pSv cm2)'!$B$2:$B$52,MATCH($C227,'hp (pSv cm2)'!$A$2:$A$52,1)))/(INDEX('hp (pSv cm2)'!$A$2:$A$52,MATCH($C227,'hp (pSv cm2)'!$A$2:$A$52,1)+1)-INDEX('hp (pSv cm2)'!$A$2:$A$52,MATCH($C227,'hp (pSv cm2)'!$A$2:$A$52,1))),$C227*'hp (pSv cm2)'!$B$2/'hp (pSv cm2)'!$A$2)","v":5.6758901999999996},1.4530278911999998E-3,{"$f":"_xlfn.IFNA(0.997*(INDEX('Mass attenuation coefficients'!$B$2:$B$37,MATCH($C227,'Mass attenuation coefficients'!$A$2:$A$37,1))+($C227-INDEX('Mass attenuation coefficients'!$A$2:$A$37,MATCH($C227,'Mass attenuation coefficients'!$A$2:$A$37,1)))*(INDEX('Mass attenuation coefficients'!$B$2:$B$37,MATCH($C227,'Mass attenuation coefficients'!$A$2:$A$37,1)+1)-INDEX('Mass attenuation coefficients'!$B$2:$B$37,MATCH($C227,'Mass attenuation coefficients'!$A$2:$A$37,1)))/(INDEX('Mass attenuation coefficients'!$A$2:$A$37,MATCH($C227,'Mass attenuation coefficients'!$A$2:$A$37,1)+1)-INDEX('Mass attenuation coefficients'!$A$2:$A$37,MATCH($C227,'Mass attenuation coefficients'!$A$2:$A$37,1)))),0.997*$C227*'Mass attenuation coefficients'!$B$2/'Mass attenuation coefficients'!$A$2)","v":6.0458673015599998E-2},{"$f":"_xlfn.IFNA(INDEX('Shultis Faw'!$C$2:$C$26,MATCH($C227,'Shultis Faw'!$A$2:$A$26,1))+($C227-INDEX('Shultis Faw'!$A$2:$A$26,MATCH($C227,'Shultis Faw'!$A$2:$A$26,1)))*(INDEX('Shultis Faw'!$C$2:$C$26,MATCH($C227,'Shultis Faw'!$A$2:$A$26,1)+1)-INDEX('Shultis Faw'!$C$2:$C$26,MATCH($C227,'Shultis Faw'!$A$2:$A$26,1)))/(INDEX('Shultis Faw'!$A$2:$A$26,MATCH($C227,'Shultis Faw'!$A$2:$A$26,1)+1)-INDEX('Shultis Faw'!$A$2:$A$26,MATCH($C227,'Shultis Faw'!$A$2:$A$26,1))),$C227*'Shultis Faw'!$C$2/'Shultis Faw'!$A$2)","v":1.9836834400000001},{"$f":"_xlfn.IFNA(INDEX('Shultis Faw'!$D$2:$D$26,MATCH($C227,'Shultis Faw'!$A$2:$A$26,1))+($C227-INDEX('Shultis Faw'!$A$2:$A$26,MATCH($C227,'Shultis Faw'!$A$2:$A$26,1)))*(INDEX('Shultis Faw'!$D$2:$D$26,MATCH($C227,'Shultis Faw'!$A$2:$A$26,1)+1)-INDEX('Shultis Faw'!$D$2:$D$26,MATCH($C227,'Shultis Faw'!$A$2:$A$26,1)))/(INDEX('Shultis Faw'!$A$2:$A$26,MATCH($C227,'Shultis Faw'!$A$2:$A$26,1)+1)-INDEX('Shultis Faw'!$A$2:$A$26,MATCH($C227,'Shultis Faw'!$A$2:$A$26,1))),$C227*'Shultis Faw'!$D$2/'Shultis Faw'!$A$2)","v":1.3158631199999999},{"$f":"_xlfn.IFNA(INDEX('Shultis Faw'!$B$2:$B$26,MATCH($C227,'Shultis Faw'!$A$2:$A$26,1))+($C227-INDEX('Shultis Faw'!$A$2:$A$26,MATCH($C227,'Shultis Faw'!$A$2:$A$26,1)))*(INDEX('Shultis Faw'!$B$2:$B$26,MATCH($C227,'Shultis Faw'!$A$2:$A$26,1)+1)-INDEX('Shultis Faw'!$B$2:$B$26,MATCH($C227,'Shultis Faw'!$A$2:$A$26,1)))/(INDEX('Shultis Faw'!$A$2:$A$26,MATCH($C227,'Shultis Faw'!$A$2:$A$26,1)+1)-INDEX('Shultis Faw'!$A$2:$A$26,MATCH($C227,'Shultis Faw'!$A$2:$A$26,1))),$C227*'Shultis Faw'!$B$2/'Shultis Faw'!$A$2)","v":-6.6446260000000007E-2},{"$f":"_xlfn.IFNA(INDEX('Shultis Faw'!$E$2:$E$26,MATCH($C227,'Shultis Faw'!$A$2:$A$26,1))+($C227-INDEX('Shultis Faw'!$A$2:$A$26,MATCH($C227,'Shultis Faw'!$A$2:$A$26,1)))*(INDEX('Shultis Faw'!$E$2:$E$26,MATCH($C227,'Shultis Faw'!$A$2:$A$26,1)+1)-INDEX('Shultis Faw'!$E$2:$E$26,MATCH($C227,'Shultis Faw'!$A$2:$A$26,1)))/(INDEX('Shultis Faw'!$A$2:$A$26,MATCH($C227,'Shultis Faw'!$A$2:$A$26,1)+1)-INDEX('Shultis Faw'!$A$2:$A$26,MATCH($C227,'Shultis Faw'!$A$2:$A$26,1))),$C227*'Shultis Faw'!$E$2/'Shultis Faw'!$A$2)","v":2.8196472E-2},{"$f":"_xlfn.IFNA(INDEX('Shultis Faw'!$F$2:$F$26,MATCH($C227,'Shultis Faw'!$A$2:$A$26,1))+($C227-INDEX('Shultis Faw'!$A$2:$A$26,MATCH($C227,'Shultis Faw'!$A$2:$A$26,1)))*(INDEX('Shultis Faw'!$F$2:$F$26,MATCH($C227,'Shultis Faw'!$A$2:$A$26,1)+1)-INDEX('Shultis Faw'!$F$2:$F$26,MATCH($C227,'Shultis Faw'!$A$2:$A$26,1)))/(INDEX('Shultis Faw'!$A$2:$A$26,MATCH($C227,'Shultis Faw'!$A$2:$A$26,1)+1)-INDEX('Shultis Faw'!$A$2:$A$26,MATCH($C227,'Shultis Faw'!$A$2:$A$26,1))),$C227*'Shultis Faw'!$F$2/'Shultis Faw'!$A$2)","v":14.438262},{"$f":"J227*(H227*'Externe blootstelling'!$D$23/2)^K227+L227*(TANH(((H227*'Externe blootstelling'!$D$23)/(2*M227))-2)-TANH(-2))/(1-TANH(-2))","v":1.3245049110298797},{"$f":"IF(N227=1,1+(I227-1)*H227*'Externe blootstelling'!$D$23/2,1+(I227-1)*(N227^(H227*'Externe blootstelling'!$D$23/2)-1)/(N227-1))","v":1.8799721698107625},{"$f":"G227*EXP(-H227*'Externe blootstelling'!$D$23/2)*O227","v":1.1029919679104558E-3}]
[null," g ",1.3903599999999998,{"$f":"C228*1000000*1.6E-19","v":2.2245759999999995E-13},4.7999999999999994E-5,{"$f":"_xlfn.IFNA(INDEX('hp (pSv cm2)'!$B$2:$B$52,MATCH($C228,'hp (pSv cm2)'!$A$2:$A$52,1))+($C228-INDEX('hp (pSv cm2)'!$A$2:$A$52,MATCH($C228,'hp (pSv cm2)'!$A$2:$A$52,1)))*(INDEX('hp (pSv cm2)'!$B$2:$B$52,MATCH($C228,'hp (pSv cm2)'!$A$2:$A$52,1)+1)-INDEX('hp (pSv cm2)'!$B$2:$B$52,MATCH($C228,'hp (pSv cm2)'!$A$2:$A$52,1)))/(INDEX('hp (pSv cm2)'!$A$2:$A$52,MATCH($C228,'hp (pSv cm2)'!$A$2:$A$52,1)+1)-INDEX('hp (pSv cm2)'!$A$2:$A$52,MATCH($C228,'hp (pSv cm2)'!$A$2:$A$52,1))),$C228*'hp (pSv cm2)'!$B$2/'hp (pSv cm2)'!$A$2)","v":5.7625735999999996},{"$f":"F228*E228","v":2.7660353279999997E-4},{"$f":"_xlfn.IFNA(0.997*(INDEX('Mass attenuation coefficients'!$B$2:$B$37,MATCH($C228,'Mass attenuation coefficients'!$A$2:$A$37,1))+($C228-INDEX('Mass attenuation coefficients'!$A$2:$A$37,MATCH($C228,'Mass attenuation coefficients'!$A$2:$A$37,1)))*(INDEX('Mass attenuation coefficients'!$B$2:$B$37,MATCH($C228,'Mass attenuation coefficients'!$A$2:$A$37,1)+1)-INDEX('Mass attenuation coefficients'!$B$2:$B$37,MATCH($C228,'Mass attenuation coefficients'!$A$2:$A$37,1)))/(INDEX('Mass attenuation coefficients'!$A$2:$A$37,MATCH($C228,'Mass attenuation coefficients'!$A$2:$A$37,1)+1)-INDEX('Mass attenuation coefficients'!$A$2:$A$37,MATCH($C228,'Mass attenuation coefficients'!$A$2:$A$37,1)))),0.997*$C228*'Mass attenuation coefficients'!$B$2/'Mass attenuation coefficients'!$A$2)","v":5.9855300180800007E-2},{"$f":"_xlfn.IFNA(INDEX('Shultis Faw'!$C$2:$C$26,MATCH($C228,'Shultis Faw'!$A$2:$A$26,1))+($C228-INDEX('Shultis Faw'!$A$2:$A$26,MATCH($C228,'Shultis Faw'!$A$2:$A$26,1)))*(INDEX('Shultis Faw'!$C$2:$C$26,MATCH($C228,'Shultis Faw'!$A$2:$A$26,1)+1)-INDEX('Shultis Faw'!$C$2:$C$26,MATCH($C228,'Shultis Faw'!$A$2:$A$26,1)))/(INDEX('Shultis Faw'!$A$2:$A$26,MATCH($C228,'Shultis Faw'!$A$2:$A$26,1)+1)-INDEX('Shultis Faw'!$A$2:$A$26,MATCH($C228,'Shultis Faw'!$A$2:$A$26,1))),$C228*'Shultis Faw'!$C$2/'Shultis Faw'!$A$2)","v":1.9749619200000001},{"$f":"_xlfn.IFNA(INDEX('Shultis Faw'!$D$2:$D$26,MATCH($C228,'Shultis Faw'!$A$2:$A$26,1))+($C228-INDEX('Shultis Faw'!$A$2:$A$26,MATCH($C228,'Shultis Faw'!$A$2:$A$26,1)))*(INDEX('Shultis Faw'!$D$2:$D$26,MATCH($C228,'Shultis Faw'!$A$2:$A$26,1)+1)-INDEX('Shultis Faw'!$D$2:$D$26,MATCH($C228,'Shultis Faw'!$A$2:$A$26,1)))/(INDEX('Shultis Faw'!$A$2:$A$26,MATCH($C228,'Shultis Faw'!$A$2:$A$26,1)+1)-INDEX('Shultis Faw'!$A$2:$A$26,MATCH($C228,'Shultis Faw'!$A$2:$A$26,1))),$C228*'Shultis Faw'!$D$2/'Shultis Faw'!$A$2)","v":1.3067161600000001},{"$f":"_xlfn.IFNA(INDEX('Shultis Faw'!$B$2:$B$26,MATCH($C228,'Shultis Faw'!$A$2:$A$26,1))+($C228-INDEX('Shultis Faw'!$A$2:$A$26,MATCH($C228,'Shultis Faw'!$A$2:$A$26,1)))*(INDEX('Shultis Faw'!$B$2:$B$26,MATCH($C228,'Shultis Faw'!$A$2:$A$26,1)+1)-INDEX('Shultis Faw'!$B$2:$B$26,MATCH($C228,'Shultis Faw'!$A$2:$A$26,1)))/(INDEX('Shultis Faw'!$A$2:$A$26,MATCH($C228,'Shultis Faw'!$A$2:$A$26,1)+1)-INDEX('Shultis Faw'!$A$2:$A$26,MATCH($C228,'Shultis Faw'!$A$2:$A$26,1))),$C228*'Shultis Faw'!$B$2/'Shultis Faw'!$A$2)","v":-6.479768000000001E-2},{"$f":"_xlfn.IFNA(INDEX('Shultis Faw'!$E$2:$E$26,MATCH($C228,'Shultis Faw'!$A$2:$A$26,1))+($C228-INDEX('Shultis Faw'!$A$2:$A$26,MATCH($C228,'Shultis Faw'!$A$2:$A$26,1)))*(INDEX('Shultis Faw'!$E$2:$E$26,MATCH($C228,'Shultis Faw'!$A$2:$A$26,1)+1)-INDEX('Shultis Faw'!$E$2:$E$26,MATCH($C228,'Shultis Faw'!$A$2:$A$26,1)))/(INDEX('Shultis Faw'!$A$2:$A$26,MATCH($C228,'Shultis Faw'!$A$2:$A$26,1)+1)-INDEX('Shultis Faw'!$A$2:$A$26,MATCH($C228,'Shultis Faw'!$A$2:$A$26,1))),$C228*'Shultis Faw'!$E$2/'Shultis Faw'!$A$2)","v":2.7494496000000007E-2},{"$f":"_xlfn.IFNA(INDEX('Shultis Faw'!$F$2:$F$26,MATCH($C228,'Shultis Faw'!$A$2:$A$26,1))+($C228-INDEX('Shultis Faw'!$A$2:$A$26,MATCH($C228,'Shultis Faw'!$A$2:$A$26,1)))*(INDEX('Shultis Faw'!$F$2:$F$26,MATCH($C228,'Shultis Faw'!$A$2:$A$26,1)+1)-INDEX('Shultis Faw'!$F$2:$F$26,MATCH($C228,'Shultis Faw'!$A$2:$A$26,1)))/(INDEX('Shultis Faw'!$A$2:$A$26,MATCH($C228,'Shultis Faw'!$A$2:$A$26,1)+1)-INDEX('Shultis Faw'!$A$2:$A$26,MATCH($C228,'Shultis Faw'!$A$2:$A$26,1))),$C228*'Shultis Faw'!$F$2/'Shultis Faw'!$A$2)","v":14.454215999999999},{"$f":"J228*(H228*'Externe blootstelling'!$D$23/2)^K228+L228*(TANH(((H228*'Externe blootstelling'!$D$23)/(2*M228))-2)-TANH(-2))/(1-TANH(-2))","v":1.3159389090026603},{"$f":"IF(N228=1,1+(I228-1)*H228*'Externe blootstelling'!$D$23/2,1+(I228-1)*(N228^(H228*'Externe blootstelling'!$D$23/2)-1)/(N228-1))","v":1.8626331707779493},{"$f":"G228*EXP(-H228*'Externe blootstelling'!$D$23/2)*O228","v":2.0992427248645449E-4}]
[null," g ",1.408013,2.2528207999999998E-13,0.20850000000000002,{"$f":"_xlfn.IFNA(INDEX('hp (pSv cm2)'!$B$2:$B$52,MATCH($C229,'hp (pSv cm2)'!$A$2:$A$52,1))+($C229-INDEX('hp (pSv cm2)'!$A$2:$A$52,MATCH($C229,'hp (pSv cm2)'!$A$2:$A$52,1)))*(INDEX('hp (pSv cm2)'!$B$2:$B$52,MATCH($C229,'hp (pSv cm2)'!$A$2:$A$52,1)+1)-INDEX('hp (pSv cm2)'!$B$2:$B$52,MATCH($C229,'hp (pSv cm2)'!$A$2:$A$52,1)))/(INDEX('hp (pSv cm2)'!$A$2:$A$52,MATCH($C229,'hp (pSv cm2)'!$A$2:$A$52,1)+1)-INDEX('hp (pSv cm2)'!$A$2:$A$52,MATCH($C229,'hp (pSv cm2)'!$A$2:$A$52,1))),$C229*'hp (pSv cm2)'!$B$2/'hp (pSv cm2)'!$A$2)","v":5.8201223799999999},1.2134955162300001,{"$f":"_xlfn.IFNA(0.997*(INDEX('Mass attenuation coefficients'!$B$2:$B$37,MATCH($C229,'Mass attenuation coefficients'!$A$2:$A$37,1))+($C229-INDEX('Mass attenuation coefficients'!$A$2:$A$37,MATCH($C229,'Mass attenuation coefficients'!$A$2:$A$37,1)))*(INDEX('Mass attenuation coefficients'!$B$2:$B$37,MATCH($C229,'Mass attenuation coefficients'!$A$2:$A$37,1)+1)-INDEX('Mass attenuation coefficients'!$B$2:$B$37,MATCH($C229,'Mass attenuation coefficients'!$A$2:$A$37,1)))/(INDEX('Mass attenuation coefficients'!$A$2:$A$37,MATCH($C229,'Mass attenuation coefficients'!$A$2:$A$37,1)+1)-INDEX('Mass attenuation coefficients'!$A$2:$A$37,MATCH($C229,'Mass attenuation coefficients'!$A$2:$A$37,1)))),0.997*$C229*'Mass attenuation coefficients'!$B$2/'Mass attenuation coefficients'!$A$2)","v":5.945472324764E-2},{"$f":"_xlfn.IFNA(INDEX('Shultis Faw'!$C$2:$C$26,MATCH($C229,'Shultis Faw'!$A$2:$A$26,1))+($C229-INDEX('Shultis Faw'!$A$2:$A$26,MATCH($C229,'Shultis Faw'!$A$2:$A$26,1)))*(INDEX('Shultis Faw'!$C$2:$C$26,MATCH($C229,'Shultis Faw'!$A$2:$A$26,1)+1)-INDEX('Shultis Faw'!$C$2:$C$26,MATCH($C229,'Shultis Faw'!$A$2:$A$26,1)))/(INDEX('Shultis Faw'!$A$2:$A$26,MATCH($C229,'Shultis Faw'!$A$2:$A$26,1)+1)-INDEX('Shultis Faw'!$A$2:$A$26,MATCH($C229,'Shultis Faw'!$A$2:$A$26,1))),$C229*'Shultis Faw'!$C$2/'Shultis Faw'!$A$2)","v":1.9691717360000001},{"$f":"_xlfn.IFNA(INDEX('Shultis Faw'!$D$2:$D$26,MATCH($C229,'Shultis Faw'!$A$2:$A$26,1))+($C229-INDEX('Shultis Faw'!$A$2:$A$26,MATCH($C229,'Shultis Faw'!$A$2:$A$26,1)))*(INDEX('Shultis Faw'!$D$2:$D$26,MATCH($C229,'Shultis Faw'!$A$2:$A$26,1)+1)-INDEX('Shultis Faw'!$D$2:$D$26,MATCH($C229,'Shultis Faw'!$A$2:$A$26,1)))/(INDEX('Shultis Faw'!$A$2:$A$26,MATCH($C229,'Shultis Faw'!$A$2:$A$26,1)+1)-INDEX('Shultis Faw'!$A$2:$A$26,MATCH($C229,'Shultis Faw'!$A$2:$A$26,1))),$C229*'Shultis Faw'!$D$2/'Shultis Faw'!$A$2)","v":1.3006435279999999},{"$f":"_xlfn.IFNA(INDEX('Shultis Faw'!$B$2:$B$26,MATCH($C229,'Shultis Faw'!$A$2:$A$26,1))+($C229-INDEX('Shultis Faw'!$A$2:$A$26,MATCH($C229,'Shultis Faw'!$A$2:$A$26,1)))*(INDEX('Shultis Faw'!$B$2:$B$26,MATCH($C229,'Shultis Faw'!$A$2:$A$26,1)+1)-INDEX('Shultis Faw'!$B$2:$B$26,MATCH($C229,'Shultis Faw'!$A$2:$A$26,1)))/(INDEX('Shultis Faw'!$A$2:$A$26,MATCH($C229,'Shultis Faw'!$A$2:$A$26,1)+1)-INDEX('Shultis Faw'!$A$2:$A$26,MATCH($C229,'Shultis Faw'!$A$2:$A$26,1))),$C229*'Shultis Faw'!$B$2/'Shultis Faw'!$A$2)","v":-6.3703194000000005E-2},{"$f":"_xlfn.IFNA(INDEX('Shultis Faw'!$E$2:$E$26,MATCH($C229,'Shultis Faw'!$A$2:$A$26,1))+($C229-INDEX('Shultis Faw'!$A$2:$A$26,MATCH($C229,'Shultis Faw'!$A$2:$A$26,1)))*(INDEX('Shultis Faw'!$E$2:$E$26,MATCH($C229,'Shultis Faw'!$A$2:$A$26,1)+1)-INDEX('Shultis Faw'!$E$2:$E$26,MATCH($C229,'Shultis Faw'!$A$2:$A$26,1)))/(INDEX('Shultis Faw'!$A$2:$A$26,MATCH($C229,'Shultis Faw'!$A$2:$A$26,1)+1)-INDEX('Shultis Faw'!$A$2:$A$26,MATCH($C229,'Shultis Faw'!$A$2:$A$26,1))),$C229*'Shultis Faw'!$E$2/'Shultis Faw'!$A$2)","v":2.7028456800000003E-2},{"$f":"_xlfn.IFNA(INDEX('Shultis Faw'!$F$2:$F$26,MATCH($C229,'Shultis Faw'!$A$2:$A$26,1))+($C229-INDEX('Shultis Faw'!$A$2:$A$26,MATCH($C229,'Shultis Faw'!$A$2:$A$26,1)))*(INDEX('Shultis Faw'!$F$2:$F$26,MATCH($C229,'Shultis Faw'!$A$2:$A$26,1)+1)-INDEX('Shultis Faw'!$F$2:$F$26,MATCH($C229,'Shultis Faw'!$A$2:$A$26,1)))/(INDEX('Shultis Faw'!$A$2:$A$26,MATCH($C229,'Shultis Faw'!$A$2:$A$26,1)+1)-INDEX('Shultis Faw'!$A$2:$A$26,MATCH($C229,'Shultis Faw'!$A$2:$A$26,1))),$C229*'Shultis Faw'!$F$2/'Shultis Faw'!$A$2)","v":14.464807799999999},{"$f":"J229*(H229*'Externe blootstelling'!$D$23/2)^K229+L229*(TANH(((H229*'Externe blootstelling'!$D$23)/(2*M229))-2)-TANH(-2))/(1-TANH(-2))","v":1.3102279393599952},{"$f":"IF(N229=1,1+(I229-1)*H229*'Externe blootstelling'!$D$23/2,1+(I229-1)*(N229^(H229*'Externe blootstelling'!$D$23/2)-1)/(N229-1))","v":1.8512576674399805},{"$f":"G229*EXP(-H229*'Externe blootstelling'!$D$23/2)*O229","v":0.92085695552979407}]
[null," g ",1.457643,2.3322287999999998E-13,4.9800000000000001E-3,{"$f":"_xlfn.IFNA(INDEX('hp (pSv cm2)'!$B$2:$B$52,MATCH($C230,'hp (pSv cm2)'!$A$2:$A$52,1))+($C230-INDEX('hp (pSv cm2)'!$A$2:$A$52,MATCH($C230,'hp (pSv cm2)'!$A$2:$A$52,1)))*(INDEX('hp (pSv cm2)'!$B$2:$B$52,MATCH($C230,'hp (pSv cm2)'!$A$2:$A$52,1)+1)-INDEX('hp (pSv cm2)'!$B$2:$B$52,MATCH($C230,'hp (pSv cm2)'!$A$2:$A$52,1)))/(INDEX('hp (pSv cm2)'!$A$2:$A$52,MATCH($C230,'hp (pSv cm2)'!$A$2:$A$52,1)+1)-INDEX('hp (pSv cm2)'!$A$2:$A$52,MATCH($C230,'hp (pSv cm2)'!$A$2:$A$52,1))),$C230*'hp (pSv cm2)'!$B$2/'hp (pSv cm2)'!$A$2)","v":5.9819161800000007},2.9789942576400004E-2,{"$f":"_xlfn.IFNA(0.997*(INDEX('Mass attenuation coefficients'!$B$2:$B$37,MATCH($C230,'Mass attenuation coefficients'!$A$2:$A$37,1))+($C230-INDEX('Mass attenuation coefficients'!$A$2:$A$37,MATCH($C230,'Mass attenuation coefficients'!$A$2:$A$37,1)))*(INDEX('Mass attenuation coefficients'!$B$2:$B$37,MATCH($C230,'Mass attenuation coefficients'!$A$2:$A$37,1)+1)-INDEX('Mass attenuation coefficients'!$B$2:$B$37,MATCH($C230,'Mass attenuation coefficients'!$A$2:$A$37,1)))/(INDEX('Mass attenuation coefficients'!$A$2:$A$37,MATCH($C230,'Mass attenuation coefficients'!$A$2:$A$37,1)+1)-INDEX('Mass attenuation coefficients'!$A$2:$A$37,MATCH($C230,'Mass attenuation coefficients'!$A$2:$A$37,1)))),0.997*$C230*'Mass attenuation coefficients'!$B$2/'Mass attenuation coefficients'!$A$2)","v":5.8328533184039993E-2},{"$f":"_xlfn.IFNA(INDEX('Shultis Faw'!$C$2:$C$26,MATCH($C230,'Shultis Faw'!$A$2:$A$26,1))+($C230-INDEX('Shultis Faw'!$A$2:$A$26,MATCH($C230,'Shultis Faw'!$A$2:$A$26,1)))*(INDEX('Shultis Faw'!$C$2:$C$26,MATCH($C230,'Shultis Faw'!$A$2:$A$26,1)+1)-INDEX('Shultis Faw'!$C$2:$C$26,MATCH($C230,'Shultis Faw'!$A$2:$A$26,1)))/(INDEX('Shultis Faw'!$A$2:$A$26,MATCH($C230,'Shultis Faw'!$A$2:$A$26,1)+1)-INDEX('Shultis Faw'!$A$2:$A$26,MATCH($C230,'Shultis Faw'!$A$2:$A$26,1))),$C230*'Shultis Faw'!$C$2/'Shultis Faw'!$A$2)","v":1.9528930959999999},{"$f":"_xlfn.IFNA(INDEX('Shultis Faw'!$D$2:$D$26,MATCH($C230,'Shultis Faw'!$A$2:$A$26,1))+($C230-INDEX('Shultis Faw'!$A$2:$A$26,MATCH($C230,'Shultis Faw'!$A$2:$A$26,1)))*(INDEX('Shultis Faw'!$D$2:$D$26,MATCH($C230,'Shultis Faw'!$A$2:$A$26,1)+1)-INDEX('Shultis Faw'!$D$2:$D$26,MATCH($C230,'Shultis Faw'!$A$2:$A$26,1)))/(INDEX('Shultis Faw'!$A$2:$A$26,MATCH($C230,'Shultis Faw'!$A$2:$A$26,1)+1)-INDEX('Shultis Faw'!$A$2:$A$26,MATCH($C230,'Shultis Faw'!$A$2:$A$26,1))),$C230*'Shultis Faw'!$D$2/'Shultis Faw'!$A$2)","v":1.2835708079999999},{"$f":"_xlfn.IFNA(INDEX('Shultis Faw'!$B$2:$B$26,MATCH($C230,'Shultis Faw'!$A$2:$A$26,1))+($C230-INDEX('Shultis Faw'!$A$2:$A$26,MATCH($C230,'Shultis Faw'!$A$2:$A$26,1)))*(INDEX('Shultis Faw'!$B$2:$B$26,MATCH($C230,'Shultis Faw'!$A$2:$A$26,1)+1)-INDEX('Shultis Faw'!$B$2:$B$26,MATCH($C230,'Shultis Faw'!$A$2:$A$26,1)))/(INDEX('Shultis Faw'!$A$2:$A$26,MATCH($C230,'Shultis Faw'!$A$2:$A$26,1)+1)-INDEX('Shultis Faw'!$A$2:$A$26,MATCH($C230,'Shultis Faw'!$A$2:$A$26,1))),$C230*'Shultis Faw'!$B$2/'Shultis Faw'!$A$2)","v":-6.0626133999999998E-2},{"$f":"_xlfn.IFNA(INDEX('Shultis Faw'!$E$2:$E$26,MATCH($C230,'Shultis Faw'!$A$2:$A$26,1))+($C230-INDEX('Shultis Faw'!$A$2:$A$26,MATCH($C230,'Shultis Faw'!$A$2:$A$26,1)))*(INDEX('Shultis Faw'!$E$2:$E$26,MATCH($C230,'Shultis Faw'!$A$2:$A$26,1)+1)-INDEX('Shultis Faw'!$E$2:$E$26,MATCH($C230,'Shultis Faw'!$A$2:$A$26,1)))/(INDEX('Shultis Faw'!$A$2:$A$26,MATCH($C230,'Shultis Faw'!$A$2:$A$26,1)+1)-INDEX('Shultis Faw'!$A$2:$A$26,MATCH($C230,'Shultis Faw'!$A$2:$A$26,1))),$C230*'Shultis Faw'!$E$2/'Shultis Faw'!$A$2)","v":2.5718224800000002E-2},{"$f":"_xlfn.IFNA(INDEX('Shultis Faw'!$F$2:$F$26,MATCH($C230,'Shultis Faw'!$A$2:$A$26,1))+($C230-INDEX('Shultis Faw'!$A$2:$A$26,MATCH($C230,'Shultis Faw'!$A$2:$A$26,1)))*(INDEX('Shultis Faw'!$F$2:$F$26,MATCH($C230,'Shultis Faw'!$A$2:$A$26,1)+1)-INDEX('Shultis Faw'!$F$2:$F$26,MATCH($C230,'Shultis Faw'!$A$2:$A$26,1)))/(INDEX('Shultis Faw'!$A$2:$A$26,MATCH($C230,'Shultis Faw'!$A$2:$A$26,1)+1)-INDEX('Shultis Faw'!$A$2:$A$26,MATCH($C230,'Shultis Faw'!$A$2:$A$26,1))),$C230*'Shultis Faw'!$F$2/'Shultis Faw'!$A$2)","v":14.494585799999999},{"$f":"J230*(H230*'Externe blootstelling'!$D$23/2)^K230+L230*(TANH(((H230*'Externe blootstelling'!$D$23)/(2*M230))-2)-TANH(-2))/(1-TANH(-2))","v":1.2940697937296592},{"$f":"IF(N230=1,1+(I230-1)*H230*'Externe blootstelling'!$D$23/2,1+(I230-1)*(N230^(H230*'Externe blootstelling'!$D$23/2)-1)/(N230-1))","v":1.8198480685878269},{"$f":"G230*EXP(-H230*'Externe blootstelling'!$D$23/2)*O230","v":2.2601038581493791E-2}]
[null," g ",1.528103,2.4449648E-13,2.8100000000000004E-3,{"$f":"_xlfn.IFNA(INDEX('hp (pSv cm2)'!$B$2:$B$52,MATCH($C231,'hp (pSv cm2)'!$A$2:$A$52,1))+($C231-INDEX('hp (pSv cm2)'!$A$2:$A$52,MATCH($C231,'hp (pSv cm2)'!$A$2:$A$52,1)))*(INDEX('hp (pSv cm2)'!$B$2:$B$52,MATCH($C231,'hp (pSv cm2)'!$A$2:$A$52,1)+1)-INDEX('hp (pSv cm2)'!$B$2:$B$52,MATCH($C231,'hp (pSv cm2)'!$A$2:$A$52,1)))/(INDEX('hp (pSv cm2)'!$A$2:$A$52,MATCH($C231,'hp (pSv cm2)'!$A$2:$A$52,1)+1)-INDEX('hp (pSv cm2)'!$A$2:$A$52,MATCH($C231,'hp (pSv cm2)'!$A$2:$A$52,1))),$C231*'hp (pSv cm2)'!$B$2/'hp (pSv cm2)'!$A$2)","v":6.1964401599999999},1.7411996849600004E-2,{"$f":"_xlfn.IFNA(0.997*(INDEX('Mass attenuation coefficients'!$B$2:$B$37,MATCH($C231,'Mass attenuation coefficients'!$A$2:$A$37,1))+($C231-INDEX('Mass attenuation coefficients'!$A$2:$A$37,MATCH($C231,'Mass attenuation coefficients'!$A$2:$A$37,1)))*(INDEX('Mass attenuation coefficients'!$B$2:$B$37,MATCH($C231,'Mass attenuation coefficients'!$A$2:$A$37,1)+1)-INDEX('Mass attenuation coefficients'!$B$2:$B$37,MATCH($C231,'Mass attenuation coefficients'!$A$2:$A$37,1)))/(INDEX('Mass attenuation coefficients'!$A$2:$A$37,MATCH($C231,'Mass attenuation coefficients'!$A$2:$A$37,1)+1)-INDEX('Mass attenuation coefficients'!$A$2:$A$37,MATCH($C231,'Mass attenuation coefficients'!$A$2:$A$37,1)))),0.997*$C231*'Mass attenuation coefficients'!$B$2/'Mass attenuation coefficients'!$A$2)","v":5.691235645816E-2},{"$f":"_xlfn.IFNA(INDEX('Shultis Faw'!$C$2:$C$26,MATCH($C231,'Shultis Faw'!$A$2:$A$26,1))+($C231-INDEX('Shultis Faw'!$A$2:$A$26,MATCH($C231,'Shultis Faw'!$A$2:$A$26,1)))*(INDEX('Shultis Faw'!$C$2:$C$26,MATCH($C231,'Shultis Faw'!$A$2:$A$26,1)+1)-INDEX('Shultis Faw'!$C$2:$C$26,MATCH($C231,'Shultis Faw'!$A$2:$A$26,1)))/(INDEX('Shultis Faw'!$A$2:$A$26,MATCH($C231,'Shultis Faw'!$A$2:$A$26,1)+1)-INDEX('Shultis Faw'!$A$2:$A$26,MATCH($C231,'Shultis Faw'!$A$2:$A$26,1))),$C231*'Shultis Faw'!$C$2/'Shultis Faw'!$A$2)","v":1.9333794},{"$f":"_xlfn.IFNA(INDEX('Shultis Faw'!$D$2:$D$26,MATCH($C231,'Shultis Faw'!$A$2:$A$26,1))+($C231-INDEX('Shultis Faw'!$A$2:$A$26,MATCH($C231,'Shultis Faw'!$A$2:$A$26,1)))*(INDEX('Shultis Faw'!$D$2:$D$26,MATCH($C231,'Shultis Faw'!$A$2:$A$26,1)+1)-INDEX('Shultis Faw'!$D$2:$D$26,MATCH($C231,'Shultis Faw'!$A$2:$A$26,1)))/(INDEX('Shultis Faw'!$A$2:$A$26,MATCH($C231,'Shultis Faw'!$A$2:$A$26,1)+1)-INDEX('Shultis Faw'!$A$2:$A$26,MATCH($C231,'Shultis Faw'!$A$2:$A$26,1))),$C231*'Shultis Faw'!$D$2/'Shultis Faw'!$A$2)","v":1.2636042239999998},{"$f":"_xlfn.IFNA(INDEX('Shultis Faw'!$B$2:$B$26,MATCH($C231,'Shultis Faw'!$A$2:$A$26,1))+($C231-INDEX('Shultis Faw'!$A$2:$A$26,MATCH($C231,'Shultis Faw'!$A$2:$A$26,1)))*(INDEX('Shultis Faw'!$B$2:$B$26,MATCH($C231,'Shultis Faw'!$A$2:$A$26,1)+1)-INDEX('Shultis Faw'!$B$2:$B$26,MATCH($C231,'Shultis Faw'!$A$2:$A$26,1)))/(INDEX('Shultis Faw'!$A$2:$A$26,MATCH($C231,'Shultis Faw'!$A$2:$A$26,1)+1)-INDEX('Shultis Faw'!$A$2:$A$26,MATCH($C231,'Shultis Faw'!$A$2:$A$26,1))),$C231*'Shultis Faw'!$B$2/'Shultis Faw'!$A$2)","v":-5.6932086000000007E-2},{"$f":"_xlfn.IFNA(INDEX('Shultis Faw'!$E$2:$E$26,MATCH($C231,'Shultis Faw'!$A$2:$A$26,1))+($C231-INDEX('Shultis Faw'!$A$2:$A$26,MATCH($C231,'Shultis Faw'!$A$2:$A$26,1)))*(INDEX('Shultis Faw'!$E$2:$E$26,MATCH($C231,'Shultis Faw'!$A$2:$A$26,1)+1)-INDEX('Shultis Faw'!$E$2:$E$26,MATCH($C231,'Shultis Faw'!$A$2:$A$26,1)))/(INDEX('Shultis Faw'!$A$2:$A$26,MATCH($C231,'Shultis Faw'!$A$2:$A$26,1)+1)-INDEX('Shultis Faw'!$A$2:$A$26,MATCH($C231,'Shultis Faw'!$A$2:$A$26,1))),$C231*'Shultis Faw'!$E$2/'Shultis Faw'!$A$2)","v":2.4122249000000002E-2},{"$f":"_xlfn.IFNA(INDEX('Shultis Faw'!$F$2:$F$26,MATCH($C231,'Shultis Faw'!$A$2:$A$26,1))+($C231-INDEX('Shultis Faw'!$A$2:$A$26,MATCH($C231,'Shultis Faw'!$A$2:$A$26,1)))*(INDEX('Shultis Faw'!$F$2:$F$26,MATCH($C231,'Shultis Faw'!$A$2:$A$26,1)+1)-INDEX('Shultis Faw'!$F$2:$F$26,MATCH($C231,'Shultis Faw'!$A$2:$A$26,1)))/(INDEX('Shultis Faw'!$A$2:$A$26,MATCH($C231,'Shultis Faw'!$A$2:$A$26,1)+1)-INDEX('Shultis Faw'!$A$2:$A$26,MATCH($C231,'Shultis Faw'!$A$2:$A$26,1))),$C231*'Shultis Faw'!$F$2/'Shultis Faw'!$A$2)","v":14.4947073},{"$f":"J231*(H231*'Externe blootstelling'!$D$23/2)^K231+L231*(TANH(((H231*'Externe blootstelling'!$D$23)/(2*M231))-2)-TANH(-2))/(1-TANH(-2))","v":1.2750900577837974},{"$f":"IF(N231=1,1+(I231-1)*H231*'Externe blootstelling'!$D$23/2,1+(I231-1)*(N231^(H231*'Externe blootstelling'!$D$23/2)-1)/(N231-1))","v":1.7822496010710482},{"$f":"G231*EXP(-H231*'Externe blootstelling'!$D$23/2)*O231","v":1.3214972711182896E-2}]
[null," g ",1.60561,2.5689759999999997E-13,8.099999999999999E-5,{"$f":"_xlfn.IFNA(INDEX('hp (pSv cm2)'!$B$2:$B$52,MATCH($C232,'hp (pSv cm2)'!$A$2:$A$52,1))+($C232-INDEX('hp (pSv cm2)'!$A$2:$A$52,MATCH($C232,'hp (pSv cm2)'!$A$2:$A$52,1)))*(INDEX('hp (pSv cm2)'!$B$2:$B$52,MATCH($C232,'hp (pSv cm2)'!$A$2:$A$52,1)+1)-INDEX('hp (pSv cm2)'!$B$2:$B$52,MATCH($C232,'hp (pSv cm2)'!$A$2:$A$52,1)))/(INDEX('hp (pSv cm2)'!$A$2:$A$52,MATCH($C232,'hp (pSv cm2)'!$A$2:$A$52,1)+1)-INDEX('hp (pSv cm2)'!$A$2:$A$52,MATCH($C232,'hp (pSv cm2)'!$A$2:$A$52,1))),$C232*'hp (pSv cm2)'!$B$2/'hp (pSv cm2)'!$A$2)","v":6.4072592000000004},5.1898799519999993E-4,{"$f":"_xlfn.IFNA(0.997*(INDEX('Mass attenuation coefficients'!$B$2:$B$37,MATCH($C232,'Mass attenuation coefficients'!$A$2:$A$37,1))+($C232-INDEX('Mass attenuation coefficients'!$A$2:$A$37,MATCH($C232,'Mass attenuation coefficients'!$A$2:$A$37,1)))*(INDEX('Mass attenuation coefficients'!$B$2:$B$37,MATCH($C232,'Mass attenuation coefficients'!$A$2:$A$37,1)+1)-INDEX('Mass attenuation coefficients'!$B$2:$B$37,MATCH($C232,'Mass attenuation coefficients'!$A$2:$A$37,1)))/(INDEX('Mass attenuation coefficients'!$A$2:$A$37,MATCH($C232,'Mass attenuation coefficients'!$A$2:$A$37,1)+1)-INDEX('Mass attenuation coefficients'!$A$2:$A$37,MATCH($C232,'Mass attenuation coefficients'!$A$2:$A$37,1)))),0.997*$C232*'Mass attenuation coefficients'!$B$2/'Mass attenuation coefficients'!$A$2)","v":5.5657418919200001E-2},{"$f":"_xlfn.IFNA(INDEX('Shultis Faw'!$C$2:$C$26,MATCH($C232,'Shultis Faw'!$A$2:$A$26,1))+($C232-INDEX('Shultis Faw'!$A$2:$A$26,MATCH($C232,'Shultis Faw'!$A$2:$A$26,1)))*(INDEX('Shultis Faw'!$C$2:$C$26,MATCH($C232,'Shultis Faw'!$A$2:$A$26,1)+1)-INDEX('Shultis Faw'!$C$2:$C$26,MATCH($C232,'Shultis Faw'!$A$2:$A$26,1)))/(INDEX('Shultis Faw'!$A$2:$A$26,MATCH($C232,'Shultis Faw'!$A$2:$A$26,1)+1)-INDEX('Shultis Faw'!$A$2:$A$26,MATCH($C232,'Shultis Faw'!$A$2:$A$26,1))),$C232*'Shultis Faw'!$C$2/'Shultis Faw'!$A$2)","v":1.917878},{"$f":"_xlfn.IFNA(INDEX('Shultis Faw'!$D$2:$D$26,MATCH($C232,'Shultis Faw'!$A$2:$A$26,1))+($C232-INDEX('Shultis Faw'!$A$2:$A$26,MATCH($C232,'Shultis Faw'!$A$2:$A$26,1)))*(INDEX('Shultis Faw'!$D$2:$D$26,MATCH($C232,'Shultis Faw'!$A$2:$A$26,1)+1)-INDEX('Shultis Faw'!$D$2:$D$26,MATCH($C232,'Shultis Faw'!$A$2:$A$26,1)))/(INDEX('Shultis Faw'!$A$2:$A$26,MATCH($C232,'Shultis Faw'!$A$2:$A$26,1)+1)-INDEX('Shultis Faw'!$A$2:$A$26,MATCH($C232,'Shultis Faw'!$A$2:$A$26,1))),$C232*'Shultis Faw'!$D$2/'Shultis Faw'!$A$2)","v":1.2487228799999999},{"$f":"_xlfn.IFNA(INDEX('Shultis Faw'!$B$2:$B$26,MATCH($C232,'Shultis Faw'!$A$2:$A$26,1))+($C232-INDEX('Shultis Faw'!$A$2:$A$26,MATCH($C232,'Shultis Faw'!$A$2:$A$26,1)))*(INDEX('Shultis Faw'!$B$2:$B$26,MATCH($C232,'Shultis Faw'!$A$2:$A$26,1)+1)-INDEX('Shultis Faw'!$B$2:$B$26,MATCH($C232,'Shultis Faw'!$A$2:$A$26,1)))/(INDEX('Shultis Faw'!$A$2:$A$26,MATCH($C232,'Shultis Faw'!$A$2:$A$26,1)+1)-INDEX('Shultis Faw'!$A$2:$A$26,MATCH($C232,'Shultis Faw'!$A$2:$A$26,1))),$C232*'Shultis Faw'!$B$2/'Shultis Faw'!$A$2)","v":-5.3986820000000005E-2},{"$f":"_xlfn.IFNA(INDEX('Shultis Faw'!$E$2:$E$26,MATCH($C232,'Shultis Faw'!$A$2:$A$26,1))+($C232-INDEX('Shultis Faw'!$A$2:$A$26,MATCH($C232,'Shultis Faw'!$A$2:$A$26,1)))*(INDEX('Shultis Faw'!$E$2:$E$26,MATCH($C232,'Shultis Faw'!$A$2:$A$26,1)+1)-INDEX('Shultis Faw'!$E$2:$E$26,MATCH($C232,'Shultis Faw'!$A$2:$A$26,1)))/(INDEX('Shultis Faw'!$A$2:$A$26,MATCH($C232,'Shultis Faw'!$A$2:$A$26,1)+1)-INDEX('Shultis Faw'!$A$2:$A$26,MATCH($C232,'Shultis Faw'!$A$2:$A$26,1))),$C232*'Shultis Faw'!$E$2/'Shultis Faw'!$A$2)","v":2.2804629999999999E-2},{"$f":"_xlfn.IFNA(INDEX('Shultis Faw'!$F$2:$F$26,MATCH($C232,'Shultis Faw'!$A$2:$A$26,1))+($C232-INDEX('Shultis Faw'!$A$2:$A$26,MATCH($C232,'Shultis Faw'!$A$2:$A$26,1)))*(INDEX('Shultis Faw'!$F$2:$F$26,MATCH($C232,'Shultis Faw'!$A$2:$A$26,1)+1)-INDEX('Shultis Faw'!$F$2:$F$26,MATCH($C232,'Shultis Faw'!$A$2:$A$26,1)))/(INDEX('Shultis Faw'!$A$2:$A$26,MATCH($C232,'Shultis Faw'!$A$2:$A$26,1)+1)-INDEX('Shultis Faw'!$A$2:$A$26,MATCH($C232,'Shultis Faw'!$A$2:$A$26,1))),$C232*'Shultis Faw'!$F$2/'Shultis Faw'!$A$2)","v":14.424951},{"$f":"J232*(H232*'Externe blootstelling'!$D$23/2)^K232+L232*(TANH(((H232*'Externe blootstelling'!$D$23)/(2*M232))-2)-TANH(-2))/(1-TANH(-2))","v":1.2610002148304631},{"$f":"IF(N232=1,1+(I232-1)*H232*'Externe blootstelling'!$D$23/2,1+(I232-1)*(N232^(H232*'Externe blootstelling'!$D$23/2)-1)/(N232-1))","v":1.7512571860875068},{"$f":"G232*EXP(-H232*'Externe blootstelling'!$D$23/2)*O232","v":3.9439517565433355E-4}]
[null," g ",1.6083599999999998,2.5733759999999997E-13,5.3000000000000001E-5,{"$f":"_xlfn.IFNA(INDEX('hp (pSv cm2)'!$B$2:$B$52,MATCH($C233,'hp (pSv cm2)'!$A$2:$A$52,1))+($C233-INDEX('hp (pSv cm2)'!$A$2:$A$52,MATCH($C233,'hp (pSv cm2)'!$A$2:$A$52,1)))*(INDEX('hp (pSv cm2)'!$B$2:$B$52,MATCH($C233,'hp (pSv cm2)'!$A$2:$A$52,1)+1)-INDEX('hp (pSv cm2)'!$B$2:$B$52,MATCH($C233,'hp (pSv cm2)'!$A$2:$A$52,1)))/(INDEX('hp (pSv cm2)'!$A$2:$A$52,MATCH($C233,'hp (pSv cm2)'!$A$2:$A$52,1)+1)-INDEX('hp (pSv cm2)'!$A$2:$A$52,MATCH($C233,'hp (pSv cm2)'!$A$2:$A$52,1))),$C233*'hp (pSv cm2)'!$B$2/'hp (pSv cm2)'!$A$2)","v":6.4147391999999996},3.3998117759999997E-4,{"$f":"_xlfn.IFNA(0.997*(INDEX('Mass attenuation coefficients'!$B$2:$B$37,MATCH($C233,'Mass attenuation coefficients'!$A$2:$A$37,1))+($C233-INDEX('Mass attenuation coefficients'!$A$2:$A$37,MATCH($C233,'Mass attenuation coefficients'!$A$2:$A$37,1)))*(INDEX('Mass attenuation coefficients'!$B$2:$B$37,MATCH($C233,'Mass attenuation coefficients'!$A$2:$A$37,1)+1)-INDEX('Mass attenuation coefficients'!$B$2:$B$37,MATCH($C233,'Mass attenuation coefficients'!$A$2:$A$37,1)))/(INDEX('Mass attenuation coefficients'!$A$2:$A$37,MATCH($C233,'Mass attenuation coefficients'!$A$2:$A$37,1)+1)-INDEX('Mass attenuation coefficients'!$A$2:$A$37,MATCH($C233,'Mass attenuation coefficients'!$A$2:$A$37,1)))),0.997*$C233*'Mass attenuation coefficients'!$B$2/'Mass attenuation coefficients'!$A$2)","v":5.5612892899200003E-2},{"$f":"_xlfn.IFNA(INDEX('Shultis Faw'!$C$2:$C$26,MATCH($C233,'Shultis Faw'!$A$2:$A$26,1))+($C233-INDEX('Shultis Faw'!$A$2:$A$26,MATCH($C233,'Shultis Faw'!$A$2:$A$26,1)))*(INDEX('Shultis Faw'!$C$2:$C$26,MATCH($C233,'Shultis Faw'!$A$2:$A$26,1)+1)-INDEX('Shultis Faw'!$C$2:$C$26,MATCH($C233,'Shultis Faw'!$A$2:$A$26,1)))/(INDEX('Shultis Faw'!$A$2:$A$26,MATCH($C233,'Shultis Faw'!$A$2:$A$26,1)+1)-INDEX('Shultis Faw'!$A$2:$A$26,MATCH($C233,'Shultis Faw'!$A$2:$A$26,1))),$C233*'Shultis Faw'!$C$2/'Shultis Faw'!$A$2)","v":1.9173280000000001},{"$f":"_xlfn.IFNA(INDEX('Shultis Faw'!$D$2:$D$26,MATCH($C233,'Shultis Faw'!$A$2:$A$26,1))+($C233-INDEX('Shultis Faw'!$A$2:$A$26,MATCH($C233,'Shultis Faw'!$A$2:$A$26,1)))*(INDEX('Shultis Faw'!$D$2:$D$26,MATCH($C233,'Shultis Faw'!$A$2:$A$26,1)+1)-INDEX('Shultis Faw'!$D$2:$D$26,MATCH($C233,'Shultis Faw'!$A$2:$A$26,1)))/(INDEX('Shultis Faw'!$A$2:$A$26,MATCH($C233,'Shultis Faw'!$A$2:$A$26,1)+1)-INDEX('Shultis Faw'!$A$2:$A$26,MATCH($C233,'Shultis Faw'!$A$2:$A$26,1))),$C233*'Shultis Faw'!$D$2/'Shultis Faw'!$A$2)","v":1.24819488},{"$f":"_xlfn.IFNA(INDEX('Shultis Faw'!$B$2:$B$26,MATCH($C233,'Shultis Faw'!$A$2:$A$26,1))+($C233-INDEX('Shultis Faw'!$A$2:$A$26,MATCH($C233,'Shultis Faw'!$A$2:$A$26,1)))*(INDEX('Shultis Faw'!$B$2:$B$26,MATCH($C233,'Shultis Faw'!$A$2:$A$26,1)+1)-INDEX('Shultis Faw'!$B$2:$B$26,MATCH($C233,'Shultis Faw'!$A$2:$A$26,1)))/(INDEX('Shultis Faw'!$A$2:$A$26,MATCH($C233,'Shultis Faw'!$A$2:$A$26,1)+1)-INDEX('Shultis Faw'!$A$2:$A$26,MATCH($C233,'Shultis Faw'!$A$2:$A$26,1))),$C233*'Shultis Faw'!$B$2/'Shultis Faw'!$A$2)","v":-5.3882320000000011E-2},{"$f":"_xlfn.IFNA(INDEX('Shultis Faw'!$E$2:$E$26,MATCH($C233,'Shultis Faw'!$A$2:$A$26,1))+($C233-INDEX('Shultis Faw'!$A$2:$A$26,MATCH($C233,'Shultis Faw'!$A$2:$A$26,1)))*(INDEX('Shultis Faw'!$E$2:$E$26,MATCH($C233,'Shultis Faw'!$A$2:$A$26,1)+1)-INDEX('Shultis Faw'!$E$2:$E$26,MATCH($C233,'Shultis Faw'!$A$2:$A$26,1)))/(INDEX('Shultis Faw'!$A$2:$A$26,MATCH($C233,'Shultis Faw'!$A$2:$A$26,1)+1)-INDEX('Shultis Faw'!$A$2:$A$26,MATCH($C233,'Shultis Faw'!$A$2:$A$26,1))),$C233*'Shultis Faw'!$E$2/'Shultis Faw'!$A$2)","v":2.2757880000000005E-2},{"$f":"_xlfn.IFNA(INDEX('Shultis Faw'!$F$2:$F$26,MATCH($C233,'Shultis Faw'!$A$2:$A$26,1))+($C233-INDEX('Shultis Faw'!$A$2:$A$26,MATCH($C233,'Shultis Faw'!$A$2:$A$26,1)))*(INDEX('Shultis Faw'!$F$2:$F$26,MATCH($C233,'Shultis Faw'!$A$2:$A$26,1)+1)-INDEX('Shultis Faw'!$F$2:$F$26,MATCH($C233,'Shultis Faw'!$A$2:$A$26,1)))/(INDEX('Shultis Faw'!$A$2:$A$26,MATCH($C233,'Shultis Faw'!$A$2:$A$26,1)+1)-INDEX('Shultis Faw'!$A$2:$A$26,MATCH($C233,'Shultis Faw'!$A$2:$A$26,1))),$C233*'Shultis Faw'!$F$2/'Shultis Faw'!$A$2)","v":14.422476},{"$f":"J233*(H233*'Externe blootstelling'!$D$23/2)^K233+L233*(TANH(((H233*'Externe blootstelling'!$D$23)/(2*M233))-2)-TANH(-2))/(1-TANH(-2))","v":1.2604974891943153},{"$f":"IF(N233=1,1+(I233-1)*H233*'Externe blootstelling'!$D$23/2,1+(I233-1)*(N233^(H233*'Externe blootstelling'!$D$23/2)-1)/(N233-1))","v":1.750172963283585},{"$f":"G233*EXP(-H233*'Externe blootstelling'!$D$23/2)*O233","v":2.5837486145971169E-4}]
[null," g ",1.6352,2.6163200000000001E-13,1.4999999999999998E-6,{"$f":"_xlfn.IFNA(INDEX('hp (pSv cm2)'!$B$2:$B$52,MATCH($C234,'hp (pSv cm2)'!$A$2:$A$52,1))+($C234-INDEX('hp (pSv cm2)'!$A$2:$A$52,MATCH($C234,'hp (pSv cm2)'!$A$2:$A$52,1)))*(INDEX('hp (pSv cm2)'!$B$2:$B$52,MATCH($C234,'hp (pSv cm2)'!$A$2:$A$52,1)+1)-INDEX('hp (pSv cm2)'!$B$2:$B$52,MATCH($C234,'hp (pSv cm2)'!$A$2:$A$52,1)))/(INDEX('hp (pSv cm2)'!$A$2:$A$52,MATCH($C234,'hp (pSv cm2)'!$A$2:$A$52,1)+1)-INDEX('hp (pSv cm2)'!$A$2:$A$52,MATCH($C234,'hp (pSv cm2)'!$A$2:$A$52,1))),$C234*'hp (pSv cm2)'!$B$2/'hp (pSv cm2)'!$A$2)","v":6.4877440000000002},9.7316159999999989E-6,{"$f":"_xlfn.IFNA(0.997*(INDEX('Mass attenuation coefficients'!$B$2:$B$37,MATCH($C234,'Mass attenuation coefficients'!$A$2:$A$37,1))+($C234-INDEX('Mass attenuation coefficients'!$A$2:$A$37,MATCH($C234,'Mass attenuation coefficients'!$A$2:$A$37,1)))*(INDEX('Mass attenuation coefficients'!$B$2:$B$37,MATCH($C234,'Mass attenuation coefficients'!$A$2:$A$37,1)+1)-INDEX('Mass attenuation coefficients'!$B$2:$B$37,MATCH($C234,'Mass attenuation coefficients'!$A$2:$A$37,1)))/(INDEX('Mass attenuation coefficients'!$A$2:$A$37,MATCH($C234,'Mass attenuation coefficients'!$A$2:$A$37,1)+1)-INDEX('Mass attenuation coefficients'!$A$2:$A$37,MATCH($C234,'Mass attenuation coefficients'!$A$2:$A$37,1)))),0.997*$C234*'Mass attenuation coefficients'!$B$2/'Mass attenuation coefficients'!$A$2)","v":5.5178318944E-2},{"$f":"_xlfn.IFNA(INDEX('Shultis Faw'!$C$2:$C$26,MATCH($C234,'Shultis Faw'!$A$2:$A$26,1))+($C234-INDEX('Shultis Faw'!$A$2:$A$26,MATCH($C234,'Shultis Faw'!$A$2:$A$26,1)))*(INDEX('Shultis Faw'!$C$2:$C$26,MATCH($C234,'Shultis Faw'!$A$2:$A$26,1)+1)-INDEX('Shultis Faw'!$C$2:$C$26,MATCH($C234,'Shultis Faw'!$A$2:$A$26,1)))/(INDEX('Shultis Faw'!$A$2:$A$26,MATCH($C234,'Shultis Faw'!$A$2:$A$26,1)+1)-INDEX('Shultis Faw'!$A$2:$A$26,MATCH($C234,'Shultis Faw'!$A$2:$A$26,1))),$C234*'Shultis Faw'!$C$2/'Shultis Faw'!$A$2)","v":1.9119600000000001},{"$f":"_xlfn.IFNA(INDEX('Shultis Faw'!$D$2:$D$26,MATCH($C234,'Shultis Faw'!$A$2:$A$26,1))+($C234-INDEX('Shultis Faw'!$A$2:$A$26,MATCH($C234,'Shultis Faw'!$A$2:$A$26,1)))*(INDEX('Shultis Faw'!$D$2:$D$26,MATCH($C234,'Shultis Faw'!$A$2:$A$26,1)+1)-INDEX('Shultis Faw'!$D$2:$D$26,MATCH($C234,'Shultis Faw'!$A$2:$A$26,1)))/(INDEX('Shultis Faw'!$A$2:$A$26,MATCH($C234,'Shultis Faw'!$A$2:$A$26,1)+1)-INDEX('Shultis Faw'!$A$2:$A$26,MATCH($C234,'Shultis Faw'!$A$2:$A$26,1))),$C234*'Shultis Faw'!$D$2/'Shultis Faw'!$A$2)","v":1.2430416},{"$f":"_xlfn.IFNA(INDEX('Shultis Faw'!$B$2:$B$26,MATCH($C234,'Shultis Faw'!$A$2:$A$26,1))+($C234-INDEX('Shultis Faw'!$A$2:$A$26,MATCH($C234,'Shultis Faw'!$A$2:$A$26,1)))*(INDEX('Shultis Faw'!$B$2:$B$26,MATCH($C234,'Shultis Faw'!$A$2:$A$26,1)+1)-INDEX('Shultis Faw'!$B$2:$B$26,MATCH($C234,'Shultis Faw'!$A$2:$A$26,1)))/(INDEX('Shultis Faw'!$A$2:$A$26,MATCH($C234,'Shultis Faw'!$A$2:$A$26,1)+1)-INDEX('Shultis Faw'!$A$2:$A$26,MATCH($C234,'Shultis Faw'!$A$2:$A$26,1))),$C234*'Shultis Faw'!$B$2/'Shultis Faw'!$A$2)","v":-5.2862400000000004E-2},{"$f":"_xlfn.IFNA(INDEX('Shultis Faw'!$E$2:$E$26,MATCH($C234,'Shultis Faw'!$A$2:$A$26,1))+($C234-INDEX('Shultis Faw'!$A$2:$A$26,MATCH($C234,'Shultis Faw'!$A$2:$A$26,1)))*(INDEX('Shultis Faw'!$E$2:$E$26,MATCH($C234,'Shultis Faw'!$A$2:$A$26,1)+1)-INDEX('Shultis Faw'!$E$2:$E$26,MATCH($C234,'Shultis Faw'!$A$2:$A$26,1)))/(INDEX('Shultis Faw'!$A$2:$A$26,MATCH($C234,'Shultis Faw'!$A$2:$A$26,1)+1)-INDEX('Shultis Faw'!$A$2:$A$26,MATCH($C234,'Shultis Faw'!$A$2:$A$26,1))),$C234*'Shultis Faw'!$E$2/'Shultis Faw'!$A$2)","v":2.2301600000000001E-2},{"$f":"_xlfn.IFNA(INDEX('Shultis Faw'!$F$2:$F$26,MATCH($C234,'Shultis Faw'!$A$2:$A$26,1))+($C234-INDEX('Shultis Faw'!$A$2:$A$26,MATCH($C234,'Shultis Faw'!$A$2:$A$26,1)))*(INDEX('Shultis Faw'!$F$2:$F$26,MATCH($C234,'Shultis Faw'!$A$2:$A$26,1)+1)-INDEX('Shultis Faw'!$F$2:$F$26,MATCH($C234,'Shultis Faw'!$A$2:$A$26,1)))/(INDEX('Shultis Faw'!$A$2:$A$26,MATCH($C234,'Shultis Faw'!$A$2:$A$26,1)+1)-INDEX('Shultis Faw'!$A$2:$A$26,MATCH($C234,'Shultis Faw'!$A$2:$A$26,1))),$C234*'Shultis Faw'!$F$2/'Shultis Faw'!$A$2)","v":14.39832},{"$f":"J234*(H234*'Externe blootstelling'!$D$23/2)^K234+L234*(TANH(((H234*'Externe blootstelling'!$D$23)/(2*M234))-2)-TANH(-2))/(1-TANH(-2))","v":1.2555807911368864},{"$f":"IF(N234=1,1+(I234-1)*H234*'Externe blootstelling'!$D$23/2,1+(I234-1)*(N234^(H234*'Externe blootstelling'!$D$23/2)-1)/(N234-1))","v":1.7396457837909483},{"$f":"G234*EXP(-H234*'Externe blootstelling'!$D$23/2)*O234","v":7.3993096290890525E-6}]
[null," g ",1.6435999999999999,2.6297599999999997E-13,1.5E-5,{"$f":"_xlfn.IFNA(INDEX('hp (pSv cm2)'!$B$2:$B$52,MATCH($C235,'hp (pSv cm2)'!$A$2:$A$52,1))+($C235-INDEX('hp (pSv cm2)'!$A$2:$A$52,MATCH($C235,'hp (pSv cm2)'!$A$2:$A$52,1)))*(INDEX('hp (pSv cm2)'!$B$2:$B$52,MATCH($C235,'hp (pSv cm2)'!$A$2:$A$52,1)+1)-INDEX('hp (pSv cm2)'!$B$2:$B$52,MATCH($C235,'hp (pSv cm2)'!$A$2:$A$52,1)))/(INDEX('hp (pSv cm2)'!$A$2:$A$52,MATCH($C235,'hp (pSv cm2)'!$A$2:$A$52,1)+1)-INDEX('hp (pSv cm2)'!$A$2:$A$52,MATCH($C235,'hp (pSv cm2)'!$A$2:$A$52,1))),$C235*'hp (pSv cm2)'!$B$2/'hp (pSv cm2)'!$A$2)","v":6.5105919999999999},9.765888E-5,{"$f":"_xlfn.IFNA(0.997*(INDEX('Mass attenuation coefficients'!$B$2:$B$37,MATCH($C235,'Mass attenuation coefficients'!$A$2:$A$37,1))+($C235-INDEX('Mass attenuation coefficients'!$A$2:$A$37,MATCH($C235,'Mass attenuation coefficients'!$A$2:$A$37,1)))*(INDEX('Mass attenuation coefficients'!$B$2:$B$37,MATCH($C235,'Mass attenuation coefficients'!$A$2:$A$37,1)+1)-INDEX('Mass attenuation coefficients'!$B$2:$B$37,MATCH($C235,'Mass attenuation coefficients'!$A$2:$A$37,1)))/(INDEX('Mass attenuation coefficients'!$A$2:$A$37,MATCH($C235,'Mass attenuation coefficients'!$A$2:$A$37,1)+1)-INDEX('Mass attenuation coefficients'!$A$2:$A$37,MATCH($C235,'Mass attenuation coefficients'!$A$2:$A$37,1)))),0.997*$C235*'Mass attenuation coefficients'!$B$2/'Mass attenuation coefficients'!$A$2)","v":5.5042312192000002E-2},{"$f":"_xlfn.IFNA(INDEX('Shultis Faw'!$C$2:$C$26,MATCH($C235,'Shultis Faw'!$A$2:$A$26,1))+($C235-INDEX('Shultis Faw'!$A$2:$A$26,MATCH($C235,'Shultis Faw'!$A$2:$A$26,1)))*(INDEX('Shultis Faw'!$C$2:$C$26,MATCH($C235,'Shultis Faw'!$A$2:$A$26,1)+1)-INDEX('Shultis Faw'!$C$2:$C$26,MATCH($C235,'Shultis Faw'!$A$2:$A$26,1)))/(INDEX('Shultis Faw'!$A$2:$A$26,MATCH($C235,'Shultis Faw'!$A$2:$A$26,1)+1)-INDEX('Shultis Faw'!$A$2:$A$26,MATCH($C235,'Shultis Faw'!$A$2:$A$26,1))),$C235*'Shultis Faw'!$C$2/'Shultis Faw'!$A$2)","v":1.91028},{"$f":"_xlfn.IFNA(INDEX('Shultis Faw'!$D$2:$D$26,MATCH($C235,'Shultis Faw'!$A$2:$A$26,1))+($C235-INDEX('Shultis Faw'!$A$2:$A$26,MATCH($C235,'Shultis Faw'!$A$2:$A$26,1)))*(INDEX('Shultis Faw'!$D$2:$D$26,MATCH($C235,'Shultis Faw'!$A$2:$A$26,1)+1)-INDEX('Shultis Faw'!$D$2:$D$26,MATCH($C235,'Shultis Faw'!$A$2:$A$26,1)))/(INDEX('Shultis Faw'!$A$2:$A$26,MATCH($C235,'Shultis Faw'!$A$2:$A$26,1)+1)-INDEX('Shultis Faw'!$A$2:$A$26,MATCH($C235,'Shultis Faw'!$A$2:$A$26,1))),$C235*'Shultis Faw'!$D$2/'Shultis Faw'!$A$2)","v":1.2414288},{"$f":"_xlfn.IFNA(INDEX('Shultis Faw'!$B$2:$B$26,MATCH($C235,'Shultis Faw'!$A$2:$A$26,1))+($C235-INDEX('Shultis Faw'!$A$2:$A$26,MATCH($C235,'Shultis Faw'!$A$2:$A$26,1)))*(INDEX('Shultis Faw'!$B$2:$B$26,MATCH($C235,'Shultis Faw'!$A$2:$A$26,1)+1)-INDEX('Shultis Faw'!$B$2:$B$26,MATCH($C235,'Shultis Faw'!$A$2:$A$26,1)))/(INDEX('Shultis Faw'!$A$2:$A$26,MATCH($C235,'Shultis Faw'!$A$2:$A$26,1)+1)-INDEX('Shultis Faw'!$A$2:$A$26,MATCH($C235,'Shultis Faw'!$A$2:$A$26,1))),$C235*'Shultis Faw'!$B$2/'Shultis Faw'!$A$2)","v":-5.2543200000000005E-2},{"$f":"_xlfn.IFNA(INDEX('Shultis Faw'!$E$2:$E$26,MATCH($C235,'Shultis Faw'!$A$2:$A$26,1))+($C235-INDEX('Shultis Faw'!$A$2:$A$26,MATCH($C235,'Shultis Faw'!$A$2:$A$26,1)))*(INDEX('Shultis Faw'!$E$2:$E$26,MATCH($C235,'Shultis Faw'!$A$2:$A$26,1)+1)-INDEX('Shultis Faw'!$E$2:$E$26,MATCH($C235,'Shultis Faw'!$A$2:$A$26,1)))/(INDEX('Shultis Faw'!$A$2:$A$26,MATCH($C235,'Shultis Faw'!$A$2:$A$26,1)+1)-INDEX('Shultis Faw'!$A$2:$A$26,MATCH($C235,'Shultis Faw'!$A$2:$A$26,1))),$C235*'Shultis Faw'!$E$2/'Shultis Faw'!$A$2)","v":2.2158799999999999E-2},{"$f":"_xlfn.IFNA(INDEX('Shultis Faw'!$F$2:$F$26,MATCH($C235,'Shultis Faw'!$A$2:$A$26,1))+($C235-INDEX('Shultis Faw'!$A$2:$A$26,MATCH($C235,'Shultis Faw'!$A$2:$A$26,1)))*(INDEX('Shultis Faw'!$F$2:$F$26,MATCH($C235,'Shultis Faw'!$A$2:$A$26,1)+1)-INDEX('Shultis Faw'!$F$2:$F$26,MATCH($C235,'Shultis Faw'!$A$2:$A$26,1)))/(INDEX('Shultis Faw'!$A$2:$A$26,MATCH($C235,'Shultis Faw'!$A$2:$A$26,1)+1)-INDEX('Shultis Faw'!$A$2:$A$26,MATCH($C235,'Shultis Faw'!$A$2:$A$26,1))),$C235*'Shultis Faw'!$F$2/'Shultis Faw'!$A$2)","v":14.39076},{"$f":"J235*(H235*'Externe blootstelling'!$D$23/2)^K235+L235*(TANH(((H235*'Externe blootstelling'!$D$23)/(2*M235))-2)-TANH(-2))/(1-TANH(-2))","v":1.2540382716345839},{"$f":"IF(N235=1,1+(I235-1)*H235*'Externe blootstelling'!$D$23/2,1+(I235-1)*(N235^(H235*'Externe blootstelling'!$D$23/2)-1)/(N235-1))","v":1.7363714956211278},{"$f":"G235*EXP(-H235*'Externe blootstelling'!$D$23/2)*O235","v":7.4265276144857382E-5}]
[null," g ",1.64741,2.6358559999999997E-13,6.3999999999999997E-5,{"$f":"_xlfn.IFNA(INDEX('hp (pSv cm2)'!$B$2:$B$52,MATCH($C236,'hp (pSv cm2)'!$A$2:$A$52,1))+($C236-INDEX('hp (pSv cm2)'!$A$2:$A$52,MATCH($C236,'hp (pSv cm2)'!$A$2:$A$52,1)))*(INDEX('hp (pSv cm2)'!$B$2:$B$52,MATCH($C236,'hp (pSv cm2)'!$A$2:$A$52,1)+1)-INDEX('hp (pSv cm2)'!$B$2:$B$52,MATCH($C236,'hp (pSv cm2)'!$A$2:$A$52,1)))/(INDEX('hp (pSv cm2)'!$A$2:$A$52,MATCH($C236,'hp (pSv cm2)'!$A$2:$A$52,1)+1)-INDEX('hp (pSv cm2)'!$A$2:$A$52,MATCH($C236,'hp (pSv cm2)'!$A$2:$A$52,1))),$C236*'hp (pSv cm2)'!$B$2/'hp (pSv cm2)'!$A$2)","v":6.5209552000000004},4.173411328E-4,{"$f":"_xlfn.IFNA(0.997*(INDEX('Mass attenuation coefficients'!$B$2:$B$37,MATCH($C236,'Mass attenuation coefficients'!$A$2:$A$37,1))+($C236-INDEX('Mass attenuation coefficients'!$A$2:$A$37,MATCH($C236,'Mass attenuation coefficients'!$A$2:$A$37,1)))*(INDEX('Mass attenuation coefficients'!$B$2:$B$37,MATCH($C236,'Mass attenuation coefficients'!$A$2:$A$37,1)+1)-INDEX('Mass attenuation coefficients'!$B$2:$B$37,MATCH($C236,'Mass attenuation coefficients'!$A$2:$A$37,1)))/(INDEX('Mass attenuation coefficients'!$A$2:$A$37,MATCH($C236,'Mass attenuation coefficients'!$A$2:$A$37,1)+1)-INDEX('Mass attenuation coefficients'!$A$2:$A$37,MATCH($C236,'Mass attenuation coefficients'!$A$2:$A$37,1)))),0.997*$C236*'Mass attenuation coefficients'!$B$2/'Mass attenuation coefficients'!$A$2)","v":5.4980623415199999E-2},{"$f":"_xlfn.IFNA(INDEX('Shultis Faw'!$C$2:$C$26,MATCH($C236,'Shultis Faw'!$A$2:$A$26,1))+($C236-INDEX('Shultis Faw'!$A$2:$A$26,MATCH($C236,'Shultis Faw'!$A$2:$A$26,1)))*(INDEX('Shultis Faw'!$C$2:$C$26,MATCH($C236,'Shultis Faw'!$A$2:$A$26,1)+1)-INDEX('Shultis Faw'!$C$2:$C$26,MATCH($C236,'Shultis Faw'!$A$2:$A$26,1)))/(INDEX('Shultis Faw'!$A$2:$A$26,MATCH($C236,'Shultis Faw'!$A$2:$A$26,1)+1)-INDEX('Shultis Faw'!$A$2:$A$26,MATCH($C236,'Shultis Faw'!$A$2:$A$26,1))),$C236*'Shultis Faw'!$C$2/'Shultis Faw'!$A$2)","v":1.909518},{"$f":"_xlfn.IFNA(INDEX('Shultis Faw'!$D$2:$D$26,MATCH($C236,'Shultis Faw'!$A$2:$A$26,1))+($C236-INDEX('Shultis Faw'!$A$2:$A$26,MATCH($C236,'Shultis Faw'!$A$2:$A$26,1)))*(INDEX('Shultis Faw'!$D$2:$D$26,MATCH($C236,'Shultis Faw'!$A$2:$A$26,1)+1)-INDEX('Shultis Faw'!$D$2:$D$26,MATCH($C236,'Shultis Faw'!$A$2:$A$26,1)))/(INDEX('Shultis Faw'!$A$2:$A$26,MATCH($C236,'Shultis Faw'!$A$2:$A$26,1)+1)-INDEX('Shultis Faw'!$A$2:$A$26,MATCH($C236,'Shultis Faw'!$A$2:$A$26,1))),$C236*'Shultis Faw'!$D$2/'Shultis Faw'!$A$2)","v":1.24069728},{"$f":"_xlfn.IFNA(INDEX('Shultis Faw'!$B$2:$B$26,MATCH($C236,'Shultis Faw'!$A$2:$A$26,1))+($C236-INDEX('Shultis Faw'!$A$2:$A$26,MATCH($C236,'Shultis Faw'!$A$2:$A$26,1)))*(INDEX('Shultis Faw'!$B$2:$B$26,MATCH($C236,'Shultis Faw'!$A$2:$A$26,1)+1)-INDEX('Shultis Faw'!$B$2:$B$26,MATCH($C236,'Shultis Faw'!$A$2:$A$26,1)))/(INDEX('Shultis Faw'!$A$2:$A$26,MATCH($C236,'Shultis Faw'!$A$2:$A$26,1)+1)-INDEX('Shultis Faw'!$A$2:$A$26,MATCH($C236,'Shultis Faw'!$A$2:$A$26,1))),$C236*'Shultis Faw'!$B$2/'Shultis Faw'!$A$2)","v":-5.2398420000000001E-2},{"$f":"_xlfn.IFNA(INDEX('Shultis Faw'!$E$2:$E$26,MATCH($C236,'Shultis Faw'!$A$2:$A$26,1))+($C236-INDEX('Shultis Faw'!$A$2:$A$26,MATCH($C236,'Shultis Faw'!$A$2:$A$26,1)))*(INDEX('Shultis Faw'!$E$2:$E$26,MATCH($C236,'Shultis Faw'!$A$2:$A$26,1)+1)-INDEX('Shultis Faw'!$E$2:$E$26,MATCH($C236,'Shultis Faw'!$A$2:$A$26,1)))/(INDEX('Shultis Faw'!$A$2:$A$26,MATCH($C236,'Shultis Faw'!$A$2:$A$26,1)+1)-INDEX('Shultis Faw'!$A$2:$A$26,MATCH($C236,'Shultis Faw'!$A$2:$A$26,1))),$C236*'Shultis Faw'!$E$2/'Shultis Faw'!$A$2)","v":2.2094030000000001E-2},{"$f":"_xlfn.IFNA(INDEX('Shultis Faw'!$F$2:$F$26,MATCH($C236,'Shultis Faw'!$A$2:$A$26,1))+($C236-INDEX('Shultis Faw'!$A$2:$A$26,MATCH($C236,'Shultis Faw'!$A$2:$A$26,1)))*(INDEX('Shultis Faw'!$F$2:$F$26,MATCH($C236,'Shultis Faw'!$A$2:$A$26,1)+1)-INDEX('Shultis Faw'!$F$2:$F$26,MATCH($C236,'Shultis Faw'!$A$2:$A$26,1)))/(INDEX('Shultis Faw'!$A$2:$A$26,MATCH($C236,'Shultis Faw'!$A$2:$A$26,1)+1)-INDEX('Shultis Faw'!$A$2:$A$26,MATCH($C236,'Shultis Faw'!$A$2:$A$26,1))),$C236*'Shultis Faw'!$F$2/'Shultis Faw'!$A$2)","v":14.387331},{"$f":"J236*(H236*'Externe blootstelling'!$D$23/2)^K236+L236*(TANH(((H236*'Externe blootstelling'!$D$23)/(2*M236))-2)-TANH(-2))/(1-TANH(-2))","v":1.253338037949902},{"$f":"IF(N236=1,1+(I236-1)*H236*'Externe blootstelling'!$D$23/2,1+(I236-1)*(N236^(H236*'Externe blootstelling'!$D$23/2)-1)/(N236-1))","v":1.7348895585135975},{"$f":"G236*EXP(-H236*'Externe blootstelling'!$D$23/2)*O236","v":3.1739223923710425E-4}]
[null," g ",1.6742999999999999,2.6788799999999999E-13,6.0000000000000002E-5,{"$f":"_xlfn.IFNA(INDEX('hp (pSv cm2)'!$B$2:$B$52,MATCH($C237,'hp (pSv cm2)'!$A$2:$A$52,1))+($C237-INDEX('hp (pSv cm2)'!$A$2:$A$52,MATCH($C237,'hp (pSv cm2)'!$A$2:$A$52,1)))*(INDEX('hp (pSv cm2)'!$B$2:$B$52,MATCH($C237,'hp (pSv cm2)'!$A$2:$A$52,1)+1)-INDEX('hp (pSv cm2)'!$B$2:$B$52,MATCH($C237,'hp (pSv cm2)'!$A$2:$A$52,1)))/(INDEX('hp (pSv cm2)'!$A$2:$A$52,MATCH($C237,'hp (pSv cm2)'!$A$2:$A$52,1)+1)-INDEX('hp (pSv cm2)'!$A$2:$A$52,MATCH($C237,'hp (pSv cm2)'!$A$2:$A$52,1))),$C237*'hp (pSv cm2)'!$B$2/'hp (pSv cm2)'!$A$2)","v":6.5940960000000004},3.9564576000000002E-4,{"$f":"_xlfn.IFNA(0.997*(INDEX('Mass attenuation coefficients'!$B$2:$B$37,MATCH($C237,'Mass attenuation coefficients'!$A$2:$A$37,1))+($C237-INDEX('Mass attenuation coefficients'!$A$2:$A$37,MATCH($C237,'Mass attenuation coefficients'!$A$2:$A$37,1)))*(INDEX('Mass attenuation coefficients'!$B$2:$B$37,MATCH($C237,'Mass attenuation coefficients'!$A$2:$A$37,1)+1)-INDEX('Mass attenuation coefficients'!$B$2:$B$37,MATCH($C237,'Mass attenuation coefficients'!$A$2:$A$37,1)))/(INDEX('Mass attenuation coefficients'!$A$2:$A$37,MATCH($C237,'Mass attenuation coefficients'!$A$2:$A$37,1)+1)-INDEX('Mass attenuation coefficients'!$A$2:$A$37,MATCH($C237,'Mass attenuation coefficients'!$A$2:$A$37,1)))),0.997*$C237*'Mass attenuation coefficients'!$B$2/'Mass attenuation coefficients'!$A$2)","v":5.4545239895999999E-2},{"$f":"_xlfn.IFNA(INDEX('Shultis Faw'!$C$2:$C$26,MATCH($C237,'Shultis Faw'!$A$2:$A$26,1))+($C237-INDEX('Shultis Faw'!$A$2:$A$26,MATCH($C237,'Shultis Faw'!$A$2:$A$26,1)))*(INDEX('Shultis Faw'!$C$2:$C$26,MATCH($C237,'Shultis Faw'!$A$2:$A$26,1)+1)-INDEX('Shultis Faw'!$C$2:$C$26,MATCH($C237,'Shultis Faw'!$A$2:$A$26,1)))/(INDEX('Shultis Faw'!$A$2:$A$26,MATCH($C237,'Shultis Faw'!$A$2:$A$26,1)+1)-INDEX('Shultis Faw'!$A$2:$A$26,MATCH($C237,'Shultis Faw'!$A$2:$A$26,1))),$C237*'Shultis Faw'!$C$2/'Shultis Faw'!$A$2)","v":1.9041399999999999},{"$f":"_xlfn.IFNA(INDEX('Shultis Faw'!$D$2:$D$26,MATCH($C237,'Shultis Faw'!$A$2:$A$26,1))+($C237-INDEX('Shultis Faw'!$A$2:$A$26,MATCH($C237,'Shultis Faw'!$A$2:$A$26,1)))*(INDEX('Shultis Faw'!$D$2:$D$26,MATCH($C237,'Shultis Faw'!$A$2:$A$26,1)+1)-INDEX('Shultis Faw'!$D$2:$D$26,MATCH($C237,'Shultis Faw'!$A$2:$A$26,1)))/(INDEX('Shultis Faw'!$A$2:$A$26,MATCH($C237,'Shultis Faw'!$A$2:$A$26,1)+1)-INDEX('Shultis Faw'!$A$2:$A$26,MATCH($C237,'Shultis Faw'!$A$2:$A$26,1))),$C237*'Shultis Faw'!$D$2/'Shultis Faw'!$A$2)","v":1.2355343999999999},{"$f":"_xlfn.IFNA(INDEX('Shultis Faw'!$B$2:$B$26,MATCH($C237,'Shultis Faw'!$A$2:$A$26,1))+($C237-INDEX('Shultis Faw'!$A$2:$A$26,MATCH($C237,'Shultis Faw'!$A$2:$A$26,1)))*(INDEX('Shultis Faw'!$B$2:$B$26,MATCH($C237,'Shultis Faw'!$A$2:$A$26,1)+1)-INDEX('Shultis Faw'!$B$2:$B$26,MATCH($C237,'Shultis Faw'!$A$2:$A$26,1)))/(INDEX('Shultis Faw'!$A$2:$A$26,MATCH($C237,'Shultis Faw'!$A$2:$A$26,1)+1)-INDEX('Shultis Faw'!$A$2:$A$26,MATCH($C237,'Shultis Faw'!$A$2:$A$26,1))),$C237*'Shultis Faw'!$B$2/'Shultis Faw'!$A$2)","v":-5.1376600000000008E-2},{"$f":"_xlfn.IFNA(INDEX('Shultis Faw'!$E$2:$E$26,MATCH($C237,'Shultis Faw'!$A$2:$A$26,1))+($C237-INDEX('Shultis Faw'!$A$2:$A$26,MATCH($C237,'Shultis Faw'!$A$2:$A$26,1)))*(INDEX('Shultis Faw'!$E$2:$E$26,MATCH($C237,'Shultis Faw'!$A$2:$A$26,1)+1)-INDEX('Shultis Faw'!$E$2:$E$26,MATCH($C237,'Shultis Faw'!$A$2:$A$26,1)))/(INDEX('Shultis Faw'!$A$2:$A$26,MATCH($C237,'Shultis Faw'!$A$2:$A$26,1)+1)-INDEX('Shultis Faw'!$A$2:$A$26,MATCH($C237,'Shultis Faw'!$A$2:$A$26,1))),$C237*'Shultis Faw'!$E$2/'Shultis Faw'!$A$2)","v":2.1636900000000001E-2},{"$f":"_xlfn.IFNA(INDEX('Shultis Faw'!$F$2:$F$26,MATCH($C237,'Shultis Faw'!$A$2:$A$26,1))+($C237-INDEX('Shultis Faw'!$A$2:$A$26,MATCH($C237,'Shultis Faw'!$A$2:$A$26,1)))*(INDEX('Shultis Faw'!$F$2:$F$26,MATCH($C237,'Shultis Faw'!$A$2:$A$26,1)+1)-INDEX('Shultis Faw'!$F$2:$F$26,MATCH($C237,'Shultis Faw'!$A$2:$A$26,1)))/(INDEX('Shultis Faw'!$A$2:$A$26,MATCH($C237,'Shultis Faw'!$A$2:$A$26,1)+1)-INDEX('Shultis Faw'!$A$2:$A$26,MATCH($C237,'Shultis Faw'!$A$2:$A$26,1))),$C237*'Shultis Faw'!$F$2/'Shultis Faw'!$A$2)","v":14.36313},{"$f":"J237*(H237*'Externe blootstelling'!$D$23/2)^K237+L237*(TANH(((H237*'Externe blootstelling'!$D$23)/(2*M237))-2)-TANH(-2))/(1-TANH(-2))","v":1.2483854868146507},{"$f":"IF(N237=1,1+(I237-1)*H237*'Externe blootstelling'!$D$23/2,1+(I237-1)*(N237^(H237*'Externe blootstelling'!$D$23/2)-1)/(N237-1))","v":1.7244867446123107},{"$f":"G237*EXP(-H237*'Externe blootstelling'!$D$23/2)*O237","v":3.0104812445213452E-4}]
[null," g ",1.7690899999999998,2.8305439999999996E-13,9.2E-5,{"$f":"_xlfn.IFNA(INDEX('hp (pSv cm2)'!$B$2:$B$52,MATCH($C238,'hp (pSv cm2)'!$A$2:$A$52,1))+($C238-INDEX('hp (pSv cm2)'!$A$2:$A$52,MATCH($C238,'hp (pSv cm2)'!$A$2:$A$52,1)))*(INDEX('hp (pSv cm2)'!$B$2:$B$52,MATCH($C238,'hp (pSv cm2)'!$A$2:$A$52,1)+1)-INDEX('hp (pSv cm2)'!$B$2:$B$52,MATCH($C238,'hp (pSv cm2)'!$A$2:$A$52,1)))/(INDEX('hp (pSv cm2)'!$A$2:$A$52,MATCH($C238,'hp (pSv cm2)'!$A$2:$A$52,1)+1)-INDEX('hp (pSv cm2)'!$A$2:$A$52,MATCH($C238,'hp (pSv cm2)'!$A$2:$A$52,1))),$C238*'hp (pSv cm2)'!$B$2/'hp (pSv cm2)'!$A$2)","v":6.8519247999999999},6.3037708159999998E-4,{"$f":"_xlfn.IFNA(0.997*(INDEX('Mass attenuation coefficients'!$B$2:$B$37,MATCH($C238,'Mass attenuation coefficients'!$A$2:$A$37,1))+($C238-INDEX('Mass attenuation coefficients'!$A$2:$A$37,MATCH($C238,'Mass attenuation coefficients'!$A$2:$A$37,1)))*(INDEX('Mass attenuation coefficients'!$B$2:$B$37,MATCH($C238,'Mass attenuation coefficients'!$A$2:$A$37,1)+1)-INDEX('Mass attenuation coefficients'!$B$2:$B$37,MATCH($C238,'Mass attenuation coefficients'!$A$2:$A$37,1)))/(INDEX('Mass attenuation coefficients'!$A$2:$A$37,MATCH($C238,'Mass attenuation coefficients'!$A$2:$A$37,1)+1)-INDEX('Mass attenuation coefficients'!$A$2:$A$37,MATCH($C238,'Mass attenuation coefficients'!$A$2:$A$37,1)))),0.997*$C238*'Mass attenuation coefficients'!$B$2/'Mass attenuation coefficients'!$A$2)","v":5.3010468464800002E-2},{"$f":"_xlfn.IFNA(INDEX('Shultis Faw'!$C$2:$C$26,MATCH($C238,'Shultis Faw'!$A$2:$A$26,1))+($C238-INDEX('Shultis Faw'!$A$2:$A$26,MATCH($C238,'Shultis Faw'!$A$2:$A$26,1)))*(INDEX('Shultis Faw'!$C$2:$C$26,MATCH($C238,'Shultis Faw'!$A$2:$A$26,1)+1)-INDEX('Shultis Faw'!$C$2:$C$26,MATCH($C238,'Shultis Faw'!$A$2:$A$26,1)))/(INDEX('Shultis Faw'!$A$2:$A$26,MATCH($C238,'Shultis Faw'!$A$2:$A$26,1)+1)-INDEX('Shultis Faw'!$A$2:$A$26,MATCH($C238,'Shultis Faw'!$A$2:$A$26,1))),$C238*'Shultis Faw'!$C$2/'Shultis Faw'!$A$2)","v":1.8851820000000001},{"$f":"_xlfn.IFNA(INDEX('Shultis Faw'!$D$2:$D$26,MATCH($C238,'Shultis Faw'!$A$2:$A$26,1))+($C238-INDEX('Shultis Faw'!$A$2:$A$26,MATCH($C238,'Shultis Faw'!$A$2:$A$26,1)))*(INDEX('Shultis Faw'!$D$2:$D$26,MATCH($C238,'Shultis Faw'!$A$2:$A$26,1)+1)-INDEX('Shultis Faw'!$D$2:$D$26,MATCH($C238,'Shultis Faw'!$A$2:$A$26,1)))/(INDEX('Shultis Faw'!$A$2:$A$26,MATCH($C238,'Shultis Faw'!$A$2:$A$26,1)+1)-INDEX('Shultis Faw'!$A$2:$A$26,MATCH($C238,'Shultis Faw'!$A$2:$A$26,1))),$C238*'Shultis Faw'!$D$2/'Shultis Faw'!$A$2)","v":1.21733472},{"$f":"_xlfn.IFNA(INDEX('Shultis Faw'!$B$2:$B$26,MATCH($C238,'Shultis Faw'!$A$2:$A$26,1))+($C238-INDEX('Shultis Faw'!$A$2:$A$26,MATCH($C238,'Shultis Faw'!$A$2:$A$26,1)))*(INDEX('Shultis Faw'!$B$2:$B$26,MATCH($C238,'Shultis Faw'!$A$2:$A$26,1)+1)-INDEX('Shultis Faw'!$B$2:$B$26,MATCH($C238,'Shultis Faw'!$A$2:$A$26,1)))/(INDEX('Shultis Faw'!$A$2:$A$26,MATCH($C238,'Shultis Faw'!$A$2:$A$26,1)+1)-INDEX('Shultis Faw'!$A$2:$A$26,MATCH($C238,'Shultis Faw'!$A$2:$A$26,1))),$C238*'Shultis Faw'!$B$2/'Shultis Faw'!$A$2)","v":-4.7774580000000011E-2},{"$f":"_xlfn.IFNA(INDEX('Shultis Faw'!$E$2:$E$26,MATCH($C238,'Shultis Faw'!$A$2:$A$26,1))+($C238-INDEX('Shultis Faw'!$A$2:$A$26,MATCH($C238,'Shultis Faw'!$A$2:$A$26,1)))*(INDEX('Shultis Faw'!$E$2:$E$26,MATCH($C238,'Shultis Faw'!$A$2:$A$26,1)+1)-INDEX('Shultis Faw'!$E$2:$E$26,MATCH($C238,'Shultis Faw'!$A$2:$A$26,1)))/(INDEX('Shultis Faw'!$A$2:$A$26,MATCH($C238,'Shultis Faw'!$A$2:$A$26,1)+1)-INDEX('Shultis Faw'!$A$2:$A$26,MATCH($C238,'Shultis Faw'!$A$2:$A$26,1))),$C238*'Shultis Faw'!$E$2/'Shultis Faw'!$A$2)","v":2.0025470000000004E-2},{"$f":"_xlfn.IFNA(INDEX('Shultis Faw'!$F$2:$F$26,MATCH($C238,'Shultis Faw'!$A$2:$A$26,1))+($C238-INDEX('Shultis Faw'!$A$2:$A$26,MATCH($C238,'Shultis Faw'!$A$2:$A$26,1)))*(INDEX('Shultis Faw'!$F$2:$F$26,MATCH($C238,'Shultis Faw'!$A$2:$A$26,1)+1)-INDEX('Shultis Faw'!$F$2:$F$26,MATCH($C238,'Shultis Faw'!$A$2:$A$26,1)))/(INDEX('Shultis Faw'!$A$2:$A$26,MATCH($C238,'Shultis Faw'!$A$2:$A$26,1)+1)-INDEX('Shultis Faw'!$A$2:$A$26,MATCH($C238,'Shultis Faw'!$A$2:$A$26,1))),$C238*'Shultis Faw'!$F$2/'Shultis Faw'!$A$2)","v":14.277819000000001},{"$f":"J238*(H238*'Externe blootstelling'!$D$23/2)^K238+L238*(TANH(((H238*'Externe blootstelling'!$D$23)/(2*M238))-2)-TANH(-2))/(1-TANH(-2))","v":1.2307809708030344},{"$f":"IF(N238=1,1+(I238-1)*H238*'Externe blootstelling'!$D$23/2,1+(I238-1)*(N238^(H238*'Externe blootstelling'!$D$23/2)-1)/(N238-1))","v":1.6885924837279376},{"$f":"G238*EXP(-H238*'Externe blootstelling'!$D$23/2)*O238","v":4.8061017168761678E-4}]
[null,null,null,null,null,null,null,null,null,null,null,null,null,null,null,null,{"$f":"SUM(P100:P238)/SUM(G100:G238)","v":0.77232009129535695}]
[]
["154Eu","X-ray",6.2399999999999999E-3,{"$f":"C241*1000000*1.6E-19","v":9.9840000000000001E-16},4.4000000000000006E-5,{"$f":"_xlfn.IFNA(INDEX('hp (pSv cm2)'!$B$2:$B$52,MATCH($C241,'hp (pSv cm2)'!$A$2:$A$52,1))+($C241-INDEX('hp (pSv cm2)'!$A$2:$A$52,MATCH($C241,'hp (pSv cm2)'!$A$2:$A$52,1)))*(INDEX('hp (pSv cm2)'!$B$2:$B$52,MATCH($C241,'hp (pSv cm2)'!$A$2:$A$52,1)+1)-INDEX('hp (pSv cm2)'!$B$2:$B$52,MATCH($C241,'hp (pSv cm2)'!$A$2:$A$52,1)))/(INDEX('hp (pSv cm2)'!$A$2:$A$52,MATCH($C241,'hp (pSv cm2)'!$A$2:$A$52,1)+1)-INDEX('hp (pSv cm2)'!$A$2:$A$52,MATCH($C241,'hp (pSv cm2)'!$A$2:$A$52,1))),$C241*'hp (pSv cm2)'!$B$2/'hp (pSv cm2)'!$A$2)","v":1.8015999999999997E-2},{"$f":"F241*E241","v":7.9270399999999995E-7},{"$f":"_xlfn.IFNA(0.997*(INDEX('Mass attenuation coefficients'!$B$2:$B$37,MATCH($C241,'Mass attenuation coefficients'!$A$2:$A$37,1))+($C241-INDEX('Mass attenuation coefficients'!$A$2:$A$37,MATCH($C241,'Mass attenuation coefficients'!$A$2:$A$37,1)))*(INDEX('Mass attenuation coefficients'!$B$2:$B$37,MATCH($C241,'Mass attenuation coefficients'!$A$2:$A$37,1)+1)-INDEX('Mass attenuation coefficients'!$B$2:$B$37,MATCH($C241,'Mass attenuation coefficients'!$A$2:$A$37,1)))/(INDEX('Mass attenuation coefficients'!$A$2:$A$37,MATCH($C241,'Mass attenuation coefficients'!$A$2:$A$37,1)+1)-INDEX('Mass attenuation coefficients'!$A$2:$A$37,MATCH($C241,'Mass attenuation coefficients'!$A$2:$A$37,1)))),0.997*$C241*'Mass attenuation coefficients'!$B$2/'Mass attenuation coefficients'!$A$2)","v":22.858817200000001},{"$f":"_xlfn.IFNA(INDEX('Shultis Faw'!$C$2:$C$26,MATCH($C241,'Shultis Faw'!$A$2:$A$26,1))+($C241-INDEX('Shultis Faw'!$A$2:$A$26,MATCH($C241,'Shultis Faw'!$A$2:$A$26,1)))*(INDEX('Shultis Faw'!$C$2:$C$26,MATCH($C241,'Shultis Faw'!$A$2:$A$26,1)+1)-INDEX('Shultis Faw'!$C$2:$C$26,MATCH($C241,'Shultis Faw'!$A$2:$A$26,1)))/(INDEX('Shultis Faw'!$A$2:$A$26,MATCH($C241,'Shultis Faw'!$A$2:$A$26,1)+1)-INDEX('Shultis Faw'!$A$2:$A$26,MATCH($C241,'Shultis Faw'!$A$2:$A$26,1))),$C241*'Shultis Faw'!$C$2/'Shultis Faw'!$A$2)","v":0.49171200000000004},{"$f":"_xlfn.IFNA(INDEX('Shultis Faw'!$D$2:$D$26,MATCH($C241,'Shultis Faw'!$A$2:$A$26,1))+($C241-INDEX('Shultis Faw'!$A$2:$A$26,MATCH($C241,'Shultis Faw'!$A$2:$A$26,1)))*(INDEX('Shultis Faw'!$D$2:$D$26,MATCH($C241,'Shultis Faw'!$A$2:$A$26,1)+1)-INDEX('Shultis Faw'!$D$2:$D$26,MATCH($C241,'Shultis Faw'!$A$2:$A$26,1)))/(INDEX('Shultis Faw'!$A$2:$A$26,MATCH($C241,'Shultis Faw'!$A$2:$A$26,1)+1)-INDEX('Shultis Faw'!$A$2:$A$26,MATCH($C241,'Shultis Faw'!$A$2:$A$26,1))),$C241*'Shultis Faw'!$D$2/'Shultis Faw'!$A$2)","v":0.19260800000000003},{"$f":"_xlfn.IFNA(INDEX('Shultis Faw'!$B$2:$B$26,MATCH($C241,'Shultis Faw'!$A$2:$A$26,1))+($C241-INDEX('Shultis Faw'!$A$2:$A$26,MATCH($C241,'Shultis Faw'!$A$2:$A$26,1)))*(INDEX('Shultis Faw'!$B$2:$B$26,MATCH($C241,'Shultis Faw'!$A$2:$A$26,1)+1)-INDEX('Shultis Faw'!$B$2:$B$26,MATCH($C241,'Shultis Faw'!$A$2:$A$26,1)))/(INDEX('Shultis Faw'!$A$2:$A$26,MATCH($C241,'Shultis Faw'!$A$2:$A$26,1)+1)-INDEX('Shultis Faw'!$A$2:$A$26,MATCH($C241,'Shultis Faw'!$A$2:$A$26,1))),$C241*'Shultis Faw'!$B$2/'Shultis Faw'!$A$2)","v":7.1551999999999991E-2},{"$f":"_xlfn.IFNA(INDEX('Shultis Faw'!$E$2:$E$26,MATCH($C241,'Shultis Faw'!$A$2:$A$26,1))+($C241-INDEX('Shultis Faw'!$A$2:$A$26,MATCH($C241,'Shultis Faw'!$A$2:$A$26,1)))*(INDEX('Shultis Faw'!$E$2:$E$26,MATCH($C241,'Shultis Faw'!$A$2:$A$26,1)+1)-INDEX('Shultis Faw'!$E$2:$E$26,MATCH($C241,'Shultis Faw'!$A$2:$A$26,1)))/(INDEX('Shultis Faw'!$A$2:$A$26,MATCH($C241,'Shultis Faw'!$A$2:$A$26,1)+1)-INDEX('Shultis Faw'!$A$2:$A$26,MATCH($C241,'Shultis Faw'!$A$2:$A$26,1))),$C241*'Shultis Faw'!$E$2/'Shultis Faw'!$A$2)","v":-3.7772800000000002E-2},{"$f":"_xlfn.IFNA(INDEX('Shultis Faw'!$F$2:$F$26,MATCH($C241,'Shultis Faw'!$A$2:$A$26,1))+($C241-INDEX('Shultis Faw'!$A$2:$A$26,MATCH($C241,'Shultis Faw'!$A$2:$A$26,1)))*(INDEX('Shultis Faw'!$F$2:$F$26,MATCH($C241,'Shultis Faw'!$A$2:$A$26,1)+1)-INDEX('Shultis Faw'!$F$2:$F$26,MATCH($C241,'Shultis Faw'!$A$2:$A$26,1)))/(INDEX('Shultis Faw'!$A$2:$A$26,MATCH($C241,'Shultis Faw'!$A$2:$A$26,1)+1)-INDEX('Shultis Faw'!$A$2:$A$26,MATCH($C241,'Shultis Faw'!$A$2:$A$26,1))),$C241*'Shultis Faw'!$F$2/'Shultis Faw'!$A$2)","v":5.9196800000000005},{"$f":"J241*(H241*'Externe blootstelling'!$D$23/2)^K241+L241*(TANH(((H241*'Externe blootstelling'!$D$23)/(2*M241))-2)-TANH(-2))/(1-TANH(-2))","v":0.2546889118272655},{"$f":"IF(N241=1,1+(I241-1)*H241*'Externe blootstelling'!$D$23/2,1+(I241-1)*(N241^(H241*'Externe blootstelling'!$D$23/2)-1)/(N241-1))","v":0.31801900164109953},{"$f":"G241*EXP(-H241*'Externe blootstelling'!$D$23/2)*O241","v":3.0881012245664172E-156}]
[null,"X-ray",6.7325499999999995E-3,1.0772079999999998E-15,7.0999999999999994E-2,{"$f":"_xlfn.IFNA(INDEX('hp (pSv cm2)'!$B$2:$B$52,MATCH($C242,'hp (pSv cm2)'!$A$2:$A$52,1))+($C242-INDEX('hp (pSv cm2)'!$A$2:$A$52,MATCH($C242,'hp (pSv cm2)'!$A$2:$A$52,1)))*(INDEX('hp (pSv cm2)'!$B$2:$B$52,MATCH($C242,'hp (pSv cm2)'!$A$2:$A$52,1)+1)-INDEX('hp (pSv cm2)'!$B$2:$B$52,MATCH($C242,'hp (pSv cm2)'!$A$2:$A$52,1)))/(INDEX('hp (pSv cm2)'!$A$2:$A$52,MATCH($C242,'hp (pSv cm2)'!$A$2:$A$52,1)+1)-INDEX('hp (pSv cm2)'!$A$2:$A$52,MATCH($C242,'hp (pSv cm2)'!$A$2:$A$52,1))),$C242*'hp (pSv cm2)'!$B$2/'hp (pSv cm2)'!$A$2)","v":2.0922044999999997E-2},1.4854651949999997E-3,{"$f":"_xlfn.IFNA(0.997*(INDEX('Mass attenuation coefficients'!$B$2:$B$37,MATCH($C242,'Mass attenuation coefficients'!$A$2:$A$37,1))+($C242-INDEX('Mass attenuation coefficients'!$A$2:$A$37,MATCH($C242,'Mass attenuation coefficients'!$A$2:$A$37,1)))*(INDEX('Mass attenuation coefficients'!$B$2:$B$37,MATCH($C242,'Mass attenuation coefficients'!$A$2:$A$37,1)+1)-INDEX('Mass attenuation coefficients'!$B$2:$B$37,MATCH($C242,'Mass attenuation coefficients'!$A$2:$A$37,1)))/(INDEX('Mass attenuation coefficients'!$A$2:$A$37,MATCH($C242,'Mass attenuation coefficients'!$A$2:$A$37,1)+1)-INDEX('Mass attenuation coefficients'!$A$2:$A$37,MATCH($C242,'Mass attenuation coefficients'!$A$2:$A$37,1)))),0.997*$C242*'Mass attenuation coefficients'!$B$2/'Mass attenuation coefficients'!$A$2)","v":19.355015982750004},{"$f":"_xlfn.IFNA(INDEX('Shultis Faw'!$C$2:$C$26,MATCH($C242,'Shultis Faw'!$A$2:$A$26,1))+($C242-INDEX('Shultis Faw'!$A$2:$A$26,MATCH($C242,'Shultis Faw'!$A$2:$A$26,1)))*(INDEX('Shultis Faw'!$C$2:$C$26,MATCH($C242,'Shultis Faw'!$A$2:$A$26,1)+1)-INDEX('Shultis Faw'!$C$2:$C$26,MATCH($C242,'Shultis Faw'!$A$2:$A$26,1)))/(INDEX('Shultis Faw'!$A$2:$A$26,MATCH($C242,'Shultis Faw'!$A$2:$A$26,1)+1)-INDEX('Shultis Faw'!$A$2:$A$26,MATCH($C242,'Shultis Faw'!$A$2:$A$26,1))),$C242*'Shultis Faw'!$C$2/'Shultis Faw'!$A$2)","v":0.53052494000000006},{"$f":"_xlfn.IFNA(INDEX('Shultis Faw'!$D$2:$D$26,MATCH($C242,'Shultis Faw'!$A$2:$A$26,1))+($C242-INDEX('Shultis Faw'!$A$2:$A$26,MATCH($C242,'Shultis Faw'!$A$2:$A$26,1)))*(INDEX('Shultis Faw'!$D$2:$D$26,MATCH($C242,'Shultis Faw'!$A$2:$A$26,1)+1)-INDEX('Shultis Faw'!$D$2:$D$26,MATCH($C242,'Shultis Faw'!$A$2:$A$26,1)))/(INDEX('Shultis Faw'!$A$2:$A$26,MATCH($C242,'Shultis Faw'!$A$2:$A$26,1)+1)-INDEX('Shultis Faw'!$A$2:$A$26,MATCH($C242,'Shultis Faw'!$A$2:$A$26,1))),$C242*'Shultis Faw'!$D$2/'Shultis Faw'!$A$2)","v":0.20781137666666666},{"$f":"_xlfn.IFNA(INDEX('Shultis Faw'!$B$2:$B$26,MATCH($C242,'Shultis Faw'!$A$2:$A$26,1))+($C242-INDEX('Shultis Faw'!$A$2:$A$26,MATCH($C242,'Shultis Faw'!$A$2:$A$26,1)))*(INDEX('Shultis Faw'!$B$2:$B$26,MATCH($C242,'Shultis Faw'!$A$2:$A$26,1)+1)-INDEX('Shultis Faw'!$B$2:$B$26,MATCH($C242,'Shultis Faw'!$A$2:$A$26,1)))/(INDEX('Shultis Faw'!$A$2:$A$26,MATCH($C242,'Shultis Faw'!$A$2:$A$26,1)+1)-INDEX('Shultis Faw'!$A$2:$A$26,MATCH($C242,'Shultis Faw'!$A$2:$A$26,1))),$C242*'Shultis Faw'!$B$2/'Shultis Faw'!$A$2)","v":7.7199906666666665E-2},{"$f":"_xlfn.IFNA(INDEX('Shultis Faw'!$E$2:$E$26,MATCH($C242,'Shultis Faw'!$A$2:$A$26,1))+($C242-INDEX('Shultis Faw'!$A$2:$A$26,MATCH($C242,'Shultis Faw'!$A$2:$A$26,1)))*(INDEX('Shultis Faw'!$E$2:$E$26,MATCH($C242,'Shultis Faw'!$A$2:$A$26,1)+1)-INDEX('Shultis Faw'!$E$2:$E$26,MATCH($C242,'Shultis Faw'!$A$2:$A$26,1)))/(INDEX('Shultis Faw'!$A$2:$A$26,MATCH($C242,'Shultis Faw'!$A$2:$A$26,1)+1)-INDEX('Shultis Faw'!$A$2:$A$26,MATCH($C242,'Shultis Faw'!$A$2:$A$26,1))),$C242*'Shultis Faw'!$E$2/'Shultis Faw'!$A$2)","v":-4.0754369333333332E-2},{"$f":"_xlfn.IFNA(INDEX('Shultis Faw'!$F$2:$F$26,MATCH($C242,'Shultis Faw'!$A$2:$A$26,1))+($C242-INDEX('Shultis Faw'!$A$2:$A$26,MATCH($C242,'Shultis Faw'!$A$2:$A$26,1)))*(INDEX('Shultis Faw'!$F$2:$F$26,MATCH($C242,'Shultis Faw'!$A$2:$A$26,1)+1)-INDEX('Shultis Faw'!$F$2:$F$26,MATCH($C242,'Shultis Faw'!$A$2:$A$26,1)))/(INDEX('Shultis Faw'!$A$2:$A$26,MATCH($C242,'Shultis Faw'!$A$2:$A$26,1)+1)-INDEX('Shultis Faw'!$A$2:$A$26,MATCH($C242,'Shultis Faw'!$A$2:$A$26,1))),$C242*'Shultis Faw'!$F$2/'Shultis Faw'!$A$2)","v":6.3869457666666669},{"$f":"J242*(H242*'Externe blootstelling'!$D$23/2)^K242+L242*(TANH(((H242*'Externe blootstelling'!$D$23)/(2*M242))-2)-TANH(-2))/(1-TANH(-2))","v":0.28120702205336939},{"$f":"IF(N242=1,1+(I242-1)*H242*'Externe blootstelling'!$D$23/2,1+(I242-1)*(N242^(H242*'Externe blootstelling'!$D$23/2)-1)/(N242-1))","v":0.34685636281374777},{"$f":"G242*EXP(-H242*'Externe blootstelling'!$D$23/2)*O242","v":4.2204870246262111E-130}]
[null,"X-ray",3.95229E-2,6.323664E-15,6.0000000000000002E-5,{"$f":"_xlfn.IFNA(INDEX('hp (pSv cm2)'!$B$2:$B$52,MATCH($C243,'hp (pSv cm2)'!$A$2:$A$52,1))+($C243-INDEX('hp (pSv cm2)'!$A$2:$A$52,MATCH($C243,'hp (pSv cm2)'!$A$2:$A$52,1)))*(INDEX('hp (pSv cm2)'!$B$2:$B$52,MATCH($C243,'hp (pSv cm2)'!$A$2:$A$52,1)+1)-INDEX('hp (pSv cm2)'!$B$2:$B$52,MATCH($C243,'hp (pSv cm2)'!$A$2:$A$52,1)))/(INDEX('hp (pSv cm2)'!$A$2:$A$52,MATCH($C243,'hp (pSv cm2)'!$A$2:$A$52,1)+1)-INDEX('hp (pSv cm2)'!$A$2:$A$52,MATCH($C243,'hp (pSv cm2)'!$A$2:$A$52,1))),$C243*'hp (pSv cm2)'!$B$2/'hp (pSv cm2)'!$A$2)","v":0.34818701999999996},2.0891221199999998E-5,{"$f":"_xlfn.IFNA(0.997*(INDEX('Mass attenuation coefficients'!$B$2:$B$37,MATCH($C243,'Mass attenuation coefficients'!$A$2:$A$37,1))+($C243-INDEX('Mass attenuation coefficients'!$A$2:$A$37,MATCH($C243,'Mass attenuation coefficients'!$A$2:$A$37,1)))*(INDEX('Mass attenuation coefficients'!$B$2:$B$37,MATCH($C243,'Mass attenuation coefficients'!$A$2:$A$37,1)+1)-INDEX('Mass attenuation coefficients'!$B$2:$B$37,MATCH($C243,'Mass attenuation coefficients'!$A$2:$A$37,1)))/(INDEX('Mass attenuation coefficients'!$A$2:$A$37,MATCH($C243,'Mass attenuation coefficients'!$A$2:$A$37,1)+1)-INDEX('Mass attenuation coefficients'!$A$2:$A$37,MATCH($C243,'Mass attenuation coefficients'!$A$2:$A$37,1)))),0.997*$C243*'Mass attenuation coefficients'!$B$2/'Mass attenuation coefficients'!$A$2)","v":0.27259902515099993},{"$f":"_xlfn.IFNA(INDEX('Shultis Faw'!$C$2:$C$26,MATCH($C243,'Shultis Faw'!$A$2:$A$26,1))+($C243-INDEX('Shultis Faw'!$A$2:$A$26,MATCH($C243,'Shultis Faw'!$A$2:$A$26,1)))*(INDEX('Shultis Faw'!$C$2:$C$26,MATCH($C243,'Shultis Faw'!$A$2:$A$26,1)+1)-INDEX('Shultis Faw'!$C$2:$C$26,MATCH($C243,'Shultis Faw'!$A$2:$A$26,1)))/(INDEX('Shultis Faw'!$A$2:$A$26,MATCH($C243,'Shultis Faw'!$A$2:$A$26,1)+1)-INDEX('Shultis Faw'!$A$2:$A$26,MATCH($C243,'Shultis Faw'!$A$2:$A$26,1))),$C243*'Shultis Faw'!$C$2/'Shultis Faw'!$A$2)","v":3.4225151799999995},{"$f":"_xlfn.IFNA(INDEX('Shultis Faw'!$D$2:$D$26,MATCH($C243,'Shultis Faw'!$A$2:$A$26,1))+($C243-INDEX('Shultis Faw'!$A$2:$A$26,MATCH($C243,'Shultis Faw'!$A$2:$A$26,1)))*(INDEX('Shultis Faw'!$D$2:$D$26,MATCH($C243,'Shultis Faw'!$A$2:$A$26,1)+1)-INDEX('Shultis Faw'!$D$2:$D$26,MATCH($C243,'Shultis Faw'!$A$2:$A$26,1)))/(INDEX('Shultis Faw'!$A$2:$A$26,MATCH($C243,'Shultis Faw'!$A$2:$A$26,1)+1)-INDEX('Shultis Faw'!$A$2:$A$26,MATCH($C243,'Shultis Faw'!$A$2:$A$26,1))),$C243*'Shultis Faw'!$D$2/'Shultis Faw'!$A$2)","v":1.0988224899999999},{"$f":"_xlfn.IFNA(INDEX('Shultis Faw'!$B$2:$B$26,MATCH($C243,'Shultis Faw'!$A$2:$A$26,1))+($C243-INDEX('Shultis Faw'!$A$2:$A$26,MATCH($C243,'Shultis Faw'!$A$2:$A$26,1)))*(INDEX('Shultis Faw'!$B$2:$B$26,MATCH($C243,'Shultis Faw'!$A$2:$A$26,1)+1)-INDEX('Shultis Faw'!$B$2:$B$26,MATCH($C243,'Shultis Faw'!$A$2:$A$26,1)))/(INDEX('Shultis Faw'!$A$2:$A$26,MATCH($C243,'Shultis Faw'!$A$2:$A$26,1)+1)-INDEX('Shultis Faw'!$A$2:$A$26,MATCH($C243,'Shultis Faw'!$A$2:$A$26,1))),$C243*'Shultis Faw'!$B$2/'Shultis Faw'!$A$2)","v":-1.3942740000000009E-2},{"$f":"_xlfn.IFNA(INDEX('Shultis Faw'!$E$2:$E$26,MATCH($C243,'Shultis Faw'!$A$2:$A$26,1))+($C243-INDEX('Shultis Faw'!$A$2:$A$26,MATCH($C243,'Shultis Faw'!$A$2:$A$26,1)))*(INDEX('Shultis Faw'!$E$2:$E$26,MATCH($C243,'Shultis Faw'!$A$2:$A$26,1)+1)-INDEX('Shultis Faw'!$E$2:$E$26,MATCH($C243,'Shultis Faw'!$A$2:$A$26,1)))/(INDEX('Shultis Faw'!$A$2:$A$26,MATCH($C243,'Shultis Faw'!$A$2:$A$26,1)+1)-INDEX('Shultis Faw'!$A$2:$A$26,MATCH($C243,'Shultis Faw'!$A$2:$A$26,1))),$C243*'Shultis Faw'!$E$2/'Shultis Faw'!$A$2)","v":4.7690499999999275E-4},{"$f":"_xlfn.IFNA(INDEX('Shultis Faw'!$F$2:$F$26,MATCH($C243,'Shultis Faw'!$A$2:$A$26,1))+($C243-INDEX('Shultis Faw'!$A$2:$A$26,MATCH($C243,'Shultis Faw'!$A$2:$A$26,1)))*(INDEX('Shultis Faw'!$F$2:$F$26,MATCH($C243,'Shultis Faw'!$A$2:$A$26,1)+1)-INDEX('Shultis Faw'!$F$2:$F$26,MATCH($C243,'Shultis Faw'!$A$2:$A$26,1)))/(INDEX('Shultis Faw'!$A$2:$A$26,MATCH($C243,'Shultis Faw'!$A$2:$A$26,1)+1)-INDEX('Shultis Faw'!$A$2:$A$26,MATCH($C243,'Shultis Faw'!$A$2:$A$26,1))),$C243*'Shultis Faw'!$F$2/'Shultis Faw'!$A$2)","v":11.746813100000001},{"$f":"J243*(H243*'Externe blootstelling'!$D$23/2)^K243+L243*(TANH(((H243*'Externe blootstelling'!$D$23)/(2*M243))-2)-TANH(-2))/(1-TANH(-2))","v":1.0774654665974233},{"$f":"IF(N243=1,1+(I243-1)*H243*'Externe blootstelling'!$D$23/2,1+(I243-1)*(N243^(H243*'Externe blootstelling'!$D$23/2)-1)/(N243-1))","v":12.156065774755827},{"$f":"G243*EXP(-H243*'Externe blootstelling'!$D$23/2)*O243","v":4.2553284097015794E-6}]
[null,"X-ray",4.0118599999999997E-2,6.4189759999999992E-15,1E-4,{"$f":"_xlfn.IFNA(INDEX('hp (pSv cm2)'!$B$2:$B$52,MATCH($C244,'hp (pSv cm2)'!$A$2:$A$52,1))+($C244-INDEX('hp (pSv cm2)'!$A$2:$A$52,MATCH($C244,'hp (pSv cm2)'!$A$2:$A$52,1)))*(INDEX('hp (pSv cm2)'!$B$2:$B$52,MATCH($C244,'hp (pSv cm2)'!$A$2:$A$52,1)+1)-INDEX('hp (pSv cm2)'!$B$2:$B$52,MATCH($C244,'hp (pSv cm2)'!$A$2:$A$52,1)))/(INDEX('hp (pSv cm2)'!$A$2:$A$52,MATCH($C244,'hp (pSv cm2)'!$A$2:$A$52,1)+1)-INDEX('hp (pSv cm2)'!$A$2:$A$52,MATCH($C244,'hp (pSv cm2)'!$A$2:$A$52,1))),$C244*'hp (pSv cm2)'!$B$2/'hp (pSv cm2)'!$A$2)","v":0.35022534},3.5022533999999999E-5,{"$f":"_xlfn.IFNA(0.997*(INDEX('Mass attenuation coefficients'!$B$2:$B$37,MATCH($C244,'Mass attenuation coefficients'!$A$2:$A$37,1))+($C244-INDEX('Mass attenuation coefficients'!$A$2:$A$37,MATCH($C244,'Mass attenuation coefficients'!$A$2:$A$37,1)))*(INDEX('Mass attenuation coefficients'!$B$2:$B$37,MATCH($C244,'Mass attenuation coefficients'!$A$2:$A$37,1)+1)-INDEX('Mass attenuation coefficients'!$B$2:$B$37,MATCH($C244,'Mass attenuation coefficients'!$A$2:$A$37,1)))/(INDEX('Mass attenuation coefficients'!$A$2:$A$37,MATCH($C244,'Mass attenuation coefficients'!$A$2:$A$37,1)+1)-INDEX('Mass attenuation coefficients'!$A$2:$A$37,MATCH($C244,'Mass attenuation coefficients'!$A$2:$A$37,1)))),0.997*$C244*'Mass attenuation coefficients'!$B$2/'Mass attenuation coefficients'!$A$2)","v":0.26700556901200001},{"$f":"_xlfn.IFNA(INDEX('Shultis Faw'!$C$2:$C$26,MATCH($C244,'Shultis Faw'!$A$2:$A$26,1))+($C244-INDEX('Shultis Faw'!$A$2:$A$26,MATCH($C244,'Shultis Faw'!$A$2:$A$26,1)))*(INDEX('Shultis Faw'!$C$2:$C$26,MATCH($C244,'Shultis Faw'!$A$2:$A$26,1)+1)-INDEX('Shultis Faw'!$C$2:$C$26,MATCH($C244,'Shultis Faw'!$A$2:$A$26,1)))/(INDEX('Shultis Faw'!$A$2:$A$26,MATCH($C244,'Shultis Faw'!$A$2:$A$26,1)+1)-INDEX('Shultis Faw'!$A$2:$A$26,MATCH($C244,'Shultis Faw'!$A$2:$A$26,1))),$C244*'Shultis Faw'!$C$2/'Shultis Faw'!$A$2)","v":3.4886702399999994},{"$f":"_xlfn.IFNA(INDEX('Shultis Faw'!$D$2:$D$26,MATCH($C244,'Shultis Faw'!$A$2:$A$26,1))+($C244-INDEX('Shultis Faw'!$A$2:$A$26,MATCH($C244,'Shultis Faw'!$A$2:$A$26,1)))*(INDEX('Shultis Faw'!$D$2:$D$26,MATCH($C244,'Shultis Faw'!$A$2:$A$26,1)+1)-INDEX('Shultis Faw'!$D$2:$D$26,MATCH($C244,'Shultis Faw'!$A$2:$A$26,1)))/(INDEX('Shultis Faw'!$A$2:$A$26,MATCH($C244,'Shultis Faw'!$A$2:$A$26,1)+1)-INDEX('Shultis Faw'!$A$2:$A$26,MATCH($C244,'Shultis Faw'!$A$2:$A$26,1))),$C244*'Shultis Faw'!$D$2/'Shultis Faw'!$A$2)","v":1.1210323999999998},{"$f":"_xlfn.IFNA(INDEX('Shultis Faw'!$B$2:$B$26,MATCH($C244,'Shultis Faw'!$A$2:$A$26,1))+($C244-INDEX('Shultis Faw'!$A$2:$A$26,MATCH($C244,'Shultis Faw'!$A$2:$A$26,1)))*(INDEX('Shultis Faw'!$B$2:$B$26,MATCH($C244,'Shultis Faw'!$A$2:$A$26,1)+1)-INDEX('Shultis Faw'!$B$2:$B$26,MATCH($C244,'Shultis Faw'!$A$2:$A$26,1)))/(INDEX('Shultis Faw'!$A$2:$A$26,MATCH($C244,'Shultis Faw'!$A$2:$A$26,1)+1)-INDEX('Shultis Faw'!$A$2:$A$26,MATCH($C244,'Shultis Faw'!$A$2:$A$26,1))),$C244*'Shultis Faw'!$B$2/'Shultis Faw'!$A$2)","v":-1.9770899999999977E-2},{"$f":"_xlfn.IFNA(INDEX('Shultis Faw'!$E$2:$E$26,MATCH($C244,'Shultis Faw'!$A$2:$A$26,1))+($C244-INDEX('Shultis Faw'!$A$2:$A$26,MATCH($C244,'Shultis Faw'!$A$2:$A$26,1)))*(INDEX('Shultis Faw'!$E$2:$E$26,MATCH($C244,'Shultis Faw'!$A$2:$A$26,1)+1)-INDEX('Shultis Faw'!$E$2:$E$26,MATCH($C244,'Shultis Faw'!$A$2:$A$26,1)))/(INDEX('Shultis Faw'!$A$2:$A$26,MATCH($C244,'Shultis Faw'!$A$2:$A$26,1)+1)-INDEX('Shultis Faw'!$A$2:$A$26,MATCH($C244,'Shultis Faw'!$A$2:$A$26,1))),$C244*'Shultis Faw'!$E$2/'Shultis Faw'!$A$2)","v":2.9735899999999886E-3},{"$f":"_xlfn.IFNA(INDEX('Shultis Faw'!$F$2:$F$26,MATCH($C244,'Shultis Faw'!$A$2:$A$26,1))+($C244-INDEX('Shultis Faw'!$A$2:$A$26,MATCH($C244,'Shultis Faw'!$A$2:$A$26,1)))*(INDEX('Shultis Faw'!$F$2:$F$26,MATCH($C244,'Shultis Faw'!$A$2:$A$26,1)+1)-INDEX('Shultis Faw'!$F$2:$F$26,MATCH($C244,'Shultis Faw'!$A$2:$A$26,1)))/(INDEX('Shultis Faw'!$A$2:$A$26,MATCH($C244,'Shultis Faw'!$A$2:$A$26,1)+1)-INDEX('Shultis Faw'!$A$2:$A$26,MATCH($C244,'Shultis Faw'!$A$2:$A$26,1))),$C244*'Shultis Faw'!$F$2/'Shultis Faw'!$A$2)","v":11.693126999999999},{"$f":"J244*(H244*'Externe blootstelling'!$D$23/2)^K244+L244*(TANH(((H244*'Externe blootstelling'!$D$23)/(2*M244))-2)-TANH(-2))/(1-TANH(-2))","v":1.0907483848658424},{"$f":"IF(N244=1,1+(I244-1)*H244*'Externe blootstelling'!$D$23/2,1+(I244-1)*(N244^(H244*'Externe blootstelling'!$D$23/2)-1)/(N244-1))","v":12.410721791894956},{"$f":"G244*EXP(-H244*'Externe blootstelling'!$D$23/2)*O244","v":7.9206154200254572E-6}]
[null,"X-ray",4.2309300000000001E-2,6.7694879999999998E-15,7.2000000000000008E-2,{"$f":"_xlfn.IFNA(INDEX('hp (pSv cm2)'!$B$2:$B$52,MATCH($C245,'hp (pSv cm2)'!$A$2:$A$52,1))+($C245-INDEX('hp (pSv cm2)'!$A$2:$A$52,MATCH($C245,'hp (pSv cm2)'!$A$2:$A$52,1)))*(INDEX('hp (pSv cm2)'!$B$2:$B$52,MATCH($C245,'hp (pSv cm2)'!$A$2:$A$52,1)+1)-INDEX('hp (pSv cm2)'!$B$2:$B$52,MATCH($C245,'hp (pSv cm2)'!$A$2:$A$52,1)))/(INDEX('hp (pSv cm2)'!$A$2:$A$52,MATCH($C245,'hp (pSv cm2)'!$A$2:$A$52,1)+1)-INDEX('hp (pSv cm2)'!$A$2:$A$52,MATCH($C245,'hp (pSv cm2)'!$A$2:$A$52,1))),$C245*'hp (pSv cm2)'!$B$2/'hp (pSv cm2)'!$A$2)","v":0.35438766999999999},2.5515912240000001E-2,{"$f":"_xlfn.IFNA(0.997*(INDEX('Mass attenuation coefficients'!$B$2:$B$37,MATCH($C245,'Mass attenuation coefficients'!$A$2:$A$37,1))+($C245-INDEX('Mass attenuation coefficients'!$A$2:$A$37,MATCH($C245,'Mass attenuation coefficients'!$A$2:$A$37,1)))*(INDEX('Mass attenuation coefficients'!$B$2:$B$37,MATCH($C245,'Mass attenuation coefficients'!$A$2:$A$37,1)+1)-INDEX('Mass attenuation coefficients'!$B$2:$B$37,MATCH($C245,'Mass attenuation coefficients'!$A$2:$A$37,1)))/(INDEX('Mass attenuation coefficients'!$A$2:$A$37,MATCH($C245,'Mass attenuation coefficients'!$A$2:$A$37,1)+1)-INDEX('Mass attenuation coefficients'!$A$2:$A$37,MATCH($C245,'Mass attenuation coefficients'!$A$2:$A$37,1)))),0.997*$C245*'Mass attenuation coefficients'!$B$2/'Mass attenuation coefficients'!$A$2)","v":0.25796327950600001},{"$f":"_xlfn.IFNA(INDEX('Shultis Faw'!$C$2:$C$26,MATCH($C245,'Shultis Faw'!$A$2:$A$26,1))+($C245-INDEX('Shultis Faw'!$A$2:$A$26,MATCH($C245,'Shultis Faw'!$A$2:$A$26,1)))*(INDEX('Shultis Faw'!$C$2:$C$26,MATCH($C245,'Shultis Faw'!$A$2:$A$26,1)+1)-INDEX('Shultis Faw'!$C$2:$C$26,MATCH($C245,'Shultis Faw'!$A$2:$A$26,1)))/(INDEX('Shultis Faw'!$A$2:$A$26,MATCH($C245,'Shultis Faw'!$A$2:$A$26,1)+1)-INDEX('Shultis Faw'!$A$2:$A$26,MATCH($C245,'Shultis Faw'!$A$2:$A$26,1))),$C245*'Shultis Faw'!$C$2/'Shultis Faw'!$A$2)","v":3.7042351199999999},{"$f":"_xlfn.IFNA(INDEX('Shultis Faw'!$D$2:$D$26,MATCH($C245,'Shultis Faw'!$A$2:$A$26,1))+($C245-INDEX('Shultis Faw'!$A$2:$A$26,MATCH($C245,'Shultis Faw'!$A$2:$A$26,1)))*(INDEX('Shultis Faw'!$D$2:$D$26,MATCH($C245,'Shultis Faw'!$A$2:$A$26,1)+1)-INDEX('Shultis Faw'!$D$2:$D$26,MATCH($C245,'Shultis Faw'!$A$2:$A$26,1)))/(INDEX('Shultis Faw'!$A$2:$A$26,MATCH($C245,'Shultis Faw'!$A$2:$A$26,1)+1)-INDEX('Shultis Faw'!$A$2:$A$26,MATCH($C245,'Shultis Faw'!$A$2:$A$26,1))),$C245*'Shultis Faw'!$D$2/'Shultis Faw'!$A$2)","v":1.1955161999999999},{"$f":"_xlfn.IFNA(INDEX('Shultis Faw'!$B$2:$B$26,MATCH($C245,'Shultis Faw'!$A$2:$A$26,1))+($C245-INDEX('Shultis Faw'!$A$2:$A$26,MATCH($C245,'Shultis Faw'!$A$2:$A$26,1)))*(INDEX('Shultis Faw'!$B$2:$B$26,MATCH($C245,'Shultis Faw'!$A$2:$A$26,1)+1)-INDEX('Shultis Faw'!$B$2:$B$26,MATCH($C245,'Shultis Faw'!$A$2:$A$26,1)))/(INDEX('Shultis Faw'!$A$2:$A$26,MATCH($C245,'Shultis Faw'!$A$2:$A$26,1)+1)-INDEX('Shultis Faw'!$A$2:$A$26,MATCH($C245,'Shultis Faw'!$A$2:$A$26,1))),$C245*'Shultis Faw'!$B$2/'Shultis Faw'!$A$2)","v":-3.4010449999999998E-2},{"$f":"_xlfn.IFNA(INDEX('Shultis Faw'!$E$2:$E$26,MATCH($C245,'Shultis Faw'!$A$2:$A$26,1))+($C245-INDEX('Shultis Faw'!$A$2:$A$26,MATCH($C245,'Shultis Faw'!$A$2:$A$26,1)))*(INDEX('Shultis Faw'!$E$2:$E$26,MATCH($C245,'Shultis Faw'!$A$2:$A$26,1)+1)-INDEX('Shultis Faw'!$E$2:$E$26,MATCH($C245,'Shultis Faw'!$A$2:$A$26,1)))/(INDEX('Shultis Faw'!$A$2:$A$26,MATCH($C245,'Shultis Faw'!$A$2:$A$26,1)+1)-INDEX('Shultis Faw'!$A$2:$A$26,MATCH($C245,'Shultis Faw'!$A$2:$A$26,1))),$C245*'Shultis Faw'!$E$2/'Shultis Faw'!$A$2)","v":9.8742949999999999E-3},{"$f":"_xlfn.IFNA(INDEX('Shultis Faw'!$F$2:$F$26,MATCH($C245,'Shultis Faw'!$A$2:$A$26,1))+($C245-INDEX('Shultis Faw'!$A$2:$A$26,MATCH($C245,'Shultis Faw'!$A$2:$A$26,1)))*(INDEX('Shultis Faw'!$F$2:$F$26,MATCH($C245,'Shultis Faw'!$A$2:$A$26,1)+1)-INDEX('Shultis Faw'!$F$2:$F$26,MATCH($C245,'Shultis Faw'!$A$2:$A$26,1)))/(INDEX('Shultis Faw'!$A$2:$A$26,MATCH($C245,'Shultis Faw'!$A$2:$A$26,1)+1)-INDEX('Shultis Faw'!$A$2:$A$26,MATCH($C245,'Shultis Faw'!$A$2:$A$26,1))),$C245*'Shultis Faw'!$F$2/'Shultis Faw'!$A$2)","v":12.1203135},{"$f":"J245*(H245*'Externe blootstelling'!$D$23/2)^K245+L245*(TANH(((H245*'Externe blootstelling'!$D$23)/(2*M245))-2)-TANH(-2))/(1-TANH(-2))","v":1.1419015577600384},{"$f":"IF(N245=1,1+(I245-1)*H245*'Externe blootstelling'!$D$23/2,1+(I245-1)*(N245^(H245*'Externe blootstelling'!$D$23/2)-1)/(N245-1))","v":13.788409058223271},{"$f":"G245*EXP(-H245*'Externe blootstelling'!$D$23/2)*O245","v":7.3425147305042574E-3}]
[null,"X-ray",4.2996699999999999E-2,6.8794719999999994E-15,0.13,{"$f":"_xlfn.IFNA(INDEX('hp (pSv cm2)'!$B$2:$B$52,MATCH($C246,'hp (pSv cm2)'!$A$2:$A$52,1))+($C246-INDEX('hp (pSv cm2)'!$A$2:$A$52,MATCH($C246,'hp (pSv cm2)'!$A$2:$A$52,1)))*(INDEX('hp (pSv cm2)'!$B$2:$B$52,MATCH($C246,'hp (pSv cm2)'!$A$2:$A$52,1)+1)-INDEX('hp (pSv cm2)'!$B$2:$B$52,MATCH($C246,'hp (pSv cm2)'!$A$2:$A$52,1)))/(INDEX('hp (pSv cm2)'!$A$2:$A$52,MATCH($C246,'hp (pSv cm2)'!$A$2:$A$52,1)+1)-INDEX('hp (pSv cm2)'!$A$2:$A$52,MATCH($C246,'hp (pSv cm2)'!$A$2:$A$52,1))),$C246*'hp (pSv cm2)'!$B$2/'hp (pSv cm2)'!$A$2)","v":0.35569372999999999},4.6240184900000002E-2,{"$f":"_xlfn.IFNA(0.997*(INDEX('Mass attenuation coefficients'!$B$2:$B$37,MATCH($C246,'Mass attenuation coefficients'!$A$2:$A$37,1))+($C246-INDEX('Mass attenuation coefficients'!$A$2:$A$37,MATCH($C246,'Mass attenuation coefficients'!$A$2:$A$37,1)))*(INDEX('Mass attenuation coefficients'!$B$2:$B$37,MATCH($C246,'Mass attenuation coefficients'!$A$2:$A$37,1)+1)-INDEX('Mass attenuation coefficients'!$B$2:$B$37,MATCH($C246,'Mass attenuation coefficients'!$A$2:$A$37,1)))/(INDEX('Mass attenuation coefficients'!$A$2:$A$37,MATCH($C246,'Mass attenuation coefficients'!$A$2:$A$37,1)+1)-INDEX('Mass attenuation coefficients'!$A$2:$A$37,MATCH($C246,'Mass attenuation coefficients'!$A$2:$A$37,1)))),0.997*$C246*'Mass attenuation coefficients'!$B$2/'Mass attenuation coefficients'!$A$2)","v":0.25512598101400003},{"$f":"_xlfn.IFNA(INDEX('Shultis Faw'!$C$2:$C$26,MATCH($C246,'Shultis Faw'!$A$2:$A$26,1))+($C246-INDEX('Shultis Faw'!$A$2:$A$26,MATCH($C246,'Shultis Faw'!$A$2:$A$26,1)))*(INDEX('Shultis Faw'!$C$2:$C$26,MATCH($C246,'Shultis Faw'!$A$2:$A$26,1)+1)-INDEX('Shultis Faw'!$C$2:$C$26,MATCH($C246,'Shultis Faw'!$A$2:$A$26,1)))/(INDEX('Shultis Faw'!$A$2:$A$26,MATCH($C246,'Shultis Faw'!$A$2:$A$26,1)+1)-INDEX('Shultis Faw'!$A$2:$A$26,MATCH($C246,'Shultis Faw'!$A$2:$A$26,1))),$C246*'Shultis Faw'!$C$2/'Shultis Faw'!$A$2)","v":3.7718752799999997},{"$f":"_xlfn.IFNA(INDEX('Shultis Faw'!$D$2:$D$26,MATCH($C246,'Shultis Faw'!$A$2:$A$26,1))+($C246-INDEX('Shultis Faw'!$A$2:$A$26,MATCH($C246,'Shultis Faw'!$A$2:$A$26,1)))*(INDEX('Shultis Faw'!$D$2:$D$26,MATCH($C246,'Shultis Faw'!$A$2:$A$26,1)+1)-INDEX('Shultis Faw'!$D$2:$D$26,MATCH($C246,'Shultis Faw'!$A$2:$A$26,1)))/(INDEX('Shultis Faw'!$A$2:$A$26,MATCH($C246,'Shultis Faw'!$A$2:$A$26,1)+1)-INDEX('Shultis Faw'!$A$2:$A$26,MATCH($C246,'Shultis Faw'!$A$2:$A$26,1))),$C246*'Shultis Faw'!$D$2/'Shultis Faw'!$A$2)","v":1.2188877999999999},{"$f":"_xlfn.IFNA(INDEX('Shultis Faw'!$B$2:$B$26,MATCH($C246,'Shultis Faw'!$A$2:$A$26,1))+($C246-INDEX('Shultis Faw'!$A$2:$A$26,MATCH($C246,'Shultis Faw'!$A$2:$A$26,1)))*(INDEX('Shultis Faw'!$B$2:$B$26,MATCH($C246,'Shultis Faw'!$A$2:$A$26,1)+1)-INDEX('Shultis Faw'!$B$2:$B$26,MATCH($C246,'Shultis Faw'!$A$2:$A$26,1)))/(INDEX('Shultis Faw'!$A$2:$A$26,MATCH($C246,'Shultis Faw'!$A$2:$A$26,1)+1)-INDEX('Shultis Faw'!$A$2:$A$26,MATCH($C246,'Shultis Faw'!$A$2:$A$26,1))),$C246*'Shultis Faw'!$B$2/'Shultis Faw'!$A$2)","v":-3.8478549999999986E-2},{"$f":"_xlfn.IFNA(INDEX('Shultis Faw'!$E$2:$E$26,MATCH($C246,'Shultis Faw'!$A$2:$A$26,1))+($C246-INDEX('Shultis Faw'!$A$2:$A$26,MATCH($C246,'Shultis Faw'!$A$2:$A$26,1)))*(INDEX('Shultis Faw'!$E$2:$E$26,MATCH($C246,'Shultis Faw'!$A$2:$A$26,1)+1)-INDEX('Shultis Faw'!$E$2:$E$26,MATCH($C246,'Shultis Faw'!$A$2:$A$26,1)))/(INDEX('Shultis Faw'!$A$2:$A$26,MATCH($C246,'Shultis Faw'!$A$2:$A$26,1)+1)-INDEX('Shultis Faw'!$A$2:$A$26,MATCH($C246,'Shultis Faw'!$A$2:$A$26,1))),$C246*'Shultis Faw'!$E$2/'Shultis Faw'!$A$2)","v":1.2039604999999991E-2},{"$f":"_xlfn.IFNA(INDEX('Shultis Faw'!$F$2:$F$26,MATCH($C246,'Shultis Faw'!$A$2:$A$26,1))+($C246-INDEX('Shultis Faw'!$A$2:$A$26,MATCH($C246,'Shultis Faw'!$A$2:$A$26,1)))*(INDEX('Shultis Faw'!$F$2:$F$26,MATCH($C246,'Shultis Faw'!$A$2:$A$26,1)+1)-INDEX('Shultis Faw'!$F$2:$F$26,MATCH($C246,'Shultis Faw'!$A$2:$A$26,1)))/(INDEX('Shultis Faw'!$A$2:$A$26,MATCH($C246,'Shultis Faw'!$A$2:$A$26,1)+1)-INDEX('Shultis Faw'!$A$2:$A$26,MATCH($C246,'Shultis Faw'!$A$2:$A$26,1))),$C246*'Shultis Faw'!$F$2/'Shultis Faw'!$A$2)","v":12.2543565},{"$f":"J246*(H246*'Externe blootstelling'!$D$23/2)^K246+L246*(TANH(((H246*'Externe blootstelling'!$D$23)/(2*M246))-2)-TANH(-2))/(1-TANH(-2))","v":1.1577267067068724},{"$f":"IF(N246=1,1+(I246-1)*H246*'Externe blootstelling'!$D$23/2,1+(I246-1)*(N246^(H246*'Externe blootstelling'!$D$23/2)-1)/(N246-1))","v":14.207022019963924},{"$f":"G246*EXP(-H246*'Externe blootstelling'!$D$23/2)*O246","v":1.4306240757538573E-2}]
[null,"X-ray",4.5477699999999996E-2,7.2764319999999986E-15,3.0000000000000001E-5,{"$f":"_xlfn.IFNA(INDEX('hp (pSv cm2)'!$B$2:$B$52,MATCH($C247,'hp (pSv cm2)'!$A$2:$A$52,1))+($C247-INDEX('hp (pSv cm2)'!$A$2:$A$52,MATCH($C247,'hp (pSv cm2)'!$A$2:$A$52,1)))*(INDEX('hp (pSv cm2)'!$B$2:$B$52,MATCH($C247,'hp (pSv cm2)'!$A$2:$A$52,1)+1)-INDEX('hp (pSv cm2)'!$B$2:$B$52,MATCH($C247,'hp (pSv cm2)'!$A$2:$A$52,1)))/(INDEX('hp (pSv cm2)'!$A$2:$A$52,MATCH($C247,'hp (pSv cm2)'!$A$2:$A$52,1)+1)-INDEX('hp (pSv cm2)'!$A$2:$A$52,MATCH($C247,'hp (pSv cm2)'!$A$2:$A$52,1))),$C247*'hp (pSv cm2)'!$B$2/'hp (pSv cm2)'!$A$2)","v":0.36040762999999998},1.0812228899999999E-5,{"$f":"_xlfn.IFNA(0.997*(INDEX('Mass attenuation coefficients'!$B$2:$B$37,MATCH($C247,'Mass attenuation coefficients'!$A$2:$A$37,1))+($C247-INDEX('Mass attenuation coefficients'!$A$2:$A$37,MATCH($C247,'Mass attenuation coefficients'!$A$2:$A$37,1)))*(INDEX('Mass attenuation coefficients'!$B$2:$B$37,MATCH($C247,'Mass attenuation coefficients'!$A$2:$A$37,1)+1)-INDEX('Mass attenuation coefficients'!$B$2:$B$37,MATCH($C247,'Mass attenuation coefficients'!$A$2:$A$37,1)))/(INDEX('Mass attenuation coefficients'!$A$2:$A$37,MATCH($C247,'Mass attenuation coefficients'!$A$2:$A$37,1)+1)-INDEX('Mass attenuation coefficients'!$A$2:$A$37,MATCH($C247,'Mass attenuation coefficients'!$A$2:$A$37,1)))),0.997*$C247*'Mass attenuation coefficients'!$B$2/'Mass attenuation coefficients'!$A$2)","v":0.244885455034},{"$f":"_xlfn.IFNA(INDEX('Shultis Faw'!$C$2:$C$26,MATCH($C247,'Shultis Faw'!$A$2:$A$26,1))+($C247-INDEX('Shultis Faw'!$A$2:$A$26,MATCH($C247,'Shultis Faw'!$A$2:$A$26,1)))*(INDEX('Shultis Faw'!$C$2:$C$26,MATCH($C247,'Shultis Faw'!$A$2:$A$26,1)+1)-INDEX('Shultis Faw'!$C$2:$C$26,MATCH($C247,'Shultis Faw'!$A$2:$A$26,1)))/(INDEX('Shultis Faw'!$A$2:$A$26,MATCH($C247,'Shultis Faw'!$A$2:$A$26,1)+1)-INDEX('Shultis Faw'!$A$2:$A$26,MATCH($C247,'Shultis Faw'!$A$2:$A$26,1))),$C247*'Shultis Faw'!$C$2/'Shultis Faw'!$A$2)","v":4.0160056799999992},{"$f":"_xlfn.IFNA(INDEX('Shultis Faw'!$D$2:$D$26,MATCH($C247,'Shultis Faw'!$A$2:$A$26,1))+($C247-INDEX('Shultis Faw'!$A$2:$A$26,MATCH($C247,'Shultis Faw'!$A$2:$A$26,1)))*(INDEX('Shultis Faw'!$D$2:$D$26,MATCH($C247,'Shultis Faw'!$A$2:$A$26,1)+1)-INDEX('Shultis Faw'!$D$2:$D$26,MATCH($C247,'Shultis Faw'!$A$2:$A$26,1)))/(INDEX('Shultis Faw'!$A$2:$A$26,MATCH($C247,'Shultis Faw'!$A$2:$A$26,1)+1)-INDEX('Shultis Faw'!$A$2:$A$26,MATCH($C247,'Shultis Faw'!$A$2:$A$26,1))),$C247*'Shultis Faw'!$D$2/'Shultis Faw'!$A$2)","v":1.3032417999999999},{"$f":"_xlfn.IFNA(INDEX('Shultis Faw'!$B$2:$B$26,MATCH($C247,'Shultis Faw'!$A$2:$A$26,1))+($C247-INDEX('Shultis Faw'!$A$2:$A$26,MATCH($C247,'Shultis Faw'!$A$2:$A$26,1)))*(INDEX('Shultis Faw'!$B$2:$B$26,MATCH($C247,'Shultis Faw'!$A$2:$A$26,1)+1)-INDEX('Shultis Faw'!$B$2:$B$26,MATCH($C247,'Shultis Faw'!$A$2:$A$26,1)))/(INDEX('Shultis Faw'!$A$2:$A$26,MATCH($C247,'Shultis Faw'!$A$2:$A$26,1)+1)-INDEX('Shultis Faw'!$A$2:$A$26,MATCH($C247,'Shultis Faw'!$A$2:$A$26,1))),$C247*'Shultis Faw'!$B$2/'Shultis Faw'!$A$2)","v":-5.4605049999999961E-2},{"$f":"_xlfn.IFNA(INDEX('Shultis Faw'!$E$2:$E$26,MATCH($C247,'Shultis Faw'!$A$2:$A$26,1))+($C247-INDEX('Shultis Faw'!$A$2:$A$26,MATCH($C247,'Shultis Faw'!$A$2:$A$26,1)))*(INDEX('Shultis Faw'!$E$2:$E$26,MATCH($C247,'Shultis Faw'!$A$2:$A$26,1)+1)-INDEX('Shultis Faw'!$E$2:$E$26,MATCH($C247,'Shultis Faw'!$A$2:$A$26,1)))/(INDEX('Shultis Faw'!$A$2:$A$26,MATCH($C247,'Shultis Faw'!$A$2:$A$26,1)+1)-INDEX('Shultis Faw'!$A$2:$A$26,MATCH($C247,'Shultis Faw'!$A$2:$A$26,1))),$C247*'Shultis Faw'!$E$2/'Shultis Faw'!$A$2)","v":1.9854754999999981E-2},{"$f":"_xlfn.IFNA(INDEX('Shultis Faw'!$F$2:$F$26,MATCH($C247,'Shultis Faw'!$A$2:$A$26,1))+($C247-INDEX('Shultis Faw'!$A$2:$A$26,MATCH($C247,'Shultis Faw'!$A$2:$A$26,1)))*(INDEX('Shultis Faw'!$F$2:$F$26,MATCH($C247,'Shultis Faw'!$A$2:$A$26,1)+1)-INDEX('Shultis Faw'!$F$2:$F$26,MATCH($C247,'Shultis Faw'!$A$2:$A$26,1)))/(INDEX('Shultis Faw'!$A$2:$A$26,MATCH($C247,'Shultis Faw'!$A$2:$A$26,1)+1)-INDEX('Shultis Faw'!$A$2:$A$26,MATCH($C247,'Shultis Faw'!$A$2:$A$26,1))),$C247*'Shultis Faw'!$F$2/'Shultis Faw'!$A$2)","v":12.738151499999999},{"$f":"J247*(H247*'Externe blootstelling'!$D$23/2)^K247+L247*(TANH(((H247*'Externe blootstelling'!$D$23)/(2*M247))-2)-TANH(-2))/(1-TANH(-2))","v":1.2141391999680742},{"$f":"IF(N247=1,1+(I247-1)*H247*'Externe blootstelling'!$D$23/2,1+(I247-1)*(N247^(H247*'Externe blootstelling'!$D$23/2)-1)/(N247-1))","v":15.641855699267806},{"$f":"G247*EXP(-H247*'Externe blootstelling'!$D$23/2)*O247","v":4.2945481772775836E-6}]
[null,"X-ray",4.6697699999999995E-2,7.4716319999999983E-15,1.0000000000000001E-5,{"$f":"_xlfn.IFNA(INDEX('hp (pSv cm2)'!$B$2:$B$52,MATCH($C248,'hp (pSv cm2)'!$A$2:$A$52,1))+($C248-INDEX('hp (pSv cm2)'!$A$2:$A$52,MATCH($C248,'hp (pSv cm2)'!$A$2:$A$52,1)))*(INDEX('hp (pSv cm2)'!$B$2:$B$52,MATCH($C248,'hp (pSv cm2)'!$A$2:$A$52,1)+1)-INDEX('hp (pSv cm2)'!$B$2:$B$52,MATCH($C248,'hp (pSv cm2)'!$A$2:$A$52,1)))/(INDEX('hp (pSv cm2)'!$A$2:$A$52,MATCH($C248,'hp (pSv cm2)'!$A$2:$A$52,1)+1)-INDEX('hp (pSv cm2)'!$A$2:$A$52,MATCH($C248,'hp (pSv cm2)'!$A$2:$A$52,1))),$C248*'hp (pSv cm2)'!$B$2/'hp (pSv cm2)'!$A$2)","v":0.36272562999999997},3.6272562999999999E-6,{"$f":"_xlfn.IFNA(0.997*(INDEX('Mass attenuation coefficients'!$B$2:$B$37,MATCH($C248,'Mass attenuation coefficients'!$A$2:$A$37,1))+($C248-INDEX('Mass attenuation coefficients'!$A$2:$A$37,MATCH($C248,'Mass attenuation coefficients'!$A$2:$A$37,1)))*(INDEX('Mass attenuation coefficients'!$B$2:$B$37,MATCH($C248,'Mass attenuation coefficients'!$A$2:$A$37,1)+1)-INDEX('Mass attenuation coefficients'!$B$2:$B$37,MATCH($C248,'Mass attenuation coefficients'!$A$2:$A$37,1)))/(INDEX('Mass attenuation coefficients'!$A$2:$A$37,MATCH($C248,'Mass attenuation coefficients'!$A$2:$A$37,1)+1)-INDEX('Mass attenuation coefficients'!$A$2:$A$37,MATCH($C248,'Mass attenuation coefficients'!$A$2:$A$37,1)))),0.997*$C248*'Mass attenuation coefficients'!$B$2/'Mass attenuation coefficients'!$A$2)","v":0.239849807434},{"$f":"_xlfn.IFNA(INDEX('Shultis Faw'!$C$2:$C$26,MATCH($C248,'Shultis Faw'!$A$2:$A$26,1))+($C248-INDEX('Shultis Faw'!$A$2:$A$26,MATCH($C248,'Shultis Faw'!$A$2:$A$26,1)))*(INDEX('Shultis Faw'!$C$2:$C$26,MATCH($C248,'Shultis Faw'!$A$2:$A$26,1)+1)-INDEX('Shultis Faw'!$C$2:$C$26,MATCH($C248,'Shultis Faw'!$A$2:$A$26,1)))/(INDEX('Shultis Faw'!$A$2:$A$26,MATCH($C248,'Shultis Faw'!$A$2:$A$26,1)+1)-INDEX('Shultis Faw'!$A$2:$A$26,MATCH($C248,'Shultis Faw'!$A$2:$A$26,1))),$C248*'Shultis Faw'!$C$2/'Shultis Faw'!$A$2)","v":4.1360536799999998},{"$f":"_xlfn.IFNA(INDEX('Shultis Faw'!$D$2:$D$26,MATCH($C248,'Shultis Faw'!$A$2:$A$26,1))+($C248-INDEX('Shultis Faw'!$A$2:$A$26,MATCH($C248,'Shultis Faw'!$A$2:$A$26,1)))*(INDEX('Shultis Faw'!$D$2:$D$26,MATCH($C248,'Shultis Faw'!$A$2:$A$26,1)+1)-INDEX('Shultis Faw'!$D$2:$D$26,MATCH($C248,'Shultis Faw'!$A$2:$A$26,1)))/(INDEX('Shultis Faw'!$A$2:$A$26,MATCH($C248,'Shultis Faw'!$A$2:$A$26,1)+1)-INDEX('Shultis Faw'!$A$2:$A$26,MATCH($C248,'Shultis Faw'!$A$2:$A$26,1))),$C248*'Shultis Faw'!$D$2/'Shultis Faw'!$A$2)","v":1.3447217999999999},{"$f":"_xlfn.IFNA(INDEX('Shultis Faw'!$B$2:$B$26,MATCH($C248,'Shultis Faw'!$A$2:$A$26,1))+($C248-INDEX('Shultis Faw'!$A$2:$A$26,MATCH($C248,'Shultis Faw'!$A$2:$A$26,1)))*(INDEX('Shultis Faw'!$B$2:$B$26,MATCH($C248,'Shultis Faw'!$A$2:$A$26,1)+1)-INDEX('Shultis Faw'!$B$2:$B$26,MATCH($C248,'Shultis Faw'!$A$2:$A$26,1)))/(INDEX('Shultis Faw'!$A$2:$A$26,MATCH($C248,'Shultis Faw'!$A$2:$A$26,1)+1)-INDEX('Shultis Faw'!$A$2:$A$26,MATCH($C248,'Shultis Faw'!$A$2:$A$26,1))),$C248*'Shultis Faw'!$B$2/'Shultis Faw'!$A$2)","v":-6.2535049999999953E-2},{"$f":"_xlfn.IFNA(INDEX('Shultis Faw'!$E$2:$E$26,MATCH($C248,'Shultis Faw'!$A$2:$A$26,1))+($C248-INDEX('Shultis Faw'!$A$2:$A$26,MATCH($C248,'Shultis Faw'!$A$2:$A$26,1)))*(INDEX('Shultis Faw'!$E$2:$E$26,MATCH($C248,'Shultis Faw'!$A$2:$A$26,1)+1)-INDEX('Shultis Faw'!$E$2:$E$26,MATCH($C248,'Shultis Faw'!$A$2:$A$26,1)))/(INDEX('Shultis Faw'!$A$2:$A$26,MATCH($C248,'Shultis Faw'!$A$2:$A$26,1)+1)-INDEX('Shultis Faw'!$A$2:$A$26,MATCH($C248,'Shultis Faw'!$A$2:$A$26,1))),$C248*'Shultis Faw'!$E$2/'Shultis Faw'!$A$2)","v":2.3697754999999973E-2},{"$f":"_xlfn.IFNA(INDEX('Shultis Faw'!$F$2:$F$26,MATCH($C248,'Shultis Faw'!$A$2:$A$26,1))+($C248-INDEX('Shultis Faw'!$A$2:$A$26,MATCH($C248,'Shultis Faw'!$A$2:$A$26,1)))*(INDEX('Shultis Faw'!$F$2:$F$26,MATCH($C248,'Shultis Faw'!$A$2:$A$26,1)+1)-INDEX('Shultis Faw'!$F$2:$F$26,MATCH($C248,'Shultis Faw'!$A$2:$A$26,1)))/(INDEX('Shultis Faw'!$A$2:$A$26,MATCH($C248,'Shultis Faw'!$A$2:$A$26,1)+1)-INDEX('Shultis Faw'!$A$2:$A$26,MATCH($C248,'Shultis Faw'!$A$2:$A$26,1))),$C248*'Shultis Faw'!$F$2/'Shultis Faw'!$A$2)","v":12.976051499999997},{"$f":"J248*(H248*'Externe blootstelling'!$D$23/2)^K248+L248*(TANH(((H248*'Externe blootstelling'!$D$23)/(2*M248))-2)-TANH(-2))/(1-TANH(-2))","v":1.2415668178380312},{"$f":"IF(N248=1,1+(I248-1)*H248*'Externe blootstelling'!$D$23/2,1+(I248-1)*(N248^(H248*'Externe blootstelling'!$D$23/2)-1)/(N248-1))","v":16.294440644800737},{"$f":"G248*EXP(-H248*'Externe blootstelling'!$D$23/2)*O248","v":1.6185867559833984E-6}]
[null,"X-ray",4.8768700000000005E-2,7.8029919999999998E-15,4.0999999999999995E-2,{"$f":"_xlfn.IFNA(INDEX('hp (pSv cm2)'!$B$2:$B$52,MATCH($C249,'hp (pSv cm2)'!$A$2:$A$52,1))+($C249-INDEX('hp (pSv cm2)'!$A$2:$A$52,MATCH($C249,'hp (pSv cm2)'!$A$2:$A$52,1)))*(INDEX('hp (pSv cm2)'!$B$2:$B$52,MATCH($C249,'hp (pSv cm2)'!$A$2:$A$52,1)+1)-INDEX('hp (pSv cm2)'!$B$2:$B$52,MATCH($C249,'hp (pSv cm2)'!$A$2:$A$52,1)))/(INDEX('hp (pSv cm2)'!$A$2:$A$52,MATCH($C249,'hp (pSv cm2)'!$A$2:$A$52,1)+1)-INDEX('hp (pSv cm2)'!$A$2:$A$52,MATCH($C249,'hp (pSv cm2)'!$A$2:$A$52,1))),$C249*'hp (pSv cm2)'!$B$2/'hp (pSv cm2)'!$A$2)","v":0.36666052999999998},1.5033081729999998E-2,{"$f":"_xlfn.IFNA(0.997*(INDEX('Mass attenuation coefficients'!$B$2:$B$37,MATCH($C249,'Mass attenuation coefficients'!$A$2:$A$37,1))+($C249-INDEX('Mass attenuation coefficients'!$A$2:$A$37,MATCH($C249,'Mass attenuation coefficients'!$A$2:$A$37,1)))*(INDEX('Mass attenuation coefficients'!$B$2:$B$37,MATCH($C249,'Mass attenuation coefficients'!$A$2:$A$37,1)+1)-INDEX('Mass attenuation coefficients'!$B$2:$B$37,MATCH($C249,'Mass attenuation coefficients'!$A$2:$A$37,1)))/(INDEX('Mass attenuation coefficients'!$A$2:$A$37,MATCH($C249,'Mass attenuation coefficients'!$A$2:$A$37,1)+1)-INDEX('Mass attenuation coefficients'!$A$2:$A$37,MATCH($C249,'Mass attenuation coefficients'!$A$2:$A$37,1)))),0.997*$C249*'Mass attenuation coefficients'!$B$2/'Mass attenuation coefficients'!$A$2)","v":0.23130158925399999},{"$f":"_xlfn.IFNA(INDEX('Shultis Faw'!$C$2:$C$26,MATCH($C249,'Shultis Faw'!$A$2:$A$26,1))+($C249-INDEX('Shultis Faw'!$A$2:$A$26,MATCH($C249,'Shultis Faw'!$A$2:$A$26,1)))*(INDEX('Shultis Faw'!$C$2:$C$26,MATCH($C249,'Shultis Faw'!$A$2:$A$26,1)+1)-INDEX('Shultis Faw'!$C$2:$C$26,MATCH($C249,'Shultis Faw'!$A$2:$A$26,1)))/(INDEX('Shultis Faw'!$A$2:$A$26,MATCH($C249,'Shultis Faw'!$A$2:$A$26,1)+1)-INDEX('Shultis Faw'!$A$2:$A$26,MATCH($C249,'Shultis Faw'!$A$2:$A$26,1))),$C249*'Shultis Faw'!$C$2/'Shultis Faw'!$A$2)","v":4.3398400800000001},{"$f":"_xlfn.IFNA(INDEX('Shultis Faw'!$D$2:$D$26,MATCH($C249,'Shultis Faw'!$A$2:$A$26,1))+($C249-INDEX('Shultis Faw'!$A$2:$A$26,MATCH($C249,'Shultis Faw'!$A$2:$A$26,1)))*(INDEX('Shultis Faw'!$D$2:$D$26,MATCH($C249,'Shultis Faw'!$A$2:$A$26,1)+1)-INDEX('Shultis Faw'!$D$2:$D$26,MATCH($C249,'Shultis Faw'!$A$2:$A$26,1)))/(INDEX('Shultis Faw'!$A$2:$A$26,MATCH($C249,'Shultis Faw'!$A$2:$A$26,1)+1)-INDEX('Shultis Faw'!$A$2:$A$26,MATCH($C249,'Shultis Faw'!$A$2:$A$26,1))),$C249*'Shultis Faw'!$D$2/'Shultis Faw'!$A$2)","v":1.4151358000000003},{"$f":"_xlfn.IFNA(INDEX('Shultis Faw'!$B$2:$B$26,MATCH($C249,'Shultis Faw'!$A$2:$A$26,1))+($C249-INDEX('Shultis Faw'!$A$2:$A$26,MATCH($C249,'Shultis Faw'!$A$2:$A$26,1)))*(INDEX('Shultis Faw'!$B$2:$B$26,MATCH($C249,'Shultis Faw'!$A$2:$A$26,1)+1)-INDEX('Shultis Faw'!$B$2:$B$26,MATCH($C249,'Shultis Faw'!$A$2:$A$26,1)))/(INDEX('Shultis Faw'!$A$2:$A$26,MATCH($C249,'Shultis Faw'!$A$2:$A$26,1)+1)-INDEX('Shultis Faw'!$A$2:$A$26,MATCH($C249,'Shultis Faw'!$A$2:$A$26,1))),$C249*'Shultis Faw'!$B$2/'Shultis Faw'!$A$2)","v":-7.599655000000001E-2},{"$f":"_xlfn.IFNA(INDEX('Shultis Faw'!$E$2:$E$26,MATCH($C249,'Shultis Faw'!$A$2:$A$26,1))+($C249-INDEX('Shultis Faw'!$A$2:$A$26,MATCH($C249,'Shultis Faw'!$A$2:$A$26,1)))*(INDEX('Shultis Faw'!$E$2:$E$26,MATCH($C249,'Shultis Faw'!$A$2:$A$26,1)+1)-INDEX('Shultis Faw'!$E$2:$E$26,MATCH($C249,'Shultis Faw'!$A$2:$A$26,1)))/(INDEX('Shultis Faw'!$A$2:$A$26,MATCH($C249,'Shultis Faw'!$A$2:$A$26,1)+1)-INDEX('Shultis Faw'!$A$2:$A$26,MATCH($C249,'Shultis Faw'!$A$2:$A$26,1))),$C249*'Shultis Faw'!$E$2/'Shultis Faw'!$A$2)","v":3.0221405000000007E-2},{"$f":"_xlfn.IFNA(INDEX('Shultis Faw'!$F$2:$F$26,MATCH($C249,'Shultis Faw'!$A$2:$A$26,1))+($C249-INDEX('Shultis Faw'!$A$2:$A$26,MATCH($C249,'Shultis Faw'!$A$2:$A$26,1)))*(INDEX('Shultis Faw'!$F$2:$F$26,MATCH($C249,'Shultis Faw'!$A$2:$A$26,1)+1)-INDEX('Shultis Faw'!$F$2:$F$26,MATCH($C249,'Shultis Faw'!$A$2:$A$26,1)))/(INDEX('Shultis Faw'!$A$2:$A$26,MATCH($C249,'Shultis Faw'!$A$2:$A$26,1)+1)-INDEX('Shultis Faw'!$A$2:$A$26,MATCH($C249,'Shultis Faw'!$A$2:$A$26,1))),$C249*'Shultis Faw'!$F$2/'Shultis Faw'!$A$2)","v":13.379896499999999},{"$f":"J249*(H249*'Externe blootstelling'!$D$23/2)^K249+L249*(TANH(((H249*'Externe blootstelling'!$D$23)/(2*M249))-2)-TANH(-2))/(1-TANH(-2))","v":1.2878419791330469},{"$f":"IF(N249=1,1+(I249-1)*H249*'Externe blootstelling'!$D$23/2,1+(I249-1)*(N249^(H249*'Externe blootstelling'!$D$23/2)-1)/(N249-1))","v":17.30584429929776},{"$f":"G249*EXP(-H249*'Externe blootstelling'!$D$23/2)*O249","v":8.0992676802916011E-3}]
[null,"X-ray",5.0093000000000006E-2,8.0148800000000006E-15,1.0800000000000001E-2,{"$f":"_xlfn.IFNA(INDEX('hp (pSv cm2)'!$B$2:$B$52,MATCH($C250,'hp (pSv cm2)'!$A$2:$A$52,1))+($C250-INDEX('hp (pSv cm2)'!$A$2:$A$52,MATCH($C250,'hp (pSv cm2)'!$A$2:$A$52,1)))*(INDEX('hp (pSv cm2)'!$B$2:$B$52,MATCH($C250,'hp (pSv cm2)'!$A$2:$A$52,1)+1)-INDEX('hp (pSv cm2)'!$B$2:$B$52,MATCH($C250,'hp (pSv cm2)'!$A$2:$A$52,1)))/(INDEX('hp (pSv cm2)'!$A$2:$A$52,MATCH($C250,'hp (pSv cm2)'!$A$2:$A$52,1)+1)-INDEX('hp (pSv cm2)'!$A$2:$A$52,MATCH($C250,'hp (pSv cm2)'!$A$2:$A$52,1))),$C250*'hp (pSv cm2)'!$B$2/'hp (pSv cm2)'!$A$2)","v":0.36918600000000001},3.9872088000000002E-3,{"$f":"_xlfn.IFNA(0.997*(INDEX('Mass attenuation coefficients'!$B$2:$B$37,MATCH($C250,'Mass attenuation coefficients'!$A$2:$A$37,1))+($C250-INDEX('Mass attenuation coefficients'!$A$2:$A$37,MATCH($C250,'Mass attenuation coefficients'!$A$2:$A$37,1)))*(INDEX('Mass attenuation coefficients'!$B$2:$B$37,MATCH($C250,'Mass attenuation coefficients'!$A$2:$A$37,1)+1)-INDEX('Mass attenuation coefficients'!$B$2:$B$37,MATCH($C250,'Mass attenuation coefficients'!$A$2:$A$37,1)))/(INDEX('Mass attenuation coefficients'!$A$2:$A$37,MATCH($C250,'Mass attenuation coefficients'!$A$2:$A$37,1)+1)-INDEX('Mass attenuation coefficients'!$A$2:$A$37,MATCH($C250,'Mass attenuation coefficients'!$A$2:$A$37,1)))),0.997*$C250*'Mass attenuation coefficients'!$B$2/'Mass attenuation coefficients'!$A$2)","v":0.22602458589999999},{"$f":"_xlfn.IFNA(INDEX('Shultis Faw'!$C$2:$C$26,MATCH($C250,'Shultis Faw'!$A$2:$A$26,1))+($C250-INDEX('Shultis Faw'!$A$2:$A$26,MATCH($C250,'Shultis Faw'!$A$2:$A$26,1)))*(INDEX('Shultis Faw'!$C$2:$C$26,MATCH($C250,'Shultis Faw'!$A$2:$A$26,1)+1)-INDEX('Shultis Faw'!$C$2:$C$26,MATCH($C250,'Shultis Faw'!$A$2:$A$26,1)))/(INDEX('Shultis Faw'!$A$2:$A$26,MATCH($C250,'Shultis Faw'!$A$2:$A$26,1)+1)-INDEX('Shultis Faw'!$A$2:$A$26,MATCH($C250,'Shultis Faw'!$A$2:$A$26,1))),$C250*'Shultis Faw'!$C$2/'Shultis Faw'!$A$2)","v":4.4658546000000001},{"$f":"_xlfn.IFNA(INDEX('Shultis Faw'!$D$2:$D$26,MATCH($C250,'Shultis Faw'!$A$2:$A$26,1))+($C250-INDEX('Shultis Faw'!$A$2:$A$26,MATCH($C250,'Shultis Faw'!$A$2:$A$26,1)))*(INDEX('Shultis Faw'!$D$2:$D$26,MATCH($C250,'Shultis Faw'!$A$2:$A$26,1)+1)-INDEX('Shultis Faw'!$D$2:$D$26,MATCH($C250,'Shultis Faw'!$A$2:$A$26,1)))/(INDEX('Shultis Faw'!$A$2:$A$26,MATCH($C250,'Shultis Faw'!$A$2:$A$26,1)+1)-INDEX('Shultis Faw'!$A$2:$A$26,MATCH($C250,'Shultis Faw'!$A$2:$A$26,1))),$C250*'Shultis Faw'!$D$2/'Shultis Faw'!$A$2)","v":1.4595389000000001},{"$f":"_xlfn.IFNA(INDEX('Shultis Faw'!$B$2:$B$26,MATCH($C250,'Shultis Faw'!$A$2:$A$26,1))+($C250-INDEX('Shultis Faw'!$A$2:$A$26,MATCH($C250,'Shultis Faw'!$A$2:$A$26,1)))*(INDEX('Shultis Faw'!$B$2:$B$26,MATCH($C250,'Shultis Faw'!$A$2:$A$26,1)+1)-INDEX('Shultis Faw'!$B$2:$B$26,MATCH($C250,'Shultis Faw'!$A$2:$A$26,1)))/(INDEX('Shultis Faw'!$A$2:$A$26,MATCH($C250,'Shultis Faw'!$A$2:$A$26,1)+1)-INDEX('Shultis Faw'!$A$2:$A$26,MATCH($C250,'Shultis Faw'!$A$2:$A$26,1))),$C250*'Shultis Faw'!$B$2/'Shultis Faw'!$A$2)","v":-8.4390600000000024E-2},{"$f":"_xlfn.IFNA(INDEX('Shultis Faw'!$E$2:$E$26,MATCH($C250,'Shultis Faw'!$A$2:$A$26,1))+($C250-INDEX('Shultis Faw'!$A$2:$A$26,MATCH($C250,'Shultis Faw'!$A$2:$A$26,1)))*(INDEX('Shultis Faw'!$E$2:$E$26,MATCH($C250,'Shultis Faw'!$A$2:$A$26,1)+1)-INDEX('Shultis Faw'!$E$2:$E$26,MATCH($C250,'Shultis Faw'!$A$2:$A$26,1)))/(INDEX('Shultis Faw'!$A$2:$A$26,MATCH($C250,'Shultis Faw'!$A$2:$A$26,1)+1)-INDEX('Shultis Faw'!$A$2:$A$26,MATCH($C250,'Shultis Faw'!$A$2:$A$26,1))),$C250*'Shultis Faw'!$E$2/'Shultis Faw'!$A$2)","v":3.4304600000000005E-2},{"$f":"_xlfn.IFNA(INDEX('Shultis Faw'!$F$2:$F$26,MATCH($C250,'Shultis Faw'!$A$2:$A$26,1))+($C250-INDEX('Shultis Faw'!$A$2:$A$26,MATCH($C250,'Shultis Faw'!$A$2:$A$26,1)))*(INDEX('Shultis Faw'!$F$2:$F$26,MATCH($C250,'Shultis Faw'!$A$2:$A$26,1)+1)-INDEX('Shultis Faw'!$F$2:$F$26,MATCH($C250,'Shultis Faw'!$A$2:$A$26,1)))/(INDEX('Shultis Faw'!$A$2:$A$26,MATCH($C250,'Shultis Faw'!$A$2:$A$26,1)+1)-INDEX('Shultis Faw'!$A$2:$A$26,MATCH($C250,'Shultis Faw'!$A$2:$A$26,1))),$C250*'Shultis Faw'!$F$2/'Shultis Faw'!$A$2)","v":13.620185999999999},{"$f":"J250*(H250*'Externe blootstelling'!$D$23/2)^K250+L250*(TANH(((H250*'Externe blootstelling'!$D$23)/(2*M250))-2)-TANH(-2))/(1-TANH(-2))","v":1.3170358509551454},{"$f":"IF(N250=1,1+(I250-1)*H250*'Externe blootstelling'!$D$23/2,1+(I250-1)*(N250^(H250*'Externe blootstelling'!$D$23/2)-1)/(N250-1))","v":17.876720269906688},{"$f":"G250*EXP(-H250*'Externe blootstelling'!$D$23/2)*O250","v":2.4018084430911242E-3}]
[null," g ",5.8400000000000001E-2,9.3439999999999988E-15,3.8999999999999999E-5,{"$f":"_xlfn.IFNA(INDEX('hp (pSv cm2)'!$B$2:$B$52,MATCH($C251,'hp (pSv cm2)'!$A$2:$A$52,1))+($C251-INDEX('hp (pSv cm2)'!$A$2:$A$52,MATCH($C251,'hp (pSv cm2)'!$A$2:$A$52,1)))*(INDEX('hp (pSv cm2)'!$B$2:$B$52,MATCH($C251,'hp (pSv cm2)'!$A$2:$A$52,1)+1)-INDEX('hp (pSv cm2)'!$B$2:$B$52,MATCH($C251,'hp (pSv cm2)'!$A$2:$A$52,1)))/(INDEX('hp (pSv cm2)'!$A$2:$A$52,MATCH($C251,'hp (pSv cm2)'!$A$2:$A$52,1)+1)-INDEX('hp (pSv cm2)'!$A$2:$A$52,MATCH($C251,'hp (pSv cm2)'!$A$2:$A$52,1))),$C251*'hp (pSv cm2)'!$B$2/'hp (pSv cm2)'!$A$2)","v":0.38580000000000003},1.5046200000000002E-5,{"$f":"_xlfn.IFNA(0.997*(INDEX('Mass attenuation coefficients'!$B$2:$B$37,MATCH($C251,'Mass attenuation coefficients'!$A$2:$A$37,1))+($C251-INDEX('Mass attenuation coefficients'!$A$2:$A$37,MATCH($C251,'Mass attenuation coefficients'!$A$2:$A$37,1)))*(INDEX('Mass attenuation coefficients'!$B$2:$B$37,MATCH($C251,'Mass attenuation coefficients'!$A$2:$A$37,1)+1)-INDEX('Mass attenuation coefficients'!$B$2:$B$37,MATCH($C251,'Mass attenuation coefficients'!$A$2:$A$37,1)))/(INDEX('Mass attenuation coefficients'!$A$2:$A$37,MATCH($C251,'Mass attenuation coefficients'!$A$2:$A$37,1)+1)-INDEX('Mass attenuation coefficients'!$A$2:$A$37,MATCH($C251,'Mass attenuation coefficients'!$A$2:$A$37,1)))),0.997*$C251*'Mass attenuation coefficients'!$B$2/'Mass attenuation coefficients'!$A$2)","v":0.20863222000000001},{"$f":"_xlfn.IFNA(INDEX('Shultis Faw'!$C$2:$C$26,MATCH($C251,'Shultis Faw'!$A$2:$A$26,1))+($C251-INDEX('Shultis Faw'!$A$2:$A$26,MATCH($C251,'Shultis Faw'!$A$2:$A$26,1)))*(INDEX('Shultis Faw'!$C$2:$C$26,MATCH($C251,'Shultis Faw'!$A$2:$A$26,1)+1)-INDEX('Shultis Faw'!$C$2:$C$26,MATCH($C251,'Shultis Faw'!$A$2:$A$26,1)))/(INDEX('Shultis Faw'!$A$2:$A$26,MATCH($C251,'Shultis Faw'!$A$2:$A$26,1)+1)-INDEX('Shultis Faw'!$A$2:$A$26,MATCH($C251,'Shultis Faw'!$A$2:$A$26,1))),$C251*'Shultis Faw'!$C$2/'Shultis Faw'!$A$2)","v":4.8994799999999996},{"$f":"_xlfn.IFNA(INDEX('Shultis Faw'!$D$2:$D$26,MATCH($C251,'Shultis Faw'!$A$2:$A$26,1))+($C251-INDEX('Shultis Faw'!$A$2:$A$26,MATCH($C251,'Shultis Faw'!$A$2:$A$26,1)))*(INDEX('Shultis Faw'!$D$2:$D$26,MATCH($C251,'Shultis Faw'!$A$2:$A$26,1)+1)-INDEX('Shultis Faw'!$D$2:$D$26,MATCH($C251,'Shultis Faw'!$A$2:$A$26,1)))/(INDEX('Shultis Faw'!$A$2:$A$26,MATCH($C251,'Shultis Faw'!$A$2:$A$26,1)+1)-INDEX('Shultis Faw'!$A$2:$A$26,MATCH($C251,'Shultis Faw'!$A$2:$A$26,1))),$C251*'Shultis Faw'!$D$2/'Shultis Faw'!$A$2)","v":1.68632},{"$f":"_xlfn.IFNA(INDEX('Shultis Faw'!$B$2:$B$26,MATCH($C251,'Shultis Faw'!$A$2:$A$26,1))+($C251-INDEX('Shultis Faw'!$A$2:$A$26,MATCH($C251,'Shultis Faw'!$A$2:$A$26,1)))*(INDEX('Shultis Faw'!$B$2:$B$26,MATCH($C251,'Shultis Faw'!$A$2:$A$26,1)+1)-INDEX('Shultis Faw'!$B$2:$B$26,MATCH($C251,'Shultis Faw'!$A$2:$A$26,1)))/(INDEX('Shultis Faw'!$A$2:$A$26,MATCH($C251,'Shultis Faw'!$A$2:$A$26,1)+1)-INDEX('Shultis Faw'!$A$2:$A$26,MATCH($C251,'Shultis Faw'!$A$2:$A$26,1))),$C251*'Shultis Faw'!$B$2/'Shultis Faw'!$A$2)","v":-0.11928000000000001},{"$f":"_xlfn.IFNA(INDEX('Shultis Faw'!$E$2:$E$26,MATCH($C251,'Shultis Faw'!$A$2:$A$26,1))+($C251-INDEX('Shultis Faw'!$A$2:$A$26,MATCH($C251,'Shultis Faw'!$A$2:$A$26,1)))*(INDEX('Shultis Faw'!$E$2:$E$26,MATCH($C251,'Shultis Faw'!$A$2:$A$26,1)+1)-INDEX('Shultis Faw'!$E$2:$E$26,MATCH($C251,'Shultis Faw'!$A$2:$A$26,1)))/(INDEX('Shultis Faw'!$A$2:$A$26,MATCH($C251,'Shultis Faw'!$A$2:$A$26,1)+1)-INDEX('Shultis Faw'!$A$2:$A$26,MATCH($C251,'Shultis Faw'!$A$2:$A$26,1))),$C251*'Shultis Faw'!$E$2/'Shultis Faw'!$A$2)","v":5.2580000000000002E-2},{"$f":"_xlfn.IFNA(INDEX('Shultis Faw'!$F$2:$F$26,MATCH($C251,'Shultis Faw'!$A$2:$A$26,1))+($C251-INDEX('Shultis Faw'!$A$2:$A$26,MATCH($C251,'Shultis Faw'!$A$2:$A$26,1)))*(INDEX('Shultis Faw'!$F$2:$F$26,MATCH($C251,'Shultis Faw'!$A$2:$A$26,1)+1)-INDEX('Shultis Faw'!$F$2:$F$26,MATCH($C251,'Shultis Faw'!$A$2:$A$26,1)))/(INDEX('Shultis Faw'!$A$2:$A$26,MATCH($C251,'Shultis Faw'!$A$2:$A$26,1)+1)-INDEX('Shultis Faw'!$A$2:$A$26,MATCH($C251,'Shultis Faw'!$A$2:$A$26,1))),$C251*'Shultis Faw'!$F$2/'Shultis Faw'!$A$2)","v":13.636800000000001},{"$f":"J251*(H251*'Externe blootstelling'!$D$23/2)^K251+L251*(TANH(((H251*'Externe blootstelling'!$D$23)/(2*M251))-2)-TANH(-2))/(1-TANH(-2))","v":1.4723153553702779},{"$f":"IF(N251=1,1+(I251-1)*H251*'Externe blootstelling'!$D$23/2,1+(I251-1)*(N251^(H251*'Externe blootstelling'!$D$23/2)-1)/(N251-1))","v":20.447139286966824},{"$f":"G251*EXP(-H251*'Externe blootstelling'!$D$23/2)*O251","v":1.3456808042585012E-5}]
[null," g ",8.0399999999999999E-2,1.2863999999999999E-14,2.8E-5,{"$f":"_xlfn.IFNA(INDEX('hp (pSv cm2)'!$B$2:$B$52,MATCH($C252,'hp (pSv cm2)'!$A$2:$A$52,1))+($C252-INDEX('hp (pSv cm2)'!$A$2:$A$52,MATCH($C252,'hp (pSv cm2)'!$A$2:$A$52,1)))*(INDEX('hp (pSv cm2)'!$B$2:$B$52,MATCH($C252,'hp (pSv cm2)'!$A$2:$A$52,1)+1)-INDEX('hp (pSv cm2)'!$B$2:$B$52,MATCH($C252,'hp (pSv cm2)'!$A$2:$A$52,1)))/(INDEX('hp (pSv cm2)'!$A$2:$A$52,MATCH($C252,'hp (pSv cm2)'!$A$2:$A$52,1)+1)-INDEX('hp (pSv cm2)'!$A$2:$A$52,MATCH($C252,'hp (pSv cm2)'!$A$2:$A$52,1))),$C252*'hp (pSv cm2)'!$B$2/'hp (pSv cm2)'!$A$2)","v":0.44450000000000001},1.2446000000000001E-5,{"$f":"_xlfn.IFNA(0.997*(INDEX('Mass attenuation coefficients'!$B$2:$B$37,MATCH($C252,'Mass attenuation coefficients'!$A$2:$A$37,1))+($C252-INDEX('Mass attenuation coefficients'!$A$2:$A$37,MATCH($C252,'Mass attenuation coefficients'!$A$2:$A$37,1)))*(INDEX('Mass attenuation coefficients'!$B$2:$B$37,MATCH($C252,'Mass attenuation coefficients'!$A$2:$A$37,1)+1)-INDEX('Mass attenuation coefficients'!$B$2:$B$37,MATCH($C252,'Mass attenuation coefficients'!$A$2:$A$37,1)))/(INDEX('Mass attenuation coefficients'!$A$2:$A$37,MATCH($C252,'Mass attenuation coefficients'!$A$2:$A$37,1)+1)-INDEX('Mass attenuation coefficients'!$A$2:$A$37,MATCH($C252,'Mass attenuation coefficients'!$A$2:$A$37,1)))),0.997*$C252*'Mass attenuation coefficients'!$B$2/'Mass attenuation coefficients'!$A$2)","v":0.18288968},{"$f":"_xlfn.IFNA(INDEX('Shultis Faw'!$C$2:$C$26,MATCH($C252,'Shultis Faw'!$A$2:$A$26,1))+($C252-INDEX('Shultis Faw'!$A$2:$A$26,MATCH($C252,'Shultis Faw'!$A$2:$A$26,1)))*(INDEX('Shultis Faw'!$C$2:$C$26,MATCH($C252,'Shultis Faw'!$A$2:$A$26,1)+1)-INDEX('Shultis Faw'!$C$2:$C$26,MATCH($C252,'Shultis Faw'!$A$2:$A$26,1)))/(INDEX('Shultis Faw'!$A$2:$A$26,MATCH($C252,'Shultis Faw'!$A$2:$A$26,1)+1)-INDEX('Shultis Faw'!$A$2:$A$26,MATCH($C252,'Shultis Faw'!$A$2:$A$26,1))),$C252*'Shultis Faw'!$C$2/'Shultis Faw'!$A$2)","v":5.0510799999999998},{"$f":"_xlfn.IFNA(INDEX('Shultis Faw'!$D$2:$D$26,MATCH($C252,'Shultis Faw'!$A$2:$A$26,1))+($C252-INDEX('Shultis Faw'!$A$2:$A$26,MATCH($C252,'Shultis Faw'!$A$2:$A$26,1)))*(INDEX('Shultis Faw'!$D$2:$D$26,MATCH($C252,'Shultis Faw'!$A$2:$A$26,1)+1)-INDEX('Shultis Faw'!$D$2:$D$26,MATCH($C252,'Shultis Faw'!$A$2:$A$26,1)))/(INDEX('Shultis Faw'!$A$2:$A$26,MATCH($C252,'Shultis Faw'!$A$2:$A$26,1)+1)-INDEX('Shultis Faw'!$A$2:$A$26,MATCH($C252,'Shultis Faw'!$A$2:$A$26,1))),$C252*'Shultis Faw'!$D$2/'Shultis Faw'!$A$2)","v":2.0622400000000001},{"$f":"_xlfn.IFNA(INDEX('Shultis Faw'!$B$2:$B$26,MATCH($C252,'Shultis Faw'!$A$2:$A$26,1))+($C252-INDEX('Shultis Faw'!$A$2:$A$26,MATCH($C252,'Shultis Faw'!$A$2:$A$26,1)))*(INDEX('Shultis Faw'!$B$2:$B$26,MATCH($C252,'Shultis Faw'!$A$2:$A$26,1)+1)-INDEX('Shultis Faw'!$B$2:$B$26,MATCH($C252,'Shultis Faw'!$A$2:$A$26,1)))/(INDEX('Shultis Faw'!$A$2:$A$26,MATCH($C252,'Shultis Faw'!$A$2:$A$26,1)+1)-INDEX('Shultis Faw'!$A$2:$A$26,MATCH($C252,'Shultis Faw'!$A$2:$A$26,1))),$C252*'Shultis Faw'!$B$2/'Shultis Faw'!$A$2)","v":-0.16836000000000001},{"$f":"_xlfn.IFNA(INDEX('Shultis Faw'!$E$2:$E$26,MATCH($C252,'Shultis Faw'!$A$2:$A$26,1))+($C252-INDEX('Shultis Faw'!$A$2:$A$26,MATCH($C252,'Shultis Faw'!$A$2:$A$26,1)))*(INDEX('Shultis Faw'!$E$2:$E$26,MATCH($C252,'Shultis Faw'!$A$2:$A$26,1)+1)-INDEX('Shultis Faw'!$E$2:$E$26,MATCH($C252,'Shultis Faw'!$A$2:$A$26,1)))/(INDEX('Shultis Faw'!$A$2:$A$26,MATCH($C252,'Shultis Faw'!$A$2:$A$26,1)+1)-INDEX('Shultis Faw'!$A$2:$A$26,MATCH($C252,'Shultis Faw'!$A$2:$A$26,1))),$C252*'Shultis Faw'!$E$2/'Shultis Faw'!$A$2)","v":7.7112E-2},{"$f":"_xlfn.IFNA(INDEX('Shultis Faw'!$F$2:$F$26,MATCH($C252,'Shultis Faw'!$A$2:$A$26,1))+($C252-INDEX('Shultis Faw'!$A$2:$A$26,MATCH($C252,'Shultis Faw'!$A$2:$A$26,1)))*(INDEX('Shultis Faw'!$F$2:$F$26,MATCH($C252,'Shultis Faw'!$A$2:$A$26,1)+1)-INDEX('Shultis Faw'!$F$2:$F$26,MATCH($C252,'Shultis Faw'!$A$2:$A$26,1)))/(INDEX('Shultis Faw'!$A$2:$A$26,MATCH($C252,'Shultis Faw'!$A$2:$A$26,1)+1)-INDEX('Shultis Faw'!$A$2:$A$26,MATCH($C252,'Shultis Faw'!$A$2:$A$26,1))),$C252*'Shultis Faw'!$F$2/'Shultis Faw'!$A$2)","v":13.6632},{"$f":"J252*(H252*'Externe blootstelling'!$D$23/2)^K252+L252*(TANH(((H252*'Externe blootstelling'!$D$23)/(2*M252))-2)-TANH(-2))/(1-TANH(-2))","v":1.7406835910519034},{"$f":"IF(N252=1,1+(I252-1)*H252*'Externe blootstelling'!$D$23/2,1+(I252-1)*(N252^(H252*'Externe blootstelling'!$D$23/2)-1)/(N252-1))","v":20.552255973728442},{"$f":"G252*EXP(-H252*'Externe blootstelling'!$D$23/2)*O252","v":1.6461507896557175E-5}]
[null," g ",8.1989999999999993E-2,1.31184E-14,3.1000000000000001E-5,{"$f":"_xlfn.IFNA(INDEX('hp (pSv cm2)'!$B$2:$B$52,MATCH($C253,'hp (pSv cm2)'!$A$2:$A$52,1))+($C253-INDEX('hp (pSv cm2)'!$A$2:$A$52,MATCH($C253,'hp (pSv cm2)'!$A$2:$A$52,1)))*(INDEX('hp (pSv cm2)'!$B$2:$B$52,MATCH($C253,'hp (pSv cm2)'!$A$2:$A$52,1)+1)-INDEX('hp (pSv cm2)'!$B$2:$B$52,MATCH($C253,'hp (pSv cm2)'!$A$2:$A$52,1)))/(INDEX('hp (pSv cm2)'!$A$2:$A$52,MATCH($C253,'hp (pSv cm2)'!$A$2:$A$52,1)+1)-INDEX('hp (pSv cm2)'!$A$2:$A$52,MATCH($C253,'hp (pSv cm2)'!$A$2:$A$52,1))),$C253*'hp (pSv cm2)'!$B$2/'hp (pSv cm2)'!$A$2)","v":0.45046249999999999},1.39643375E-5,{"$f":"_xlfn.IFNA(0.997*(INDEX('Mass attenuation coefficients'!$B$2:$B$37,MATCH($C253,'Mass attenuation coefficients'!$A$2:$A$37,1))+($C253-INDEX('Mass attenuation coefficients'!$A$2:$A$37,MATCH($C253,'Mass attenuation coefficients'!$A$2:$A$37,1)))*(INDEX('Mass attenuation coefficients'!$B$2:$B$37,MATCH($C253,'Mass attenuation coefficients'!$A$2:$A$37,1)+1)-INDEX('Mass attenuation coefficients'!$B$2:$B$37,MATCH($C253,'Mass attenuation coefficients'!$A$2:$A$37,1)))/(INDEX('Mass attenuation coefficients'!$A$2:$A$37,MATCH($C253,'Mass attenuation coefficients'!$A$2:$A$37,1)+1)-INDEX('Mass attenuation coefficients'!$A$2:$A$37,MATCH($C253,'Mass attenuation coefficients'!$A$2:$A$37,1)))),0.997*$C253*'Mass attenuation coefficients'!$B$2/'Mass attenuation coefficients'!$A$2)","v":0.1818592805},{"$f":"_xlfn.IFNA(INDEX('Shultis Faw'!$C$2:$C$26,MATCH($C253,'Shultis Faw'!$A$2:$A$26,1))+($C253-INDEX('Shultis Faw'!$A$2:$A$26,MATCH($C253,'Shultis Faw'!$A$2:$A$26,1)))*(INDEX('Shultis Faw'!$C$2:$C$26,MATCH($C253,'Shultis Faw'!$A$2:$A$26,1)+1)-INDEX('Shultis Faw'!$C$2:$C$26,MATCH($C253,'Shultis Faw'!$A$2:$A$26,1)))/(INDEX('Shultis Faw'!$A$2:$A$26,MATCH($C253,'Shultis Faw'!$A$2:$A$26,1)+1)-INDEX('Shultis Faw'!$A$2:$A$26,MATCH($C253,'Shultis Faw'!$A$2:$A$26,1))),$C253*'Shultis Faw'!$C$2/'Shultis Faw'!$A$2)","v":5.0195980000000002},{"$f":"_xlfn.IFNA(INDEX('Shultis Faw'!$D$2:$D$26,MATCH($C253,'Shultis Faw'!$A$2:$A$26,1))+($C253-INDEX('Shultis Faw'!$A$2:$A$26,MATCH($C253,'Shultis Faw'!$A$2:$A$26,1)))*(INDEX('Shultis Faw'!$D$2:$D$26,MATCH($C253,'Shultis Faw'!$A$2:$A$26,1)+1)-INDEX('Shultis Faw'!$D$2:$D$26,MATCH($C253,'Shultis Faw'!$A$2:$A$26,1)))/(INDEX('Shultis Faw'!$A$2:$A$26,MATCH($C253,'Shultis Faw'!$A$2:$A$26,1)+1)-INDEX('Shultis Faw'!$A$2:$A$26,MATCH($C253,'Shultis Faw'!$A$2:$A$26,1))),$C253*'Shultis Faw'!$D$2/'Shultis Faw'!$A$2)","v":2.0751189999999999},{"$f":"_xlfn.IFNA(INDEX('Shultis Faw'!$B$2:$B$26,MATCH($C253,'Shultis Faw'!$A$2:$A$26,1))+($C253-INDEX('Shultis Faw'!$A$2:$A$26,MATCH($C253,'Shultis Faw'!$A$2:$A$26,1)))*(INDEX('Shultis Faw'!$B$2:$B$26,MATCH($C253,'Shultis Faw'!$A$2:$A$26,1)+1)-INDEX('Shultis Faw'!$B$2:$B$26,MATCH($C253,'Shultis Faw'!$A$2:$A$26,1)))/(INDEX('Shultis Faw'!$A$2:$A$26,MATCH($C253,'Shultis Faw'!$A$2:$A$26,1)+1)-INDEX('Shultis Faw'!$A$2:$A$26,MATCH($C253,'Shultis Faw'!$A$2:$A$26,1))),$C253*'Shultis Faw'!$B$2/'Shultis Faw'!$A$2)","v":-0.169791},{"$f":"_xlfn.IFNA(INDEX('Shultis Faw'!$E$2:$E$26,MATCH($C253,'Shultis Faw'!$A$2:$A$26,1))+($C253-INDEX('Shultis Faw'!$A$2:$A$26,MATCH($C253,'Shultis Faw'!$A$2:$A$26,1)))*(INDEX('Shultis Faw'!$E$2:$E$26,MATCH($C253,'Shultis Faw'!$A$2:$A$26,1)+1)-INDEX('Shultis Faw'!$E$2:$E$26,MATCH($C253,'Shultis Faw'!$A$2:$A$26,1)))/(INDEX('Shultis Faw'!$A$2:$A$26,MATCH($C253,'Shultis Faw'!$A$2:$A$26,1)+1)-INDEX('Shultis Faw'!$A$2:$A$26,MATCH($C253,'Shultis Faw'!$A$2:$A$26,1))),$C253*'Shultis Faw'!$E$2/'Shultis Faw'!$A$2)","v":7.7557199999999993E-2},{"$f":"_xlfn.IFNA(INDEX('Shultis Faw'!$F$2:$F$26,MATCH($C253,'Shultis Faw'!$A$2:$A$26,1))+($C253-INDEX('Shultis Faw'!$A$2:$A$26,MATCH($C253,'Shultis Faw'!$A$2:$A$26,1)))*(INDEX('Shultis Faw'!$F$2:$F$26,MATCH($C253,'Shultis Faw'!$A$2:$A$26,1)+1)-INDEX('Shultis Faw'!$F$2:$F$26,MATCH($C253,'Shultis Faw'!$A$2:$A$26,1)))/(INDEX('Shultis Faw'!$A$2:$A$26,MATCH($C253,'Shultis Faw'!$A$2:$A$26,1)+1)-INDEX('Shultis Faw'!$A$2:$A$26,MATCH($C253,'Shultis Faw'!$A$2:$A$26,1))),$C253*'Shultis Faw'!$F$2/'Shultis Faw'!$A$2)","v":13.63617},{"$f":"J253*(H253*'Externe blootstelling'!$D$23/2)^K253+L253*(TANH(((H253*'Externe blootstelling'!$D$23)/(2*M253))-2)-TANH(-2))/(1-TANH(-2))","v":1.7507024281423635},{"$f":"IF(N253=1,1+(I253-1)*H253*'Externe blootstelling'!$D$23/2,1+(I253-1)*(N253^(H253*'Externe blootstelling'!$D$23/2)-1)/(N253-1))","v":20.315661742963574},{"$f":"G253*EXP(-H253*'Externe blootstelling'!$D$23/2)*O253","v":1.8541466453719628E-5}]
[null," g ",0.1230706,1.9691295999999999E-14,0.40399999999999997,{"$f":"_xlfn.IFNA(INDEX('hp (pSv cm2)'!$B$2:$B$52,MATCH($C254,'hp (pSv cm2)'!$A$2:$A$52,1))+($C254-INDEX('hp (pSv cm2)'!$A$2:$A$52,MATCH($C254,'hp (pSv cm2)'!$A$2:$A$52,1)))*(INDEX('hp (pSv cm2)'!$B$2:$B$52,MATCH($C254,'hp (pSv cm2)'!$A$2:$A$52,1)+1)-INDEX('hp (pSv cm2)'!$B$2:$B$52,MATCH($C254,'hp (pSv cm2)'!$A$2:$A$52,1)))/(INDEX('hp (pSv cm2)'!$A$2:$A$52,MATCH($C254,'hp (pSv cm2)'!$A$2:$A$52,1)+1)-INDEX('hp (pSv cm2)'!$A$2:$A$52,MATCH($C254,'hp (pSv cm2)'!$A$2:$A$52,1))),$C254*'hp (pSv cm2)'!$B$2/'hp (pSv cm2)'!$A$2)","v":0.62366334800000001},0.25195999259199997,{"$f":"_xlfn.IFNA(0.997*(INDEX('Mass attenuation coefficients'!$B$2:$B$37,MATCH($C254,'Mass attenuation coefficients'!$A$2:$A$37,1))+($C254-INDEX('Mass attenuation coefficients'!$A$2:$A$37,MATCH($C254,'Mass attenuation coefficients'!$A$2:$A$37,1)))*(INDEX('Mass attenuation coefficients'!$B$2:$B$37,MATCH($C254,'Mass attenuation coefficients'!$A$2:$A$37,1)+1)-INDEX('Mass attenuation coefficients'!$B$2:$B$37,MATCH($C254,'Mass attenuation coefficients'!$A$2:$A$37,1)))/(INDEX('Mass attenuation coefficients'!$A$2:$A$37,MATCH($C254,'Mass attenuation coefficients'!$A$2:$A$37,1)+1)-INDEX('Mass attenuation coefficients'!$A$2:$A$37,MATCH($C254,'Mass attenuation coefficients'!$A$2:$A$37,1)))),0.997*$C254*'Mass attenuation coefficients'!$B$2/'Mass attenuation coefficients'!$A$2)","v":0.16089533916719997},{"$f":"_xlfn.IFNA(INDEX('Shultis Faw'!$C$2:$C$26,MATCH($C254,'Shultis Faw'!$A$2:$A$26,1))+($C254-INDEX('Shultis Faw'!$A$2:$A$26,MATCH($C254,'Shultis Faw'!$A$2:$A$26,1)))*(INDEX('Shultis Faw'!$C$2:$C$26,MATCH($C254,'Shultis Faw'!$A$2:$A$26,1)+1)-INDEX('Shultis Faw'!$C$2:$C$26,MATCH($C254,'Shultis Faw'!$A$2:$A$26,1)))/(INDEX('Shultis Faw'!$A$2:$A$26,MATCH($C254,'Shultis Faw'!$A$2:$A$26,1)+1)-INDEX('Shultis Faw'!$A$2:$A$26,MATCH($C254,'Shultis Faw'!$A$2:$A$26,1))),$C254*'Shultis Faw'!$C$2/'Shultis Faw'!$A$2)","v":4.309558408},{"$f":"_xlfn.IFNA(INDEX('Shultis Faw'!$D$2:$D$26,MATCH($C254,'Shultis Faw'!$A$2:$A$26,1))+($C254-INDEX('Shultis Faw'!$A$2:$A$26,MATCH($C254,'Shultis Faw'!$A$2:$A$26,1)))*(INDEX('Shultis Faw'!$D$2:$D$26,MATCH($C254,'Shultis Faw'!$A$2:$A$26,1)+1)-INDEX('Shultis Faw'!$D$2:$D$26,MATCH($C254,'Shultis Faw'!$A$2:$A$26,1)))/(INDEX('Shultis Faw'!$A$2:$A$26,MATCH($C254,'Shultis Faw'!$A$2:$A$26,1)+1)-INDEX('Shultis Faw'!$A$2:$A$26,MATCH($C254,'Shultis Faw'!$A$2:$A$26,1))),$C254*'Shultis Faw'!$D$2/'Shultis Faw'!$A$2)","v":2.2306896520000001},{"$f":"_xlfn.IFNA(INDEX('Shultis Faw'!$B$2:$B$26,MATCH($C254,'Shultis Faw'!$A$2:$A$26,1))+($C254-INDEX('Shultis Faw'!$A$2:$A$26,MATCH($C254,'Shultis Faw'!$A$2:$A$26,1)))*(INDEX('Shultis Faw'!$B$2:$B$26,MATCH($C254,'Shultis Faw'!$A$2:$A$26,1)+1)-INDEX('Shultis Faw'!$B$2:$B$26,MATCH($C254,'Shultis Faw'!$A$2:$A$26,1)))/(INDEX('Shultis Faw'!$A$2:$A$26,MATCH($C254,'Shultis Faw'!$A$2:$A$26,1)+1)-INDEX('Shultis Faw'!$A$2:$A$26,MATCH($C254,'Shultis Faw'!$A$2:$A$26,1))),$C254*'Shultis Faw'!$B$2/'Shultis Faw'!$A$2)","v":-0.185538588},{"$f":"_xlfn.IFNA(INDEX('Shultis Faw'!$E$2:$E$26,MATCH($C254,'Shultis Faw'!$A$2:$A$26,1))+($C254-INDEX('Shultis Faw'!$A$2:$A$26,MATCH($C254,'Shultis Faw'!$A$2:$A$26,1)))*(INDEX('Shultis Faw'!$E$2:$E$26,MATCH($C254,'Shultis Faw'!$A$2:$A$26,1)+1)-INDEX('Shultis Faw'!$E$2:$E$26,MATCH($C254,'Shultis Faw'!$A$2:$A$26,1)))/(INDEX('Shultis Faw'!$A$2:$A$26,MATCH($C254,'Shultis Faw'!$A$2:$A$26,1)+1)-INDEX('Shultis Faw'!$A$2:$A$26,MATCH($C254,'Shultis Faw'!$A$2:$A$26,1))),$C254*'Shultis Faw'!$E$2/'Shultis Faw'!$A$2)","v":8.0339081200000009E-2},{"$f":"_xlfn.IFNA(INDEX('Shultis Faw'!$F$2:$F$26,MATCH($C254,'Shultis Faw'!$A$2:$A$26,1))+($C254-INDEX('Shultis Faw'!$A$2:$A$26,MATCH($C254,'Shultis Faw'!$A$2:$A$26,1)))*(INDEX('Shultis Faw'!$F$2:$F$26,MATCH($C254,'Shultis Faw'!$A$2:$A$26,1)+1)-INDEX('Shultis Faw'!$F$2:$F$26,MATCH($C254,'Shultis Faw'!$A$2:$A$26,1)))/(INDEX('Shultis Faw'!$A$2:$A$26,MATCH($C254,'Shultis Faw'!$A$2:$A$26,1)+1)-INDEX('Shultis Faw'!$A$2:$A$26,MATCH($C254,'Shultis Faw'!$A$2:$A$26,1))),$C254*'Shultis Faw'!$F$2/'Shultis Faw'!$A$2)","v":13.726814319999999},{"$f":"J254*(H254*'Externe blootstelling'!$D$23/2)^K254+L254*(TANH(((H254*'Externe blootstelling'!$D$23)/(2*M254))-2)-TANH(-2))/(1-TANH(-2))","v":1.8948907531993597},{"$f":"IF(N254=1,1+(I254-1)*H254*'Externe blootstelling'!$D$23/2,1+(I254-1)*(N254^(H254*'Externe blootstelling'!$D$23/2)-1)/(N254-1))","v":14.597094940564002},{"$f":"G254*EXP(-H254*'Externe blootstelling'!$D$23/2)*O254","v":0.32919910829171245}]
[null," g ",0.12539,2.0062399999999999E-14,7.0000000000000007E-5,{"$f":"_xlfn.IFNA(INDEX('hp (pSv cm2)'!$B$2:$B$52,MATCH($C255,'hp (pSv cm2)'!$A$2:$A$52,1))+($C255-INDEX('hp (pSv cm2)'!$A$2:$A$52,MATCH($C255,'hp (pSv cm2)'!$A$2:$A$52,1)))*(INDEX('hp (pSv cm2)'!$B$2:$B$52,MATCH($C255,'hp (pSv cm2)'!$A$2:$A$52,1)+1)-INDEX('hp (pSv cm2)'!$B$2:$B$52,MATCH($C255,'hp (pSv cm2)'!$A$2:$A$52,1)))/(INDEX('hp (pSv cm2)'!$A$2:$A$52,MATCH($C255,'hp (pSv cm2)'!$A$2:$A$52,1)+1)-INDEX('hp (pSv cm2)'!$A$2:$A$52,MATCH($C255,'hp (pSv cm2)'!$A$2:$A$52,1))),$C255*'hp (pSv cm2)'!$B$2/'hp (pSv cm2)'!$A$2)","v":0.63428620000000002},4.4400034000000008E-5,{"$f":"_xlfn.IFNA(0.997*(INDEX('Mass attenuation coefficients'!$B$2:$B$37,MATCH($C255,'Mass attenuation coefficients'!$A$2:$A$37,1))+($C255-INDEX('Mass attenuation coefficients'!$A$2:$A$37,MATCH($C255,'Mass attenuation coefficients'!$A$2:$A$37,1)))*(INDEX('Mass attenuation coefficients'!$B$2:$B$37,MATCH($C255,'Mass attenuation coefficients'!$A$2:$A$37,1)+1)-INDEX('Mass attenuation coefficients'!$B$2:$B$37,MATCH($C255,'Mass attenuation coefficients'!$A$2:$A$37,1)))/(INDEX('Mass attenuation coefficients'!$A$2:$A$37,MATCH($C255,'Mass attenuation coefficients'!$A$2:$A$37,1)+1)-INDEX('Mass attenuation coefficients'!$A$2:$A$37,MATCH($C255,'Mass attenuation coefficients'!$A$2:$A$37,1)))),0.997*$C255*'Mass attenuation coefficients'!$B$2/'Mass attenuation coefficients'!$A$2)","v":0.15996111267999999},{"$f":"_xlfn.IFNA(INDEX('Shultis Faw'!$C$2:$C$26,MATCH($C255,'Shultis Faw'!$A$2:$A$26,1))+($C255-INDEX('Shultis Faw'!$A$2:$A$26,MATCH($C255,'Shultis Faw'!$A$2:$A$26,1)))*(INDEX('Shultis Faw'!$C$2:$C$26,MATCH($C255,'Shultis Faw'!$A$2:$A$26,1)+1)-INDEX('Shultis Faw'!$C$2:$C$26,MATCH($C255,'Shultis Faw'!$A$2:$A$26,1)))/(INDEX('Shultis Faw'!$A$2:$A$26,MATCH($C255,'Shultis Faw'!$A$2:$A$26,1)+1)-INDEX('Shultis Faw'!$A$2:$A$26,MATCH($C255,'Shultis Faw'!$A$2:$A$26,1))),$C255*'Shultis Faw'!$C$2/'Shultis Faw'!$A$2)","v":4.2740251999999996},{"$f":"_xlfn.IFNA(INDEX('Shultis Faw'!$D$2:$D$26,MATCH($C255,'Shultis Faw'!$A$2:$A$26,1))+($C255-INDEX('Shultis Faw'!$A$2:$A$26,MATCH($C255,'Shultis Faw'!$A$2:$A$26,1)))*(INDEX('Shultis Faw'!$D$2:$D$26,MATCH($C255,'Shultis Faw'!$A$2:$A$26,1)+1)-INDEX('Shultis Faw'!$D$2:$D$26,MATCH($C255,'Shultis Faw'!$A$2:$A$26,1)))/(INDEX('Shultis Faw'!$A$2:$A$26,MATCH($C255,'Shultis Faw'!$A$2:$A$26,1)+1)-INDEX('Shultis Faw'!$A$2:$A$26,MATCH($C255,'Shultis Faw'!$A$2:$A$26,1))),$C255*'Shultis Faw'!$D$2/'Shultis Faw'!$A$2)","v":2.2316638000000002},{"$f":"_xlfn.IFNA(INDEX('Shultis Faw'!$B$2:$B$26,MATCH($C255,'Shultis Faw'!$A$2:$A$26,1))+($C255-INDEX('Shultis Faw'!$A$2:$A$26,MATCH($C255,'Shultis Faw'!$A$2:$A$26,1)))*(INDEX('Shultis Faw'!$B$2:$B$26,MATCH($C255,'Shultis Faw'!$A$2:$A$26,1)+1)-INDEX('Shultis Faw'!$B$2:$B$26,MATCH($C255,'Shultis Faw'!$A$2:$A$26,1)))/(INDEX('Shultis Faw'!$A$2:$A$26,MATCH($C255,'Shultis Faw'!$A$2:$A$26,1)+1)-INDEX('Shultis Faw'!$A$2:$A$26,MATCH($C255,'Shultis Faw'!$A$2:$A$26,1))),$C255*'Shultis Faw'!$B$2/'Shultis Faw'!$A$2)","v":-0.1854922},{"$f":"_xlfn.IFNA(INDEX('Shultis Faw'!$E$2:$E$26,MATCH($C255,'Shultis Faw'!$A$2:$A$26,1))+($C255-INDEX('Shultis Faw'!$A$2:$A$26,MATCH($C255,'Shultis Faw'!$A$2:$A$26,1)))*(INDEX('Shultis Faw'!$E$2:$E$26,MATCH($C255,'Shultis Faw'!$A$2:$A$26,1)+1)-INDEX('Shultis Faw'!$E$2:$E$26,MATCH($C255,'Shultis Faw'!$A$2:$A$26,1)))/(INDEX('Shultis Faw'!$A$2:$A$26,MATCH($C255,'Shultis Faw'!$A$2:$A$26,1)+1)-INDEX('Shultis Faw'!$A$2:$A$26,MATCH($C255,'Shultis Faw'!$A$2:$A$26,1))),$C255*'Shultis Faw'!$E$2/'Shultis Faw'!$A$2)","v":8.0111780000000007E-2},{"$f":"_xlfn.IFNA(INDEX('Shultis Faw'!$F$2:$F$26,MATCH($C255,'Shultis Faw'!$A$2:$A$26,1))+($C255-INDEX('Shultis Faw'!$A$2:$A$26,MATCH($C255,'Shultis Faw'!$A$2:$A$26,1)))*(INDEX('Shultis Faw'!$F$2:$F$26,MATCH($C255,'Shultis Faw'!$A$2:$A$26,1)+1)-INDEX('Shultis Faw'!$F$2:$F$26,MATCH($C255,'Shultis Faw'!$A$2:$A$26,1)))/(INDEX('Shultis Faw'!$A$2:$A$26,MATCH($C255,'Shultis Faw'!$A$2:$A$26,1)+1)-INDEX('Shultis Faw'!$A$2:$A$26,MATCH($C255,'Shultis Faw'!$A$2:$A$26,1))),$C255*'Shultis Faw'!$F$2/'Shultis Faw'!$A$2)","v":13.766708},{"$f":"J255*(H255*'Externe blootstelling'!$D$23/2)^K255+L255*(TANH(((H255*'Externe blootstelling'!$D$23)/(2*M255))-2)-TANH(-2))/(1-TANH(-2))","v":1.8978358481042652},{"$f":"IF(N255=1,1+(I255-1)*H255*'Externe blootstelling'!$D$23/2,1+(I255-1)*(N255^(H255*'Externe blootstelling'!$D$23/2)-1)/(N255-1))","v":14.318021360847144},{"$f":"G255*EXP(-H255*'Externe blootstelling'!$D$23/2)*O255","v":5.7704924925370562E-5}]
[null," g ",0.1295,2.0719999999999999E-14,1.4000000000000001E-4,{"$f":"_xlfn.IFNA(INDEX('hp (pSv cm2)'!$B$2:$B$52,MATCH($C256,'hp (pSv cm2)'!$A$2:$A$52,1))+($C256-INDEX('hp (pSv cm2)'!$A$2:$A$52,MATCH($C256,'hp (pSv cm2)'!$A$2:$A$52,1)))*(INDEX('hp (pSv cm2)'!$B$2:$B$52,MATCH($C256,'hp (pSv cm2)'!$A$2:$A$52,1)+1)-INDEX('hp (pSv cm2)'!$B$2:$B$52,MATCH($C256,'hp (pSv cm2)'!$A$2:$A$52,1)))/(INDEX('hp (pSv cm2)'!$A$2:$A$52,MATCH($C256,'hp (pSv cm2)'!$A$2:$A$52,1)+1)-INDEX('hp (pSv cm2)'!$A$2:$A$52,MATCH($C256,'hp (pSv cm2)'!$A$2:$A$52,1))),$C256*'hp (pSv cm2)'!$B$2/'hp (pSv cm2)'!$A$2)","v":0.65311000000000008},9.1435400000000022E-5,{"$f":"_xlfn.IFNA(0.997*(INDEX('Mass attenuation coefficients'!$B$2:$B$37,MATCH($C256,'Mass attenuation coefficients'!$A$2:$A$37,1))+($C256-INDEX('Mass attenuation coefficients'!$A$2:$A$37,MATCH($C256,'Mass attenuation coefficients'!$A$2:$A$37,1)))*(INDEX('Mass attenuation coefficients'!$B$2:$B$37,MATCH($C256,'Mass attenuation coefficients'!$A$2:$A$37,1)+1)-INDEX('Mass attenuation coefficients'!$B$2:$B$37,MATCH($C256,'Mass attenuation coefficients'!$A$2:$A$37,1)))/(INDEX('Mass attenuation coefficients'!$A$2:$A$37,MATCH($C256,'Mass attenuation coefficients'!$A$2:$A$37,1)+1)-INDEX('Mass attenuation coefficients'!$A$2:$A$37,MATCH($C256,'Mass attenuation coefficients'!$A$2:$A$37,1)))),0.997*$C256*'Mass attenuation coefficients'!$B$2/'Mass attenuation coefficients'!$A$2)","v":0.15830565399999999},{"$f":"_xlfn.IFNA(INDEX('Shultis Faw'!$C$2:$C$26,MATCH($C256,'Shultis Faw'!$A$2:$A$26,1))+($C256-INDEX('Shultis Faw'!$A$2:$A$26,MATCH($C256,'Shultis Faw'!$A$2:$A$26,1)))*(INDEX('Shultis Faw'!$C$2:$C$26,MATCH($C256,'Shultis Faw'!$A$2:$A$26,1)+1)-INDEX('Shultis Faw'!$C$2:$C$26,MATCH($C256,'Shultis Faw'!$A$2:$A$26,1)))/(INDEX('Shultis Faw'!$A$2:$A$26,MATCH($C256,'Shultis Faw'!$A$2:$A$26,1)+1)-INDEX('Shultis Faw'!$A$2:$A$26,MATCH($C256,'Shultis Faw'!$A$2:$A$26,1))),$C256*'Shultis Faw'!$C$2/'Shultis Faw'!$A$2)","v":4.2110599999999998},{"$f":"_xlfn.IFNA(INDEX('Shultis Faw'!$D$2:$D$26,MATCH($C256,'Shultis Faw'!$A$2:$A$26,1))+($C256-INDEX('Shultis Faw'!$A$2:$A$26,MATCH($C256,'Shultis Faw'!$A$2:$A$26,1)))*(INDEX('Shultis Faw'!$D$2:$D$26,MATCH($C256,'Shultis Faw'!$A$2:$A$26,1)+1)-INDEX('Shultis Faw'!$D$2:$D$26,MATCH($C256,'Shultis Faw'!$A$2:$A$26,1)))/(INDEX('Shultis Faw'!$A$2:$A$26,MATCH($C256,'Shultis Faw'!$A$2:$A$26,1)+1)-INDEX('Shultis Faw'!$A$2:$A$26,MATCH($C256,'Shultis Faw'!$A$2:$A$26,1))),$C256*'Shultis Faw'!$D$2/'Shultis Faw'!$A$2)","v":2.23339},{"$f":"_xlfn.IFNA(INDEX('Shultis Faw'!$B$2:$B$26,MATCH($C256,'Shultis Faw'!$A$2:$A$26,1))+($C256-INDEX('Shultis Faw'!$A$2:$A$26,MATCH($C256,'Shultis Faw'!$A$2:$A$26,1)))*(INDEX('Shultis Faw'!$B$2:$B$26,MATCH($C256,'Shultis Faw'!$A$2:$A$26,1)+1)-INDEX('Shultis Faw'!$B$2:$B$26,MATCH($C256,'Shultis Faw'!$A$2:$A$26,1)))/(INDEX('Shultis Faw'!$A$2:$A$26,MATCH($C256,'Shultis Faw'!$A$2:$A$26,1)+1)-INDEX('Shultis Faw'!$A$2:$A$26,MATCH($C256,'Shultis Faw'!$A$2:$A$26,1))),$C256*'Shultis Faw'!$B$2/'Shultis Faw'!$A$2)","v":-0.18540999999999999},{"$f":"_xlfn.IFNA(INDEX('Shultis Faw'!$E$2:$E$26,MATCH($C256,'Shultis Faw'!$A$2:$A$26,1))+($C256-INDEX('Shultis Faw'!$A$2:$A$26,MATCH($C256,'Shultis Faw'!$A$2:$A$26,1)))*(INDEX('Shultis Faw'!$E$2:$E$26,MATCH($C256,'Shultis Faw'!$A$2:$A$26,1)+1)-INDEX('Shultis Faw'!$E$2:$E$26,MATCH($C256,'Shultis Faw'!$A$2:$A$26,1)))/(INDEX('Shultis Faw'!$A$2:$A$26,MATCH($C256,'Shultis Faw'!$A$2:$A$26,1)+1)-INDEX('Shultis Faw'!$A$2:$A$26,MATCH($C256,'Shultis Faw'!$A$2:$A$26,1))),$C256*'Shultis Faw'!$E$2/'Shultis Faw'!$A$2)","v":7.9709000000000002E-2},{"$f":"_xlfn.IFNA(INDEX('Shultis Faw'!$F$2:$F$26,MATCH($C256,'Shultis Faw'!$A$2:$A$26,1))+($C256-INDEX('Shultis Faw'!$A$2:$A$26,MATCH($C256,'Shultis Faw'!$A$2:$A$26,1)))*(INDEX('Shultis Faw'!$F$2:$F$26,MATCH($C256,'Shultis Faw'!$A$2:$A$26,1)+1)-INDEX('Shultis Faw'!$F$2:$F$26,MATCH($C256,'Shultis Faw'!$A$2:$A$26,1)))/(INDEX('Shultis Faw'!$A$2:$A$26,MATCH($C256,'Shultis Faw'!$A$2:$A$26,1)+1)-INDEX('Shultis Faw'!$A$2:$A$26,MATCH($C256,'Shultis Faw'!$A$2:$A$26,1))),$C256*'Shultis Faw'!$F$2/'Shultis Faw'!$A$2)","v":13.837400000000001},{"$f":"J256*(H256*'Externe blootstelling'!$D$23/2)^K256+L256*(TANH(((H256*'Externe blootstelling'!$D$23)/(2*M256))-2)-TANH(-2))/(1-TANH(-2))","v":1.9030923373491169},{"$f":"IF(N256=1,1+(I256-1)*H256*'Externe blootstelling'!$D$23/2,1+(I256-1)*(N256^(H256*'Externe blootstelling'!$D$23/2)-1)/(N256-1))","v":13.832049739603569},{"$f":"G256*EXP(-H256*'Externe blootstelling'!$D$23/2)*O256","v":1.1768790483947985E-4}]
[null," g ",0.13158,2.10528E-14,1.11E-4,{"$f":"_xlfn.IFNA(INDEX('hp (pSv cm2)'!$B$2:$B$52,MATCH($C257,'hp (pSv cm2)'!$A$2:$A$52,1))+($C257-INDEX('hp (pSv cm2)'!$A$2:$A$52,MATCH($C257,'hp (pSv cm2)'!$A$2:$A$52,1)))*(INDEX('hp (pSv cm2)'!$B$2:$B$52,MATCH($C257,'hp (pSv cm2)'!$A$2:$A$52,1)+1)-INDEX('hp (pSv cm2)'!$B$2:$B$52,MATCH($C257,'hp (pSv cm2)'!$A$2:$A$52,1)))/(INDEX('hp (pSv cm2)'!$A$2:$A$52,MATCH($C257,'hp (pSv cm2)'!$A$2:$A$52,1)+1)-INDEX('hp (pSv cm2)'!$A$2:$A$52,MATCH($C257,'hp (pSv cm2)'!$A$2:$A$52,1))),$C257*'hp (pSv cm2)'!$B$2/'hp (pSv cm2)'!$A$2)","v":0.66263640000000001},7.35526404E-5,{"$f":"_xlfn.IFNA(0.997*(INDEX('Mass attenuation coefficients'!$B$2:$B$37,MATCH($C257,'Mass attenuation coefficients'!$A$2:$A$37,1))+($C257-INDEX('Mass attenuation coefficients'!$A$2:$A$37,MATCH($C257,'Mass attenuation coefficients'!$A$2:$A$37,1)))*(INDEX('Mass attenuation coefficients'!$B$2:$B$37,MATCH($C257,'Mass attenuation coefficients'!$A$2:$A$37,1)+1)-INDEX('Mass attenuation coefficients'!$B$2:$B$37,MATCH($C257,'Mass attenuation coefficients'!$A$2:$A$37,1)))/(INDEX('Mass attenuation coefficients'!$A$2:$A$37,MATCH($C257,'Mass attenuation coefficients'!$A$2:$A$37,1)+1)-INDEX('Mass attenuation coefficients'!$A$2:$A$37,MATCH($C257,'Mass attenuation coefficients'!$A$2:$A$37,1)))),0.997*$C257*'Mass attenuation coefficients'!$B$2/'Mass attenuation coefficients'!$A$2)","v":0.15746785496000001},{"$f":"_xlfn.IFNA(INDEX('Shultis Faw'!$C$2:$C$26,MATCH($C257,'Shultis Faw'!$A$2:$A$26,1))+($C257-INDEX('Shultis Faw'!$A$2:$A$26,MATCH($C257,'Shultis Faw'!$A$2:$A$26,1)))*(INDEX('Shultis Faw'!$C$2:$C$26,MATCH($C257,'Shultis Faw'!$A$2:$A$26,1)+1)-INDEX('Shultis Faw'!$C$2:$C$26,MATCH($C257,'Shultis Faw'!$A$2:$A$26,1)))/(INDEX('Shultis Faw'!$A$2:$A$26,MATCH($C257,'Shultis Faw'!$A$2:$A$26,1)+1)-INDEX('Shultis Faw'!$A$2:$A$26,MATCH($C257,'Shultis Faw'!$A$2:$A$26,1))),$C257*'Shultis Faw'!$C$2/'Shultis Faw'!$A$2)","v":4.1791944000000001},{"$f":"_xlfn.IFNA(INDEX('Shultis Faw'!$D$2:$D$26,MATCH($C257,'Shultis Faw'!$A$2:$A$26,1))+($C257-INDEX('Shultis Faw'!$A$2:$A$26,MATCH($C257,'Shultis Faw'!$A$2:$A$26,1)))*(INDEX('Shultis Faw'!$D$2:$D$26,MATCH($C257,'Shultis Faw'!$A$2:$A$26,1)+1)-INDEX('Shultis Faw'!$D$2:$D$26,MATCH($C257,'Shultis Faw'!$A$2:$A$26,1)))/(INDEX('Shultis Faw'!$A$2:$A$26,MATCH($C257,'Shultis Faw'!$A$2:$A$26,1)+1)-INDEX('Shultis Faw'!$A$2:$A$26,MATCH($C257,'Shultis Faw'!$A$2:$A$26,1))),$C257*'Shultis Faw'!$D$2/'Shultis Faw'!$A$2)","v":2.2342636000000002},{"$f":"_xlfn.IFNA(INDEX('Shultis Faw'!$B$2:$B$26,MATCH($C257,'Shultis Faw'!$A$2:$A$26,1))+($C257-INDEX('Shultis Faw'!$A$2:$A$26,MATCH($C257,'Shultis Faw'!$A$2:$A$26,1)))*(INDEX('Shultis Faw'!$B$2:$B$26,MATCH($C257,'Shultis Faw'!$A$2:$A$26,1)+1)-INDEX('Shultis Faw'!$B$2:$B$26,MATCH($C257,'Shultis Faw'!$A$2:$A$26,1)))/(INDEX('Shultis Faw'!$A$2:$A$26,MATCH($C257,'Shultis Faw'!$A$2:$A$26,1)+1)-INDEX('Shultis Faw'!$A$2:$A$26,MATCH($C257,'Shultis Faw'!$A$2:$A$26,1))),$C257*'Shultis Faw'!$B$2/'Shultis Faw'!$A$2)","v":-0.18536839999999999},{"$f":"_xlfn.IFNA(INDEX('Shultis Faw'!$E$2:$E$26,MATCH($C257,'Shultis Faw'!$A$2:$A$26,1))+($C257-INDEX('Shultis Faw'!$A$2:$A$26,MATCH($C257,'Shultis Faw'!$A$2:$A$26,1)))*(INDEX('Shultis Faw'!$E$2:$E$26,MATCH($C257,'Shultis Faw'!$A$2:$A$26,1)+1)-INDEX('Shultis Faw'!$E$2:$E$26,MATCH($C257,'Shultis Faw'!$A$2:$A$26,1)))/(INDEX('Shultis Faw'!$A$2:$A$26,MATCH($C257,'Shultis Faw'!$A$2:$A$26,1)+1)-INDEX('Shultis Faw'!$A$2:$A$26,MATCH($C257,'Shultis Faw'!$A$2:$A$26,1))),$C257*'Shultis Faw'!$E$2/'Shultis Faw'!$A$2)","v":7.9505160000000005E-2},{"$f":"_xlfn.IFNA(INDEX('Shultis Faw'!$F$2:$F$26,MATCH($C257,'Shultis Faw'!$A$2:$A$26,1))+($C257-INDEX('Shultis Faw'!$A$2:$A$26,MATCH($C257,'Shultis Faw'!$A$2:$A$26,1)))*(INDEX('Shultis Faw'!$F$2:$F$26,MATCH($C257,'Shultis Faw'!$A$2:$A$26,1)+1)-INDEX('Shultis Faw'!$F$2:$F$26,MATCH($C257,'Shultis Faw'!$A$2:$A$26,1)))/(INDEX('Shultis Faw'!$A$2:$A$26,MATCH($C257,'Shultis Faw'!$A$2:$A$26,1)+1)-INDEX('Shultis Faw'!$A$2:$A$26,MATCH($C257,'Shultis Faw'!$A$2:$A$26,1))),$C257*'Shultis Faw'!$F$2/'Shultis Faw'!$A$2)","v":13.873175999999999},{"$f":"J257*(H257*'Externe blootstelling'!$D$23/2)^K257+L257*(TANH(((H257*'Externe blootstelling'!$D$23)/(2*M257))-2)-TANH(-2))/(1-TANH(-2))","v":1.9057712283816839},{"$f":"IF(N257=1,1+(I257-1)*H257*'Externe blootstelling'!$D$23/2,1+(I257-1)*(N257^(H257*'Externe blootstelling'!$D$23/2)-1)/(N257-1))","v":13.590248145287676},{"$f":"G257*EXP(-H257*'Externe blootstelling'!$D$23/2)*O257","v":9.4192071256723567E-5}]
[null," g ",0.13484000000000002,2.1574400000000003E-14,7.2000000000000002E-5,{"$f":"_xlfn.IFNA(INDEX('hp (pSv cm2)'!$B$2:$B$52,MATCH($C258,'hp (pSv cm2)'!$A$2:$A$52,1))+($C258-INDEX('hp (pSv cm2)'!$A$2:$A$52,MATCH($C258,'hp (pSv cm2)'!$A$2:$A$52,1)))*(INDEX('hp (pSv cm2)'!$B$2:$B$52,MATCH($C258,'hp (pSv cm2)'!$A$2:$A$52,1)+1)-INDEX('hp (pSv cm2)'!$B$2:$B$52,MATCH($C258,'hp (pSv cm2)'!$A$2:$A$52,1)))/(INDEX('hp (pSv cm2)'!$A$2:$A$52,MATCH($C258,'hp (pSv cm2)'!$A$2:$A$52,1)+1)-INDEX('hp (pSv cm2)'!$A$2:$A$52,MATCH($C258,'hp (pSv cm2)'!$A$2:$A$52,1))),$C258*'hp (pSv cm2)'!$B$2/'hp (pSv cm2)'!$A$2)","v":0.67756720000000015},4.8784838400000011E-5,{"$f":"_xlfn.IFNA(0.997*(INDEX('Mass attenuation coefficients'!$B$2:$B$37,MATCH($C258,'Mass attenuation coefficients'!$A$2:$A$37,1))+($C258-INDEX('Mass attenuation coefficients'!$A$2:$A$37,MATCH($C258,'Mass attenuation coefficients'!$A$2:$A$37,1)))*(INDEX('Mass attenuation coefficients'!$B$2:$B$37,MATCH($C258,'Mass attenuation coefficients'!$A$2:$A$37,1)+1)-INDEX('Mass attenuation coefficients'!$B$2:$B$37,MATCH($C258,'Mass attenuation coefficients'!$A$2:$A$37,1)))/(INDEX('Mass attenuation coefficients'!$A$2:$A$37,MATCH($C258,'Mass attenuation coefficients'!$A$2:$A$37,1)+1)-INDEX('Mass attenuation coefficients'!$A$2:$A$37,MATCH($C258,'Mass attenuation coefficients'!$A$2:$A$37,1)))),0.997*$C258*'Mass attenuation coefficients'!$B$2/'Mass attenuation coefficients'!$A$2)","v":0.15615476607999998},{"$f":"_xlfn.IFNA(INDEX('Shultis Faw'!$C$2:$C$26,MATCH($C258,'Shultis Faw'!$A$2:$A$26,1))+($C258-INDEX('Shultis Faw'!$A$2:$A$26,MATCH($C258,'Shultis Faw'!$A$2:$A$26,1)))*(INDEX('Shultis Faw'!$C$2:$C$26,MATCH($C258,'Shultis Faw'!$A$2:$A$26,1)+1)-INDEX('Shultis Faw'!$C$2:$C$26,MATCH($C258,'Shultis Faw'!$A$2:$A$26,1)))/(INDEX('Shultis Faw'!$A$2:$A$26,MATCH($C258,'Shultis Faw'!$A$2:$A$26,1)+1)-INDEX('Shultis Faw'!$A$2:$A$26,MATCH($C258,'Shultis Faw'!$A$2:$A$26,1))),$C258*'Shultis Faw'!$C$2/'Shultis Faw'!$A$2)","v":4.1292511999999997},{"$f":"_xlfn.IFNA(INDEX('Shultis Faw'!$D$2:$D$26,MATCH($C258,'Shultis Faw'!$A$2:$A$26,1))+($C258-INDEX('Shultis Faw'!$A$2:$A$26,MATCH($C258,'Shultis Faw'!$A$2:$A$26,1)))*(INDEX('Shultis Faw'!$D$2:$D$26,MATCH($C258,'Shultis Faw'!$A$2:$A$26,1)+1)-INDEX('Shultis Faw'!$D$2:$D$26,MATCH($C258,'Shultis Faw'!$A$2:$A$26,1)))/(INDEX('Shultis Faw'!$A$2:$A$26,MATCH($C258,'Shultis Faw'!$A$2:$A$26,1)+1)-INDEX('Shultis Faw'!$A$2:$A$26,MATCH($C258,'Shultis Faw'!$A$2:$A$26,1))),$C258*'Shultis Faw'!$D$2/'Shultis Faw'!$A$2)","v":2.2356327999999999},{"$f":"_xlfn.IFNA(INDEX('Shultis Faw'!$B$2:$B$26,MATCH($C258,'Shultis Faw'!$A$2:$A$26,1))+($C258-INDEX('Shultis Faw'!$A$2:$A$26,MATCH($C258,'Shultis Faw'!$A$2:$A$26,1)))*(INDEX('Shultis Faw'!$B$2:$B$26,MATCH($C258,'Shultis Faw'!$A$2:$A$26,1)+1)-INDEX('Shultis Faw'!$B$2:$B$26,MATCH($C258,'Shultis Faw'!$A$2:$A$26,1)))/(INDEX('Shultis Faw'!$A$2:$A$26,MATCH($C258,'Shultis Faw'!$A$2:$A$26,1)+1)-INDEX('Shultis Faw'!$A$2:$A$26,MATCH($C258,'Shultis Faw'!$A$2:$A$26,1))),$C258*'Shultis Faw'!$B$2/'Shultis Faw'!$A$2)","v":-0.1853032},{"$f":"_xlfn.IFNA(INDEX('Shultis Faw'!$E$2:$E$26,MATCH($C258,'Shultis Faw'!$A$2:$A$26,1))+($C258-INDEX('Shultis Faw'!$A$2:$A$26,MATCH($C258,'Shultis Faw'!$A$2:$A$26,1)))*(INDEX('Shultis Faw'!$E$2:$E$26,MATCH($C258,'Shultis Faw'!$A$2:$A$26,1)+1)-INDEX('Shultis Faw'!$E$2:$E$26,MATCH($C258,'Shultis Faw'!$A$2:$A$26,1)))/(INDEX('Shultis Faw'!$A$2:$A$26,MATCH($C258,'Shultis Faw'!$A$2:$A$26,1)+1)-INDEX('Shultis Faw'!$A$2:$A$26,MATCH($C258,'Shultis Faw'!$A$2:$A$26,1))),$C258*'Shultis Faw'!$E$2/'Shultis Faw'!$A$2)","v":7.9185680000000008E-2},{"$f":"_xlfn.IFNA(INDEX('Shultis Faw'!$F$2:$F$26,MATCH($C258,'Shultis Faw'!$A$2:$A$26,1))+($C258-INDEX('Shultis Faw'!$A$2:$A$26,MATCH($C258,'Shultis Faw'!$A$2:$A$26,1)))*(INDEX('Shultis Faw'!$F$2:$F$26,MATCH($C258,'Shultis Faw'!$A$2:$A$26,1)+1)-INDEX('Shultis Faw'!$F$2:$F$26,MATCH($C258,'Shultis Faw'!$A$2:$A$26,1)))/(INDEX('Shultis Faw'!$A$2:$A$26,MATCH($C258,'Shultis Faw'!$A$2:$A$26,1)+1)-INDEX('Shultis Faw'!$A$2:$A$26,MATCH($C258,'Shultis Faw'!$A$2:$A$26,1))),$C258*'Shultis Faw'!$F$2/'Shultis Faw'!$A$2)","v":13.929247999999999},{"$f":"J258*(H258*'Externe blootstelling'!$D$23/2)^K258+L258*(TANH(((H258*'Externe blootstelling'!$D$23)/(2*M258))-2)-TANH(-2))/(1-TANH(-2))","v":1.9099955503683479},{"$f":"IF(N258=1,1+(I258-1)*H258*'Externe blootstelling'!$D$23/2,1+(I258-1)*(N258^(H258*'Externe blootstelling'!$D$23/2)-1)/(N258-1))","v":13.216830034205122},{"$f":"G258*EXP(-H258*'Externe blootstelling'!$D$23/2)*O258","v":6.1966201847743078E-5}]
[null," g ",0.14605000000000001,2.3367999999999999E-14,2.5999999999999998E-4,{"$f":"_xlfn.IFNA(INDEX('hp (pSv cm2)'!$B$2:$B$52,MATCH($C259,'hp (pSv cm2)'!$A$2:$A$52,1))+($C259-INDEX('hp (pSv cm2)'!$A$2:$A$52,MATCH($C259,'hp (pSv cm2)'!$A$2:$A$52,1)))*(INDEX('hp (pSv cm2)'!$B$2:$B$52,MATCH($C259,'hp (pSv cm2)'!$A$2:$A$52,1)+1)-INDEX('hp (pSv cm2)'!$B$2:$B$52,MATCH($C259,'hp (pSv cm2)'!$A$2:$A$52,1)))/(INDEX('hp (pSv cm2)'!$A$2:$A$52,MATCH($C259,'hp (pSv cm2)'!$A$2:$A$52,1)+1)-INDEX('hp (pSv cm2)'!$A$2:$A$52,MATCH($C259,'hp (pSv cm2)'!$A$2:$A$52,1))),$C259*'hp (pSv cm2)'!$B$2/'hp (pSv cm2)'!$A$2)","v":0.72890900000000003},1.8951634E-4,{"$f":"_xlfn.IFNA(0.997*(INDEX('Mass attenuation coefficients'!$B$2:$B$37,MATCH($C259,'Mass attenuation coefficients'!$A$2:$A$37,1))+($C259-INDEX('Mass attenuation coefficients'!$A$2:$A$37,MATCH($C259,'Mass attenuation coefficients'!$A$2:$A$37,1)))*(INDEX('Mass attenuation coefficients'!$B$2:$B$37,MATCH($C259,'Mass attenuation coefficients'!$A$2:$A$37,1)+1)-INDEX('Mass attenuation coefficients'!$B$2:$B$37,MATCH($C259,'Mass attenuation coefficients'!$A$2:$A$37,1)))/(INDEX('Mass attenuation coefficients'!$A$2:$A$37,MATCH($C259,'Mass attenuation coefficients'!$A$2:$A$37,1)+1)-INDEX('Mass attenuation coefficients'!$A$2:$A$37,MATCH($C259,'Mass attenuation coefficients'!$A$2:$A$37,1)))),0.997*$C259*'Mass attenuation coefficients'!$B$2/'Mass attenuation coefficients'!$A$2)","v":0.15163951259999997},{"$f":"_xlfn.IFNA(INDEX('Shultis Faw'!$C$2:$C$26,MATCH($C259,'Shultis Faw'!$A$2:$A$26,1))+($C259-INDEX('Shultis Faw'!$A$2:$A$26,MATCH($C259,'Shultis Faw'!$A$2:$A$26,1)))*(INDEX('Shultis Faw'!$C$2:$C$26,MATCH($C259,'Shultis Faw'!$A$2:$A$26,1)+1)-INDEX('Shultis Faw'!$C$2:$C$26,MATCH($C259,'Shultis Faw'!$A$2:$A$26,1)))/(INDEX('Shultis Faw'!$A$2:$A$26,MATCH($C259,'Shultis Faw'!$A$2:$A$26,1)+1)-INDEX('Shultis Faw'!$A$2:$A$26,MATCH($C259,'Shultis Faw'!$A$2:$A$26,1))),$C259*'Shultis Faw'!$C$2/'Shultis Faw'!$A$2)","v":3.9575139999999998},{"$f":"_xlfn.IFNA(INDEX('Shultis Faw'!$D$2:$D$26,MATCH($C259,'Shultis Faw'!$A$2:$A$26,1))+($C259-INDEX('Shultis Faw'!$A$2:$A$26,MATCH($C259,'Shultis Faw'!$A$2:$A$26,1)))*(INDEX('Shultis Faw'!$D$2:$D$26,MATCH($C259,'Shultis Faw'!$A$2:$A$26,1)+1)-INDEX('Shultis Faw'!$D$2:$D$26,MATCH($C259,'Shultis Faw'!$A$2:$A$26,1)))/(INDEX('Shultis Faw'!$A$2:$A$26,MATCH($C259,'Shultis Faw'!$A$2:$A$26,1)+1)-INDEX('Shultis Faw'!$A$2:$A$26,MATCH($C259,'Shultis Faw'!$A$2:$A$26,1))),$C259*'Shultis Faw'!$D$2/'Shultis Faw'!$A$2)","v":2.2403409999999999},{"$f":"_xlfn.IFNA(INDEX('Shultis Faw'!$B$2:$B$26,MATCH($C259,'Shultis Faw'!$A$2:$A$26,1))+($C259-INDEX('Shultis Faw'!$A$2:$A$26,MATCH($C259,'Shultis Faw'!$A$2:$A$26,1)))*(INDEX('Shultis Faw'!$B$2:$B$26,MATCH($C259,'Shultis Faw'!$A$2:$A$26,1)+1)-INDEX('Shultis Faw'!$B$2:$B$26,MATCH($C259,'Shultis Faw'!$A$2:$A$26,1)))/(INDEX('Shultis Faw'!$A$2:$A$26,MATCH($C259,'Shultis Faw'!$A$2:$A$26,1)+1)-INDEX('Shultis Faw'!$A$2:$A$26,MATCH($C259,'Shultis Faw'!$A$2:$A$26,1))),$C259*'Shultis Faw'!$B$2/'Shultis Faw'!$A$2)","v":-0.18507899999999999},{"$f":"_xlfn.IFNA(INDEX('Shultis Faw'!$E$2:$E$26,MATCH($C259,'Shultis Faw'!$A$2:$A$26,1))+($C259-INDEX('Shultis Faw'!$A$2:$A$26,MATCH($C259,'Shultis Faw'!$A$2:$A$26,1)))*(INDEX('Shultis Faw'!$E$2:$E$26,MATCH($C259,'Shultis Faw'!$A$2:$A$26,1)+1)-INDEX('Shultis Faw'!$E$2:$E$26,MATCH($C259,'Shultis Faw'!$A$2:$A$26,1)))/(INDEX('Shultis Faw'!$A$2:$A$26,MATCH($C259,'Shultis Faw'!$A$2:$A$26,1)+1)-INDEX('Shultis Faw'!$A$2:$A$26,MATCH($C259,'Shultis Faw'!$A$2:$A$26,1))),$C259*'Shultis Faw'!$E$2/'Shultis Faw'!$A$2)","v":7.8087100000000007E-2},{"$f":"_xlfn.IFNA(INDEX('Shultis Faw'!$F$2:$F$26,MATCH($C259,'Shultis Faw'!$A$2:$A$26,1))+($C259-INDEX('Shultis Faw'!$A$2:$A$26,MATCH($C259,'Shultis Faw'!$A$2:$A$26,1)))*(INDEX('Shultis Faw'!$F$2:$F$26,MATCH($C259,'Shultis Faw'!$A$2:$A$26,1)+1)-INDEX('Shultis Faw'!$F$2:$F$26,MATCH($C259,'Shultis Faw'!$A$2:$A$26,1)))/(INDEX('Shultis Faw'!$A$2:$A$26,MATCH($C259,'Shultis Faw'!$A$2:$A$26,1)+1)-INDEX('Shultis Faw'!$A$2:$A$26,MATCH($C259,'Shultis Faw'!$A$2:$A$26,1))),$C259*'Shultis Faw'!$F$2/'Shultis Faw'!$A$2)","v":14.122059999999999},{"$f":"J259*(H259*'Externe blootstelling'!$D$23/2)^K259+L259*(TANH(((H259*'Externe blootstelling'!$D$23)/(2*M259))-2)-TANH(-2))/(1-TANH(-2))","v":1.924768052111135},{"$f":"IF(N259=1,1+(I259-1)*H259*'Externe blootstelling'!$D$23/2,1+(I259-1)*(N259^(H259*'Externe blootstelling'!$D$23/2)-1)/(N259-1))","v":11.983936021665675},{"$f":"G259*EXP(-H259*'Externe blootstelling'!$D$23/2)*O259","v":2.3356248588977488E-4}]
[null," g ",0.15619999999999998,2.4991999999999993E-14,9.7999999999999997E-5,{"$f":"_xlfn.IFNA(INDEX('hp (pSv cm2)'!$B$2:$B$52,MATCH($C260,'hp (pSv cm2)'!$A$2:$A$52,1))+($C260-INDEX('hp (pSv cm2)'!$A$2:$A$52,MATCH($C260,'hp (pSv cm2)'!$A$2:$A$52,1)))*(INDEX('hp (pSv cm2)'!$B$2:$B$52,MATCH($C260,'hp (pSv cm2)'!$A$2:$A$52,1)+1)-INDEX('hp (pSv cm2)'!$B$2:$B$52,MATCH($C260,'hp (pSv cm2)'!$A$2:$A$52,1)))/(INDEX('hp (pSv cm2)'!$A$2:$A$52,MATCH($C260,'hp (pSv cm2)'!$A$2:$A$52,1)+1)-INDEX('hp (pSv cm2)'!$A$2:$A$52,MATCH($C260,'hp (pSv cm2)'!$A$2:$A$52,1))),$C260*'hp (pSv cm2)'!$B$2/'hp (pSv cm2)'!$A$2)","v":0.77837199999999995},7.6280455999999989E-5,{"$f":"_xlfn.IFNA(0.997*(INDEX('Mass attenuation coefficients'!$B$2:$B$37,MATCH($C260,'Mass attenuation coefficients'!$A$2:$A$37,1))+($C260-INDEX('Mass attenuation coefficients'!$A$2:$A$37,MATCH($C260,'Mass attenuation coefficients'!$A$2:$A$37,1)))*(INDEX('Mass attenuation coefficients'!$B$2:$B$37,MATCH($C260,'Mass attenuation coefficients'!$A$2:$A$37,1)+1)-INDEX('Mass attenuation coefficients'!$B$2:$B$37,MATCH($C260,'Mass attenuation coefficients'!$A$2:$A$37,1)))/(INDEX('Mass attenuation coefficients'!$A$2:$A$37,MATCH($C260,'Mass attenuation coefficients'!$A$2:$A$37,1)+1)-INDEX('Mass attenuation coefficients'!$A$2:$A$37,MATCH($C260,'Mass attenuation coefficients'!$A$2:$A$37,1)))),0.997*$C260*'Mass attenuation coefficients'!$B$2/'Mass attenuation coefficients'!$A$2)","v":0.14837952200000001},{"$f":"_xlfn.IFNA(INDEX('Shultis Faw'!$C$2:$C$26,MATCH($C260,'Shultis Faw'!$A$2:$A$26,1))+($C260-INDEX('Shultis Faw'!$A$2:$A$26,MATCH($C260,'Shultis Faw'!$A$2:$A$26,1)))*(INDEX('Shultis Faw'!$C$2:$C$26,MATCH($C260,'Shultis Faw'!$A$2:$A$26,1)+1)-INDEX('Shultis Faw'!$C$2:$C$26,MATCH($C260,'Shultis Faw'!$A$2:$A$26,1)))/(INDEX('Shultis Faw'!$A$2:$A$26,MATCH($C260,'Shultis Faw'!$A$2:$A$26,1)+1)-INDEX('Shultis Faw'!$A$2:$A$26,MATCH($C260,'Shultis Faw'!$A$2:$A$26,1))),$C260*'Shultis Faw'!$C$2/'Shultis Faw'!$A$2)","v":3.8450440000000001},{"$f":"_xlfn.IFNA(INDEX('Shultis Faw'!$D$2:$D$26,MATCH($C260,'Shultis Faw'!$A$2:$A$26,1))+($C260-INDEX('Shultis Faw'!$A$2:$A$26,MATCH($C260,'Shultis Faw'!$A$2:$A$26,1)))*(INDEX('Shultis Faw'!$D$2:$D$26,MATCH($C260,'Shultis Faw'!$A$2:$A$26,1)+1)-INDEX('Shultis Faw'!$D$2:$D$26,MATCH($C260,'Shultis Faw'!$A$2:$A$26,1)))/(INDEX('Shultis Faw'!$A$2:$A$26,MATCH($C260,'Shultis Faw'!$A$2:$A$26,1)+1)-INDEX('Shultis Faw'!$A$2:$A$26,MATCH($C260,'Shultis Faw'!$A$2:$A$26,1))),$C260*'Shultis Faw'!$D$2/'Shultis Faw'!$A$2)","v":2.2310880000000002},{"$f":"_xlfn.IFNA(INDEX('Shultis Faw'!$B$2:$B$26,MATCH($C260,'Shultis Faw'!$A$2:$A$26,1))+($C260-INDEX('Shultis Faw'!$A$2:$A$26,MATCH($C260,'Shultis Faw'!$A$2:$A$26,1)))*(INDEX('Shultis Faw'!$B$2:$B$26,MATCH($C260,'Shultis Faw'!$A$2:$A$26,1)+1)-INDEX('Shultis Faw'!$B$2:$B$26,MATCH($C260,'Shultis Faw'!$A$2:$A$26,1)))/(INDEX('Shultis Faw'!$A$2:$A$26,MATCH($C260,'Shultis Faw'!$A$2:$A$26,1)+1)-INDEX('Shultis Faw'!$A$2:$A$26,MATCH($C260,'Shultis Faw'!$A$2:$A$26,1))),$C260*'Shultis Faw'!$B$2/'Shultis Faw'!$A$2)","v":-0.18388399999999999},{"$f":"_xlfn.IFNA(INDEX('Shultis Faw'!$E$2:$E$26,MATCH($C260,'Shultis Faw'!$A$2:$A$26,1))+($C260-INDEX('Shultis Faw'!$A$2:$A$26,MATCH($C260,'Shultis Faw'!$A$2:$A$26,1)))*(INDEX('Shultis Faw'!$E$2:$E$26,MATCH($C260,'Shultis Faw'!$A$2:$A$26,1)+1)-INDEX('Shultis Faw'!$E$2:$E$26,MATCH($C260,'Shultis Faw'!$A$2:$A$26,1)))/(INDEX('Shultis Faw'!$A$2:$A$26,MATCH($C260,'Shultis Faw'!$A$2:$A$26,1)+1)-INDEX('Shultis Faw'!$A$2:$A$26,MATCH($C260,'Shultis Faw'!$A$2:$A$26,1))),$C260*'Shultis Faw'!$E$2/'Shultis Faw'!$A$2)","v":7.7662800000000004E-2},{"$f":"_xlfn.IFNA(INDEX('Shultis Faw'!$F$2:$F$26,MATCH($C260,'Shultis Faw'!$A$2:$A$26,1))+($C260-INDEX('Shultis Faw'!$A$2:$A$26,MATCH($C260,'Shultis Faw'!$A$2:$A$26,1)))*(INDEX('Shultis Faw'!$F$2:$F$26,MATCH($C260,'Shultis Faw'!$A$2:$A$26,1)+1)-INDEX('Shultis Faw'!$F$2:$F$26,MATCH($C260,'Shultis Faw'!$A$2:$A$26,1)))/(INDEX('Shultis Faw'!$A$2:$A$26,MATCH($C260,'Shultis Faw'!$A$2:$A$26,1)+1)-INDEX('Shultis Faw'!$A$2:$A$26,MATCH($C260,'Shultis Faw'!$A$2:$A$26,1))),$C260*'Shultis Faw'!$F$2/'Shultis Faw'!$A$2)","v":14.228439999999999},{"$f":"J260*(H260*'Externe blootstelling'!$D$23/2)^K260+L260*(TANH(((H260*'Externe blootstelling'!$D$23)/(2*M260))-2)-TANH(-2))/(1-TANH(-2))","v":1.9263639222441145},{"$f":"IF(N260=1,1+(I260-1)*H260*'Externe blootstelling'!$D$23/2,1+(I260-1)*(N260^(H260*'Externe blootstelling'!$D$23/2)-1)/(N260-1))","v":11.143204614207477},{"$f":"G260*EXP(-H260*'Externe blootstelling'!$D$23/2)*O260","v":9.1794629080328935E-5}]
[null," g ",0.15990000000000001,2.5583999999999999E-14,1.0000000000000001E-5,{"$f":"_xlfn.IFNA(INDEX('hp (pSv cm2)'!$B$2:$B$52,MATCH($C261,'hp (pSv cm2)'!$A$2:$A$52,1))+($C261-INDEX('hp (pSv cm2)'!$A$2:$A$52,MATCH($C261,'hp (pSv cm2)'!$A$2:$A$52,1)))*(INDEX('hp (pSv cm2)'!$B$2:$B$52,MATCH($C261,'hp (pSv cm2)'!$A$2:$A$52,1)+1)-INDEX('hp (pSv cm2)'!$B$2:$B$52,MATCH($C261,'hp (pSv cm2)'!$A$2:$A$52,1)))/(INDEX('hp (pSv cm2)'!$A$2:$A$52,MATCH($C261,'hp (pSv cm2)'!$A$2:$A$52,1)+1)-INDEX('hp (pSv cm2)'!$A$2:$A$52,MATCH($C261,'hp (pSv cm2)'!$A$2:$A$52,1))),$C261*'hp (pSv cm2)'!$B$2/'hp (pSv cm2)'!$A$2)","v":0.79709400000000008},7.9709400000000013E-6,{"$f":"_xlfn.IFNA(0.997*(INDEX('Mass attenuation coefficients'!$B$2:$B$37,MATCH($C261,'Mass attenuation coefficients'!$A$2:$A$37,1))+($C261-INDEX('Mass attenuation coefficients'!$A$2:$A$37,MATCH($C261,'Mass attenuation coefficients'!$A$2:$A$37,1)))*(INDEX('Mass attenuation coefficients'!$B$2:$B$37,MATCH($C261,'Mass attenuation coefficients'!$A$2:$A$37,1)+1)-INDEX('Mass attenuation coefficients'!$B$2:$B$37,MATCH($C261,'Mass attenuation coefficients'!$A$2:$A$37,1)))/(INDEX('Mass attenuation coefficients'!$A$2:$A$37,MATCH($C261,'Mass attenuation coefficients'!$A$2:$A$37,1)+1)-INDEX('Mass attenuation coefficients'!$A$2:$A$37,MATCH($C261,'Mass attenuation coefficients'!$A$2:$A$37,1)))),0.997*$C261*'Mass attenuation coefficients'!$B$2/'Mass attenuation coefficients'!$A$2)","v":0.14738351899999999},{"$f":"_xlfn.IFNA(INDEX('Shultis Faw'!$C$2:$C$26,MATCH($C261,'Shultis Faw'!$A$2:$A$26,1))+($C261-INDEX('Shultis Faw'!$A$2:$A$26,MATCH($C261,'Shultis Faw'!$A$2:$A$26,1)))*(INDEX('Shultis Faw'!$C$2:$C$26,MATCH($C261,'Shultis Faw'!$A$2:$A$26,1)+1)-INDEX('Shultis Faw'!$C$2:$C$26,MATCH($C261,'Shultis Faw'!$A$2:$A$26,1)))/(INDEX('Shultis Faw'!$A$2:$A$26,MATCH($C261,'Shultis Faw'!$A$2:$A$26,1)+1)-INDEX('Shultis Faw'!$A$2:$A$26,MATCH($C261,'Shultis Faw'!$A$2:$A$26,1))),$C261*'Shultis Faw'!$C$2/'Shultis Faw'!$A$2)","v":3.8140379999999996},{"$f":"_xlfn.IFNA(INDEX('Shultis Faw'!$D$2:$D$26,MATCH($C261,'Shultis Faw'!$A$2:$A$26,1))+($C261-INDEX('Shultis Faw'!$A$2:$A$26,MATCH($C261,'Shultis Faw'!$A$2:$A$26,1)))*(INDEX('Shultis Faw'!$D$2:$D$26,MATCH($C261,'Shultis Faw'!$A$2:$A$26,1)+1)-INDEX('Shultis Faw'!$D$2:$D$26,MATCH($C261,'Shultis Faw'!$A$2:$A$26,1)))/(INDEX('Shultis Faw'!$A$2:$A$26,MATCH($C261,'Shultis Faw'!$A$2:$A$26,1)+1)-INDEX('Shultis Faw'!$A$2:$A$26,MATCH($C261,'Shultis Faw'!$A$2:$A$26,1))),$C261*'Shultis Faw'!$D$2/'Shultis Faw'!$A$2)","v":2.2245759999999999},{"$f":"_xlfn.IFNA(INDEX('Shultis Faw'!$B$2:$B$26,MATCH($C261,'Shultis Faw'!$A$2:$A$26,1))+($C261-INDEX('Shultis Faw'!$A$2:$A$26,MATCH($C261,'Shultis Faw'!$A$2:$A$26,1)))*(INDEX('Shultis Faw'!$B$2:$B$26,MATCH($C261,'Shultis Faw'!$A$2:$A$26,1)+1)-INDEX('Shultis Faw'!$B$2:$B$26,MATCH($C261,'Shultis Faw'!$A$2:$A$26,1)))/(INDEX('Shultis Faw'!$A$2:$A$26,MATCH($C261,'Shultis Faw'!$A$2:$A$26,1)+1)-INDEX('Shultis Faw'!$A$2:$A$26,MATCH($C261,'Shultis Faw'!$A$2:$A$26,1))),$C261*'Shultis Faw'!$B$2/'Shultis Faw'!$A$2)","v":-0.18321799999999999},{"$f":"_xlfn.IFNA(INDEX('Shultis Faw'!$E$2:$E$26,MATCH($C261,'Shultis Faw'!$A$2:$A$26,1))+($C261-INDEX('Shultis Faw'!$A$2:$A$26,MATCH($C261,'Shultis Faw'!$A$2:$A$26,1)))*(INDEX('Shultis Faw'!$E$2:$E$26,MATCH($C261,'Shultis Faw'!$A$2:$A$26,1)+1)-INDEX('Shultis Faw'!$E$2:$E$26,MATCH($C261,'Shultis Faw'!$A$2:$A$26,1)))/(INDEX('Shultis Faw'!$A$2:$A$26,MATCH($C261,'Shultis Faw'!$A$2:$A$26,1)+1)-INDEX('Shultis Faw'!$A$2:$A$26,MATCH($C261,'Shultis Faw'!$A$2:$A$26,1))),$C261*'Shultis Faw'!$E$2/'Shultis Faw'!$A$2)","v":7.7640600000000004E-2},{"$f":"_xlfn.IFNA(INDEX('Shultis Faw'!$F$2:$F$26,MATCH($C261,'Shultis Faw'!$A$2:$A$26,1))+($C261-INDEX('Shultis Faw'!$A$2:$A$26,MATCH($C261,'Shultis Faw'!$A$2:$A$26,1)))*(INDEX('Shultis Faw'!$F$2:$F$26,MATCH($C261,'Shultis Faw'!$A$2:$A$26,1)+1)-INDEX('Shultis Faw'!$F$2:$F$26,MATCH($C261,'Shultis Faw'!$A$2:$A$26,1)))/(INDEX('Shultis Faw'!$A$2:$A$26,MATCH($C261,'Shultis Faw'!$A$2:$A$26,1)+1)-INDEX('Shultis Faw'!$A$2:$A$26,MATCH($C261,'Shultis Faw'!$A$2:$A$26,1))),$C261*'Shultis Faw'!$F$2/'Shultis Faw'!$A$2)","v":14.251379999999999},{"$f":"J261*(H261*'Externe blootstelling'!$D$23/2)^K261+L261*(TANH(((H261*'Externe blootstelling'!$D$23)/(2*M261))-2)-TANH(-2))/(1-TANH(-2))","v":1.9241335470024927},{"$f":"IF(N261=1,1+(I261-1)*H261*'Externe blootstelling'!$D$23/2,1+(I261-1)*(N261^(H261*'Externe blootstelling'!$D$23/2)-1)/(N261-1))","v":10.895979302365721},{"$f":"G261*EXP(-H261*'Externe blootstelling'!$D$23/2)*O261","v":9.5204631037667557E-6}]
[null," g ",0.16209000000000001,2.59344E-14,1.1000000000000001E-5,{"$f":"_xlfn.IFNA(INDEX('hp (pSv cm2)'!$B$2:$B$52,MATCH($C262,'hp (pSv cm2)'!$A$2:$A$52,1))+($C262-INDEX('hp (pSv cm2)'!$A$2:$A$52,MATCH($C262,'hp (pSv cm2)'!$A$2:$A$52,1)))*(INDEX('hp (pSv cm2)'!$B$2:$B$52,MATCH($C262,'hp (pSv cm2)'!$A$2:$A$52,1)+1)-INDEX('hp (pSv cm2)'!$B$2:$B$52,MATCH($C262,'hp (pSv cm2)'!$A$2:$A$52,1)))/(INDEX('hp (pSv cm2)'!$A$2:$A$52,MATCH($C262,'hp (pSv cm2)'!$A$2:$A$52,1)+1)-INDEX('hp (pSv cm2)'!$A$2:$A$52,MATCH($C262,'hp (pSv cm2)'!$A$2:$A$52,1))),$C262*'hp (pSv cm2)'!$B$2/'hp (pSv cm2)'!$A$2)","v":0.8081754000000001},8.8899294000000018E-6,{"$f":"_xlfn.IFNA(0.997*(INDEX('Mass attenuation coefficients'!$B$2:$B$37,MATCH($C262,'Mass attenuation coefficients'!$A$2:$A$37,1))+($C262-INDEX('Mass attenuation coefficients'!$A$2:$A$37,MATCH($C262,'Mass attenuation coefficients'!$A$2:$A$37,1)))*(INDEX('Mass attenuation coefficients'!$B$2:$B$37,MATCH($C262,'Mass attenuation coefficients'!$A$2:$A$37,1)+1)-INDEX('Mass attenuation coefficients'!$B$2:$B$37,MATCH($C262,'Mass attenuation coefficients'!$A$2:$A$37,1)))/(INDEX('Mass attenuation coefficients'!$A$2:$A$37,MATCH($C262,'Mass attenuation coefficients'!$A$2:$A$37,1)+1)-INDEX('Mass attenuation coefficients'!$A$2:$A$37,MATCH($C262,'Mass attenuation coefficients'!$A$2:$A$37,1)))),0.997*$C262*'Mass attenuation coefficients'!$B$2/'Mass attenuation coefficients'!$A$2)","v":0.1467939929},{"$f":"_xlfn.IFNA(INDEX('Shultis Faw'!$C$2:$C$26,MATCH($C262,'Shultis Faw'!$A$2:$A$26,1))+($C262-INDEX('Shultis Faw'!$A$2:$A$26,MATCH($C262,'Shultis Faw'!$A$2:$A$26,1)))*(INDEX('Shultis Faw'!$C$2:$C$26,MATCH($C262,'Shultis Faw'!$A$2:$A$26,1)+1)-INDEX('Shultis Faw'!$C$2:$C$26,MATCH($C262,'Shultis Faw'!$A$2:$A$26,1)))/(INDEX('Shultis Faw'!$A$2:$A$26,MATCH($C262,'Shultis Faw'!$A$2:$A$26,1)+1)-INDEX('Shultis Faw'!$A$2:$A$26,MATCH($C262,'Shultis Faw'!$A$2:$A$26,1))),$C262*'Shultis Faw'!$C$2/'Shultis Faw'!$A$2)","v":3.7956857999999998},{"$f":"_xlfn.IFNA(INDEX('Shultis Faw'!$D$2:$D$26,MATCH($C262,'Shultis Faw'!$A$2:$A$26,1))+($C262-INDEX('Shultis Faw'!$A$2:$A$26,MATCH($C262,'Shultis Faw'!$A$2:$A$26,1)))*(INDEX('Shultis Faw'!$D$2:$D$26,MATCH($C262,'Shultis Faw'!$A$2:$A$26,1)+1)-INDEX('Shultis Faw'!$D$2:$D$26,MATCH($C262,'Shultis Faw'!$A$2:$A$26,1)))/(INDEX('Shultis Faw'!$A$2:$A$26,MATCH($C262,'Shultis Faw'!$A$2:$A$26,1)+1)-INDEX('Shultis Faw'!$A$2:$A$26,MATCH($C262,'Shultis Faw'!$A$2:$A$26,1))),$C262*'Shultis Faw'!$D$2/'Shultis Faw'!$A$2)","v":2.2207216000000001},{"$f":"_xlfn.IFNA(INDEX('Shultis Faw'!$B$2:$B$26,MATCH($C262,'Shultis Faw'!$A$2:$A$26,1))+($C262-INDEX('Shultis Faw'!$A$2:$A$26,MATCH($C262,'Shultis Faw'!$A$2:$A$26,1)))*(INDEX('Shultis Faw'!$B$2:$B$26,MATCH($C262,'Shultis Faw'!$A$2:$A$26,1)+1)-INDEX('Shultis Faw'!$B$2:$B$26,MATCH($C262,'Shultis Faw'!$A$2:$A$26,1)))/(INDEX('Shultis Faw'!$A$2:$A$26,MATCH($C262,'Shultis Faw'!$A$2:$A$26,1)+1)-INDEX('Shultis Faw'!$A$2:$A$26,MATCH($C262,'Shultis Faw'!$A$2:$A$26,1))),$C262*'Shultis Faw'!$B$2/'Shultis Faw'!$A$2)","v":-0.18282379999999998},{"$f":"_xlfn.IFNA(INDEX('Shultis Faw'!$E$2:$E$26,MATCH($C262,'Shultis Faw'!$A$2:$A$26,1))+($C262-INDEX('Shultis Faw'!$A$2:$A$26,MATCH($C262,'Shultis Faw'!$A$2:$A$26,1)))*(INDEX('Shultis Faw'!$E$2:$E$26,MATCH($C262,'Shultis Faw'!$A$2:$A$26,1)+1)-INDEX('Shultis Faw'!$E$2:$E$26,MATCH($C262,'Shultis Faw'!$A$2:$A$26,1)))/(INDEX('Shultis Faw'!$A$2:$A$26,MATCH($C262,'Shultis Faw'!$A$2:$A$26,1)+1)-INDEX('Shultis Faw'!$A$2:$A$26,MATCH($C262,'Shultis Faw'!$A$2:$A$26,1))),$C262*'Shultis Faw'!$E$2/'Shultis Faw'!$A$2)","v":7.7627460000000009E-2},{"$f":"_xlfn.IFNA(INDEX('Shultis Faw'!$F$2:$F$26,MATCH($C262,'Shultis Faw'!$A$2:$A$26,1))+($C262-INDEX('Shultis Faw'!$A$2:$A$26,MATCH($C262,'Shultis Faw'!$A$2:$A$26,1)))*(INDEX('Shultis Faw'!$F$2:$F$26,MATCH($C262,'Shultis Faw'!$A$2:$A$26,1)+1)-INDEX('Shultis Faw'!$F$2:$F$26,MATCH($C262,'Shultis Faw'!$A$2:$A$26,1)))/(INDEX('Shultis Faw'!$A$2:$A$26,MATCH($C262,'Shultis Faw'!$A$2:$A$26,1)+1)-INDEX('Shultis Faw'!$A$2:$A$26,MATCH($C262,'Shultis Faw'!$A$2:$A$26,1))),$C262*'Shultis Faw'!$F$2/'Shultis Faw'!$A$2)","v":14.264958},{"$f":"J262*(H262*'Externe blootstelling'!$D$23/2)^K262+L262*(TANH(((H262*'Externe blootstelling'!$D$23)/(2*M262))-2)-TANH(-2))/(1-TANH(-2))","v":1.9228063008522531},{"$f":"IF(N262=1,1+(I262-1)*H262*'Externe blootstelling'!$D$23/2,1+(I262-1)*(N262^(H262*'Externe blootstelling'!$D$23/2)-1)/(N262-1))","v":10.751847784555743},{"$f":"G262*EXP(-H262*'Externe blootstelling'!$D$23/2)*O262","v":1.0570708650750167E-5}]
[null," g ",0.16589999999999999,2.6543999999999999E-14,2.5000000000000001E-5,{"$f":"_xlfn.IFNA(INDEX('hp (pSv cm2)'!$B$2:$B$52,MATCH($C263,'hp (pSv cm2)'!$A$2:$A$52,1))+($C263-INDEX('hp (pSv cm2)'!$A$2:$A$52,MATCH($C263,'hp (pSv cm2)'!$A$2:$A$52,1)))*(INDEX('hp (pSv cm2)'!$B$2:$B$52,MATCH($C263,'hp (pSv cm2)'!$A$2:$A$52,1)+1)-INDEX('hp (pSv cm2)'!$B$2:$B$52,MATCH($C263,'hp (pSv cm2)'!$A$2:$A$52,1)))/(INDEX('hp (pSv cm2)'!$A$2:$A$52,MATCH($C263,'hp (pSv cm2)'!$A$2:$A$52,1)+1)-INDEX('hp (pSv cm2)'!$A$2:$A$52,MATCH($C263,'hp (pSv cm2)'!$A$2:$A$52,1))),$C263*'hp (pSv cm2)'!$B$2/'hp (pSv cm2)'!$A$2)","v":0.82745399999999991},2.0686349999999999E-5,{"$f":"_xlfn.IFNA(0.997*(INDEX('Mass attenuation coefficients'!$B$2:$B$37,MATCH($C263,'Mass attenuation coefficients'!$A$2:$A$37,1))+($C263-INDEX('Mass attenuation coefficients'!$A$2:$A$37,MATCH($C263,'Mass attenuation coefficients'!$A$2:$A$37,1)))*(INDEX('Mass attenuation coefficients'!$B$2:$B$37,MATCH($C263,'Mass attenuation coefficients'!$A$2:$A$37,1)+1)-INDEX('Mass attenuation coefficients'!$B$2:$B$37,MATCH($C263,'Mass attenuation coefficients'!$A$2:$A$37,1)))/(INDEX('Mass attenuation coefficients'!$A$2:$A$37,MATCH($C263,'Mass attenuation coefficients'!$A$2:$A$37,1)+1)-INDEX('Mass attenuation coefficients'!$A$2:$A$37,MATCH($C263,'Mass attenuation coefficients'!$A$2:$A$37,1)))),0.997*$C263*'Mass attenuation coefficients'!$B$2/'Mass attenuation coefficients'!$A$2)","v":0.145768379},{"$f":"_xlfn.IFNA(INDEX('Shultis Faw'!$C$2:$C$26,MATCH($C263,'Shultis Faw'!$A$2:$A$26,1))+($C263-INDEX('Shultis Faw'!$A$2:$A$26,MATCH($C263,'Shultis Faw'!$A$2:$A$26,1)))*(INDEX('Shultis Faw'!$C$2:$C$26,MATCH($C263,'Shultis Faw'!$A$2:$A$26,1)+1)-INDEX('Shultis Faw'!$C$2:$C$26,MATCH($C263,'Shultis Faw'!$A$2:$A$26,1)))/(INDEX('Shultis Faw'!$A$2:$A$26,MATCH($C263,'Shultis Faw'!$A$2:$A$26,1)+1)-INDEX('Shultis Faw'!$A$2:$A$26,MATCH($C263,'Shultis Faw'!$A$2:$A$26,1))),$C263*'Shultis Faw'!$C$2/'Shultis Faw'!$A$2)","v":3.7637580000000002},{"$f":"_xlfn.IFNA(INDEX('Shultis Faw'!$D$2:$D$26,MATCH($C263,'Shultis Faw'!$A$2:$A$26,1))+($C263-INDEX('Shultis Faw'!$A$2:$A$26,MATCH($C263,'Shultis Faw'!$A$2:$A$26,1)))*(INDEX('Shultis Faw'!$D$2:$D$26,MATCH($C263,'Shultis Faw'!$A$2:$A$26,1)+1)-INDEX('Shultis Faw'!$D$2:$D$26,MATCH($C263,'Shultis Faw'!$A$2:$A$26,1)))/(INDEX('Shultis Faw'!$A$2:$A$26,MATCH($C263,'Shultis Faw'!$A$2:$A$26,1)+1)-INDEX('Shultis Faw'!$A$2:$A$26,MATCH($C263,'Shultis Faw'!$A$2:$A$26,1))),$C263*'Shultis Faw'!$D$2/'Shultis Faw'!$A$2)","v":2.214016},{"$f":"_xlfn.IFNA(INDEX('Shultis Faw'!$B$2:$B$26,MATCH($C263,'Shultis Faw'!$A$2:$A$26,1))+($C263-INDEX('Shultis Faw'!$A$2:$A$26,MATCH($C263,'Shultis Faw'!$A$2:$A$26,1)))*(INDEX('Shultis Faw'!$B$2:$B$26,MATCH($C263,'Shultis Faw'!$A$2:$A$26,1)+1)-INDEX('Shultis Faw'!$B$2:$B$26,MATCH($C263,'Shultis Faw'!$A$2:$A$26,1)))/(INDEX('Shultis Faw'!$A$2:$A$26,MATCH($C263,'Shultis Faw'!$A$2:$A$26,1)+1)-INDEX('Shultis Faw'!$A$2:$A$26,MATCH($C263,'Shultis Faw'!$A$2:$A$26,1))),$C263*'Shultis Faw'!$B$2/'Shultis Faw'!$A$2)","v":-0.18213799999999999},{"$f":"_xlfn.IFNA(INDEX('Shultis Faw'!$E$2:$E$26,MATCH($C263,'Shultis Faw'!$A$2:$A$26,1))+($C263-INDEX('Shultis Faw'!$A$2:$A$26,MATCH($C263,'Shultis Faw'!$A$2:$A$26,1)))*(INDEX('Shultis Faw'!$E$2:$E$26,MATCH($C263,'Shultis Faw'!$A$2:$A$26,1)+1)-INDEX('Shultis Faw'!$E$2:$E$26,MATCH($C263,'Shultis Faw'!$A$2:$A$26,1)))/(INDEX('Shultis Faw'!$A$2:$A$26,MATCH($C263,'Shultis Faw'!$A$2:$A$26,1)+1)-INDEX('Shultis Faw'!$A$2:$A$26,MATCH($C263,'Shultis Faw'!$A$2:$A$26,1))),$C263*'Shultis Faw'!$E$2/'Shultis Faw'!$A$2)","v":7.7604599999999996E-2},{"$f":"_xlfn.IFNA(INDEX('Shultis Faw'!$F$2:$F$26,MATCH($C263,'Shultis Faw'!$A$2:$A$26,1))+($C263-INDEX('Shultis Faw'!$A$2:$A$26,MATCH($C263,'Shultis Faw'!$A$2:$A$26,1)))*(INDEX('Shultis Faw'!$F$2:$F$26,MATCH($C263,'Shultis Faw'!$A$2:$A$26,1)+1)-INDEX('Shultis Faw'!$F$2:$F$26,MATCH($C263,'Shultis Faw'!$A$2:$A$26,1)))/(INDEX('Shultis Faw'!$A$2:$A$26,MATCH($C263,'Shultis Faw'!$A$2:$A$26,1)+1)-INDEX('Shultis Faw'!$A$2:$A$26,MATCH($C263,'Shultis Faw'!$A$2:$A$26,1))),$C263*'Shultis Faw'!$F$2/'Shultis Faw'!$A$2)","v":14.28858},{"$f":"J263*(H263*'Externe blootstelling'!$D$23/2)^K263+L263*(TANH(((H263*'Externe blootstelling'!$D$23)/(2*M263))-2)-TANH(-2))/(1-TANH(-2))","v":1.9204846674322533},{"$f":"IF(N263=1,1+(I263-1)*H263*'Externe blootstelling'!$D$23/2,1+(I263-1)*(N263^(H263*'Externe blootstelling'!$D$23/2)-1)/(N263-1))","v":10.504940314618281},{"$f":"G263*EXP(-H263*'Externe blootstelling'!$D$23/2)*O263","v":2.4405146449803742E-5}]
[null," g ",0.1807,2.8912E-14,4.0000000000000003E-5,{"$f":"_xlfn.IFNA(INDEX('hp (pSv cm2)'!$B$2:$B$52,MATCH($C264,'hp (pSv cm2)'!$A$2:$A$52,1))+($C264-INDEX('hp (pSv cm2)'!$A$2:$A$52,MATCH($C264,'hp (pSv cm2)'!$A$2:$A$52,1)))*(INDEX('hp (pSv cm2)'!$B$2:$B$52,MATCH($C264,'hp (pSv cm2)'!$A$2:$A$52,1)+1)-INDEX('hp (pSv cm2)'!$B$2:$B$52,MATCH($C264,'hp (pSv cm2)'!$A$2:$A$52,1)))/(INDEX('hp (pSv cm2)'!$A$2:$A$52,MATCH($C264,'hp (pSv cm2)'!$A$2:$A$52,1)+1)-INDEX('hp (pSv cm2)'!$A$2:$A$52,MATCH($C264,'hp (pSv cm2)'!$A$2:$A$52,1))),$C264*'hp (pSv cm2)'!$B$2/'hp (pSv cm2)'!$A$2)","v":0.90234199999999998},3.6093680000000002E-5,{"$f":"_xlfn.IFNA(0.997*(INDEX('Mass attenuation coefficients'!$B$2:$B$37,MATCH($C264,'Mass attenuation coefficients'!$A$2:$A$37,1))+($C264-INDEX('Mass attenuation coefficients'!$A$2:$A$37,MATCH($C264,'Mass attenuation coefficients'!$A$2:$A$37,1)))*(INDEX('Mass attenuation coefficients'!$B$2:$B$37,MATCH($C264,'Mass attenuation coefficients'!$A$2:$A$37,1)+1)-INDEX('Mass attenuation coefficients'!$B$2:$B$37,MATCH($C264,'Mass attenuation coefficients'!$A$2:$A$37,1)))/(INDEX('Mass attenuation coefficients'!$A$2:$A$37,MATCH($C264,'Mass attenuation coefficients'!$A$2:$A$37,1)+1)-INDEX('Mass attenuation coefficients'!$A$2:$A$37,MATCH($C264,'Mass attenuation coefficients'!$A$2:$A$37,1)))),0.997*$C264*'Mass attenuation coefficients'!$B$2/'Mass attenuation coefficients'!$A$2)","v":0.14178436699999999},{"$f":"_xlfn.IFNA(INDEX('Shultis Faw'!$C$2:$C$26,MATCH($C264,'Shultis Faw'!$A$2:$A$26,1))+($C264-INDEX('Shultis Faw'!$A$2:$A$26,MATCH($C264,'Shultis Faw'!$A$2:$A$26,1)))*(INDEX('Shultis Faw'!$C$2:$C$26,MATCH($C264,'Shultis Faw'!$A$2:$A$26,1)+1)-INDEX('Shultis Faw'!$C$2:$C$26,MATCH($C264,'Shultis Faw'!$A$2:$A$26,1)))/(INDEX('Shultis Faw'!$A$2:$A$26,MATCH($C264,'Shultis Faw'!$A$2:$A$26,1)+1)-INDEX('Shultis Faw'!$A$2:$A$26,MATCH($C264,'Shultis Faw'!$A$2:$A$26,1))),$C264*'Shultis Faw'!$C$2/'Shultis Faw'!$A$2)","v":3.6397340000000002},{"$f":"_xlfn.IFNA(INDEX('Shultis Faw'!$D$2:$D$26,MATCH($C264,'Shultis Faw'!$A$2:$A$26,1))+($C264-INDEX('Shultis Faw'!$A$2:$A$26,MATCH($C264,'Shultis Faw'!$A$2:$A$26,1)))*(INDEX('Shultis Faw'!$D$2:$D$26,MATCH($C264,'Shultis Faw'!$A$2:$A$26,1)+1)-INDEX('Shultis Faw'!$D$2:$D$26,MATCH($C264,'Shultis Faw'!$A$2:$A$26,1)))/(INDEX('Shultis Faw'!$A$2:$A$26,MATCH($C264,'Shultis Faw'!$A$2:$A$26,1)+1)-INDEX('Shultis Faw'!$A$2:$A$26,MATCH($C264,'Shultis Faw'!$A$2:$A$26,1))),$C264*'Shultis Faw'!$D$2/'Shultis Faw'!$A$2)","v":2.1879680000000001},{"$f":"_xlfn.IFNA(INDEX('Shultis Faw'!$B$2:$B$26,MATCH($C264,'Shultis Faw'!$A$2:$A$26,1))+($C264-INDEX('Shultis Faw'!$A$2:$A$26,MATCH($C264,'Shultis Faw'!$A$2:$A$26,1)))*(INDEX('Shultis Faw'!$B$2:$B$26,MATCH($C264,'Shultis Faw'!$A$2:$A$26,1)+1)-INDEX('Shultis Faw'!$B$2:$B$26,MATCH($C264,'Shultis Faw'!$A$2:$A$26,1)))/(INDEX('Shultis Faw'!$A$2:$A$26,MATCH($C264,'Shultis Faw'!$A$2:$A$26,1)+1)-INDEX('Shultis Faw'!$A$2:$A$26,MATCH($C264,'Shultis Faw'!$A$2:$A$26,1))),$C264*'Shultis Faw'!$B$2/'Shultis Faw'!$A$2)","v":-0.17947399999999999},{"$f":"_xlfn.IFNA(INDEX('Shultis Faw'!$E$2:$E$26,MATCH($C264,'Shultis Faw'!$A$2:$A$26,1))+($C264-INDEX('Shultis Faw'!$A$2:$A$26,MATCH($C264,'Shultis Faw'!$A$2:$A$26,1)))*(INDEX('Shultis Faw'!$E$2:$E$26,MATCH($C264,'Shultis Faw'!$A$2:$A$26,1)+1)-INDEX('Shultis Faw'!$E$2:$E$26,MATCH($C264,'Shultis Faw'!$A$2:$A$26,1)))/(INDEX('Shultis Faw'!$A$2:$A$26,MATCH($C264,'Shultis Faw'!$A$2:$A$26,1)+1)-INDEX('Shultis Faw'!$A$2:$A$26,MATCH($C264,'Shultis Faw'!$A$2:$A$26,1))),$C264*'Shultis Faw'!$E$2/'Shultis Faw'!$A$2)","v":7.7515799999999996E-2},{"$f":"_xlfn.IFNA(INDEX('Shultis Faw'!$F$2:$F$26,MATCH($C264,'Shultis Faw'!$A$2:$A$26,1))+($C264-INDEX('Shultis Faw'!$A$2:$A$26,MATCH($C264,'Shultis Faw'!$A$2:$A$26,1)))*(INDEX('Shultis Faw'!$F$2:$F$26,MATCH($C264,'Shultis Faw'!$A$2:$A$26,1)+1)-INDEX('Shultis Faw'!$F$2:$F$26,MATCH($C264,'Shultis Faw'!$A$2:$A$26,1)))/(INDEX('Shultis Faw'!$A$2:$A$26,MATCH($C264,'Shultis Faw'!$A$2:$A$26,1)+1)-INDEX('Shultis Faw'!$A$2:$A$26,MATCH($C264,'Shultis Faw'!$A$2:$A$26,1))),$C264*'Shultis Faw'!$F$2/'Shultis Faw'!$A$2)","v":14.38034},{"$f":"J264*(H264*'Externe blootstelling'!$D$23/2)^K264+L264*(TANH(((H264*'Externe blootstelling'!$D$23)/(2*M264))-2)-TANH(-2))/(1-TANH(-2))","v":1.9113146859429542},{"$f":"IF(N264=1,1+(I264-1)*H264*'Externe blootstelling'!$D$23/2,1+(I264-1)*(N264^(H264*'Externe blootstelling'!$D$23/2)-1)/(N264-1))","v":9.5907164215256007},{"$f":"G264*EXP(-H264*'Externe blootstelling'!$D$23/2)*O264","v":4.1270496198834967E-5}]
[null," g ",0.18472,2.9555199999999996E-14,3.7000000000000005E-5,{"$f":"_xlfn.IFNA(INDEX('hp (pSv cm2)'!$B$2:$B$52,MATCH($C265,'hp (pSv cm2)'!$A$2:$A$52,1))+($C265-INDEX('hp (pSv cm2)'!$A$2:$A$52,MATCH($C265,'hp (pSv cm2)'!$A$2:$A$52,1)))*(INDEX('hp (pSv cm2)'!$B$2:$B$52,MATCH($C265,'hp (pSv cm2)'!$A$2:$A$52,1)+1)-INDEX('hp (pSv cm2)'!$B$2:$B$52,MATCH($C265,'hp (pSv cm2)'!$A$2:$A$52,1)))/(INDEX('hp (pSv cm2)'!$A$2:$A$52,MATCH($C265,'hp (pSv cm2)'!$A$2:$A$52,1)+1)-INDEX('hp (pSv cm2)'!$A$2:$A$52,MATCH($C265,'hp (pSv cm2)'!$A$2:$A$52,1))),$C265*'hp (pSv cm2)'!$B$2/'hp (pSv cm2)'!$A$2)","v":0.92268319999999993},3.41392784E-5,{"$f":"_xlfn.IFNA(0.997*(INDEX('Mass attenuation coefficients'!$B$2:$B$37,MATCH($C265,'Mass attenuation coefficients'!$A$2:$A$37,1))+($C265-INDEX('Mass attenuation coefficients'!$A$2:$A$37,MATCH($C265,'Mass attenuation coefficients'!$A$2:$A$37,1)))*(INDEX('Mass attenuation coefficients'!$B$2:$B$37,MATCH($C265,'Mass attenuation coefficients'!$A$2:$A$37,1)+1)-INDEX('Mass attenuation coefficients'!$B$2:$B$37,MATCH($C265,'Mass attenuation coefficients'!$A$2:$A$37,1)))/(INDEX('Mass attenuation coefficients'!$A$2:$A$37,MATCH($C265,'Mass attenuation coefficients'!$A$2:$A$37,1)+1)-INDEX('Mass attenuation coefficients'!$A$2:$A$37,MATCH($C265,'Mass attenuation coefficients'!$A$2:$A$37,1)))),0.997*$C265*'Mass attenuation coefficients'!$B$2/'Mass attenuation coefficients'!$A$2)","v":0.1407022232},{"$f":"_xlfn.IFNA(INDEX('Shultis Faw'!$C$2:$C$26,MATCH($C265,'Shultis Faw'!$A$2:$A$26,1))+($C265-INDEX('Shultis Faw'!$A$2:$A$26,MATCH($C265,'Shultis Faw'!$A$2:$A$26,1)))*(INDEX('Shultis Faw'!$C$2:$C$26,MATCH($C265,'Shultis Faw'!$A$2:$A$26,1)+1)-INDEX('Shultis Faw'!$C$2:$C$26,MATCH($C265,'Shultis Faw'!$A$2:$A$26,1)))/(INDEX('Shultis Faw'!$A$2:$A$26,MATCH($C265,'Shultis Faw'!$A$2:$A$26,1)+1)-INDEX('Shultis Faw'!$A$2:$A$26,MATCH($C265,'Shultis Faw'!$A$2:$A$26,1))),$C265*'Shultis Faw'!$C$2/'Shultis Faw'!$A$2)","v":3.6060464000000003},{"$f":"_xlfn.IFNA(INDEX('Shultis Faw'!$D$2:$D$26,MATCH($C265,'Shultis Faw'!$A$2:$A$26,1))+($C265-INDEX('Shultis Faw'!$A$2:$A$26,MATCH($C265,'Shultis Faw'!$A$2:$A$26,1)))*(INDEX('Shultis Faw'!$D$2:$D$26,MATCH($C265,'Shultis Faw'!$A$2:$A$26,1)+1)-INDEX('Shultis Faw'!$D$2:$D$26,MATCH($C265,'Shultis Faw'!$A$2:$A$26,1)))/(INDEX('Shultis Faw'!$A$2:$A$26,MATCH($C265,'Shultis Faw'!$A$2:$A$26,1)+1)-INDEX('Shultis Faw'!$A$2:$A$26,MATCH($C265,'Shultis Faw'!$A$2:$A$26,1))),$C265*'Shultis Faw'!$D$2/'Shultis Faw'!$A$2)","v":2.1808928000000001},{"$f":"_xlfn.IFNA(INDEX('Shultis Faw'!$B$2:$B$26,MATCH($C265,'Shultis Faw'!$A$2:$A$26,1))+($C265-INDEX('Shultis Faw'!$A$2:$A$26,MATCH($C265,'Shultis Faw'!$A$2:$A$26,1)))*(INDEX('Shultis Faw'!$B$2:$B$26,MATCH($C265,'Shultis Faw'!$A$2:$A$26,1)+1)-INDEX('Shultis Faw'!$B$2:$B$26,MATCH($C265,'Shultis Faw'!$A$2:$A$26,1)))/(INDEX('Shultis Faw'!$A$2:$A$26,MATCH($C265,'Shultis Faw'!$A$2:$A$26,1)+1)-INDEX('Shultis Faw'!$A$2:$A$26,MATCH($C265,'Shultis Faw'!$A$2:$A$26,1))),$C265*'Shultis Faw'!$B$2/'Shultis Faw'!$A$2)","v":-0.1787504},{"$f":"_xlfn.IFNA(INDEX('Shultis Faw'!$E$2:$E$26,MATCH($C265,'Shultis Faw'!$A$2:$A$26,1))+($C265-INDEX('Shultis Faw'!$A$2:$A$26,MATCH($C265,'Shultis Faw'!$A$2:$A$26,1)))*(INDEX('Shultis Faw'!$E$2:$E$26,MATCH($C265,'Shultis Faw'!$A$2:$A$26,1)+1)-INDEX('Shultis Faw'!$E$2:$E$26,MATCH($C265,'Shultis Faw'!$A$2:$A$26,1)))/(INDEX('Shultis Faw'!$A$2:$A$26,MATCH($C265,'Shultis Faw'!$A$2:$A$26,1)+1)-INDEX('Shultis Faw'!$A$2:$A$26,MATCH($C265,'Shultis Faw'!$A$2:$A$26,1))),$C265*'Shultis Faw'!$E$2/'Shultis Faw'!$A$2)","v":7.7491679999999993E-2},{"$f":"_xlfn.IFNA(INDEX('Shultis Faw'!$F$2:$F$26,MATCH($C265,'Shultis Faw'!$A$2:$A$26,1))+($C265-INDEX('Shultis Faw'!$A$2:$A$26,MATCH($C265,'Shultis Faw'!$A$2:$A$26,1)))*(INDEX('Shultis Faw'!$F$2:$F$26,MATCH($C265,'Shultis Faw'!$A$2:$A$26,1)+1)-INDEX('Shultis Faw'!$F$2:$F$26,MATCH($C265,'Shultis Faw'!$A$2:$A$26,1)))/(INDEX('Shultis Faw'!$A$2:$A$26,MATCH($C265,'Shultis Faw'!$A$2:$A$26,1)+1)-INDEX('Shultis Faw'!$A$2:$A$26,MATCH($C265,'Shultis Faw'!$A$2:$A$26,1))),$C265*'Shultis Faw'!$F$2/'Shultis Faw'!$A$2)","v":14.405263999999999},{"$f":"J265*(H265*'Externe blootstelling'!$D$23/2)^K265+L265*(TANH(((H265*'Externe blootstelling'!$D$23)/(2*M265))-2)-TANH(-2))/(1-TANH(-2))","v":1.9087823322238737},{"$f":"IF(N265=1,1+(I265-1)*H265*'Externe blootstelling'!$D$23/2,1+(I265-1)*(N265^(H265*'Externe blootstelling'!$D$23/2)-1)/(N265-1))","v":9.3543177833221325},{"$f":"G265*EXP(-H265*'Externe blootstelling'!$D$23/2)*O265","v":3.8696658953574849E-5}]
[null," g ",0.18824000000000002,3.0118400000000006E-14,2.3899999999999998E-3,{"$f":"_xlfn.IFNA(INDEX('hp (pSv cm2)'!$B$2:$B$52,MATCH($C266,'hp (pSv cm2)'!$A$2:$A$52,1))+($C266-INDEX('hp (pSv cm2)'!$A$2:$A$52,MATCH($C266,'hp (pSv cm2)'!$A$2:$A$52,1)))*(INDEX('hp (pSv cm2)'!$B$2:$B$52,MATCH($C266,'hp (pSv cm2)'!$A$2:$A$52,1)+1)-INDEX('hp (pSv cm2)'!$B$2:$B$52,MATCH($C266,'hp (pSv cm2)'!$A$2:$A$52,1)))/(INDEX('hp (pSv cm2)'!$A$2:$A$52,MATCH($C266,'hp (pSv cm2)'!$A$2:$A$52,1)+1)-INDEX('hp (pSv cm2)'!$A$2:$A$52,MATCH($C266,'hp (pSv cm2)'!$A$2:$A$52,1))),$C266*'hp (pSv cm2)'!$B$2/'hp (pSv cm2)'!$A$2)","v":0.94049440000000006},2.2477816160000001E-3,{"$f":"_xlfn.IFNA(0.997*(INDEX('Mass attenuation coefficients'!$B$2:$B$37,MATCH($C266,'Mass attenuation coefficients'!$A$2:$A$37,1))+($C266-INDEX('Mass attenuation coefficients'!$A$2:$A$37,MATCH($C266,'Mass attenuation coefficients'!$A$2:$A$37,1)))*(INDEX('Mass attenuation coefficients'!$B$2:$B$37,MATCH($C266,'Mass attenuation coefficients'!$A$2:$A$37,1)+1)-INDEX('Mass attenuation coefficients'!$B$2:$B$37,MATCH($C266,'Mass attenuation coefficients'!$A$2:$A$37,1)))/(INDEX('Mass attenuation coefficients'!$A$2:$A$37,MATCH($C266,'Mass attenuation coefficients'!$A$2:$A$37,1)+1)-INDEX('Mass attenuation coefficients'!$A$2:$A$37,MATCH($C266,'Mass attenuation coefficients'!$A$2:$A$37,1)))),0.997*$C266*'Mass attenuation coefficients'!$B$2/'Mass attenuation coefficients'!$A$2)","v":0.1397546744},{"$f":"_xlfn.IFNA(INDEX('Shultis Faw'!$C$2:$C$26,MATCH($C266,'Shultis Faw'!$A$2:$A$26,1))+($C266-INDEX('Shultis Faw'!$A$2:$A$26,MATCH($C266,'Shultis Faw'!$A$2:$A$26,1)))*(INDEX('Shultis Faw'!$C$2:$C$26,MATCH($C266,'Shultis Faw'!$A$2:$A$26,1)+1)-INDEX('Shultis Faw'!$C$2:$C$26,MATCH($C266,'Shultis Faw'!$A$2:$A$26,1)))/(INDEX('Shultis Faw'!$A$2:$A$26,MATCH($C266,'Shultis Faw'!$A$2:$A$26,1)+1)-INDEX('Shultis Faw'!$A$2:$A$26,MATCH($C266,'Shultis Faw'!$A$2:$A$26,1))),$C266*'Shultis Faw'!$C$2/'Shultis Faw'!$A$2)","v":3.5765487999999999},{"$f":"_xlfn.IFNA(INDEX('Shultis Faw'!$D$2:$D$26,MATCH($C266,'Shultis Faw'!$A$2:$A$26,1))+($C266-INDEX('Shultis Faw'!$A$2:$A$26,MATCH($C266,'Shultis Faw'!$A$2:$A$26,1)))*(INDEX('Shultis Faw'!$D$2:$D$26,MATCH($C266,'Shultis Faw'!$A$2:$A$26,1)+1)-INDEX('Shultis Faw'!$D$2:$D$26,MATCH($C266,'Shultis Faw'!$A$2:$A$26,1)))/(INDEX('Shultis Faw'!$A$2:$A$26,MATCH($C266,'Shultis Faw'!$A$2:$A$26,1)+1)-INDEX('Shultis Faw'!$A$2:$A$26,MATCH($C266,'Shultis Faw'!$A$2:$A$26,1))),$C266*'Shultis Faw'!$D$2/'Shultis Faw'!$A$2)","v":2.1746976},{"$f":"_xlfn.IFNA(INDEX('Shultis Faw'!$B$2:$B$26,MATCH($C266,'Shultis Faw'!$A$2:$A$26,1))+($C266-INDEX('Shultis Faw'!$A$2:$A$26,MATCH($C266,'Shultis Faw'!$A$2:$A$26,1)))*(INDEX('Shultis Faw'!$B$2:$B$26,MATCH($C266,'Shultis Faw'!$A$2:$A$26,1)+1)-INDEX('Shultis Faw'!$B$2:$B$26,MATCH($C266,'Shultis Faw'!$A$2:$A$26,1)))/(INDEX('Shultis Faw'!$A$2:$A$26,MATCH($C266,'Shultis Faw'!$A$2:$A$26,1)+1)-INDEX('Shultis Faw'!$A$2:$A$26,MATCH($C266,'Shultis Faw'!$A$2:$A$26,1))),$C266*'Shultis Faw'!$B$2/'Shultis Faw'!$A$2)","v":-0.17811679999999999},{"$f":"_xlfn.IFNA(INDEX('Shultis Faw'!$E$2:$E$26,MATCH($C266,'Shultis Faw'!$A$2:$A$26,1))+($C266-INDEX('Shultis Faw'!$A$2:$A$26,MATCH($C266,'Shultis Faw'!$A$2:$A$26,1)))*(INDEX('Shultis Faw'!$E$2:$E$26,MATCH($C266,'Shultis Faw'!$A$2:$A$26,1)+1)-INDEX('Shultis Faw'!$E$2:$E$26,MATCH($C266,'Shultis Faw'!$A$2:$A$26,1)))/(INDEX('Shultis Faw'!$A$2:$A$26,MATCH($C266,'Shultis Faw'!$A$2:$A$26,1)+1)-INDEX('Shultis Faw'!$A$2:$A$26,MATCH($C266,'Shultis Faw'!$A$2:$A$26,1))),$C266*'Shultis Faw'!$E$2/'Shultis Faw'!$A$2)","v":7.7470559999999994E-2},{"$f":"_xlfn.IFNA(INDEX('Shultis Faw'!$F$2:$F$26,MATCH($C266,'Shultis Faw'!$A$2:$A$26,1))+($C266-INDEX('Shultis Faw'!$A$2:$A$26,MATCH($C266,'Shultis Faw'!$A$2:$A$26,1)))*(INDEX('Shultis Faw'!$F$2:$F$26,MATCH($C266,'Shultis Faw'!$A$2:$A$26,1)+1)-INDEX('Shultis Faw'!$F$2:$F$26,MATCH($C266,'Shultis Faw'!$A$2:$A$26,1)))/(INDEX('Shultis Faw'!$A$2:$A$26,MATCH($C266,'Shultis Faw'!$A$2:$A$26,1)+1)-INDEX('Shultis Faw'!$A$2:$A$26,MATCH($C266,'Shultis Faw'!$A$2:$A$26,1))),$C266*'Shultis Faw'!$F$2/'Shultis Faw'!$A$2)","v":14.427087999999999},{"$f":"J266*(H266*'Externe blootstelling'!$D$23/2)^K266+L266*(TANH(((H266*'Externe blootstelling'!$D$23)/(2*M266))-2)-TANH(-2))/(1-TANH(-2))","v":1.9065503774635255},{"$f":"IF(N266=1,1+(I266-1)*H266*'Externe blootstelling'!$D$23/2,1+(I266-1)*(N266^(H266*'Externe blootstelling'!$D$23/2)-1)/(N266-1))","v":9.1513680420847372},{"$f":"G266*EXP(-H266*'Externe blootstelling'!$D$23/2)*O266","v":2.5282491973123837E-3}]
[null," g ",0.19550000000000001,3.128E-14,2.0000000000000002E-5,{"$f":"_xlfn.IFNA(INDEX('hp (pSv cm2)'!$B$2:$B$52,MATCH($C267,'hp (pSv cm2)'!$A$2:$A$52,1))+($C267-INDEX('hp (pSv cm2)'!$A$2:$A$52,MATCH($C267,'hp (pSv cm2)'!$A$2:$A$52,1)))*(INDEX('hp (pSv cm2)'!$B$2:$B$52,MATCH($C267,'hp (pSv cm2)'!$A$2:$A$52,1)+1)-INDEX('hp (pSv cm2)'!$B$2:$B$52,MATCH($C267,'hp (pSv cm2)'!$A$2:$A$52,1)))/(INDEX('hp (pSv cm2)'!$A$2:$A$52,MATCH($C267,'hp (pSv cm2)'!$A$2:$A$52,1)+1)-INDEX('hp (pSv cm2)'!$A$2:$A$52,MATCH($C267,'hp (pSv cm2)'!$A$2:$A$52,1))),$C267*'hp (pSv cm2)'!$B$2/'hp (pSv cm2)'!$A$2)","v":0.97722999999999993},1.9544599999999999E-5,{"$f":"_xlfn.IFNA(0.997*(INDEX('Mass attenuation coefficients'!$B$2:$B$37,MATCH($C267,'Mass attenuation coefficients'!$A$2:$A$37,1))+($C267-INDEX('Mass attenuation coefficients'!$A$2:$A$37,MATCH($C267,'Mass attenuation coefficients'!$A$2:$A$37,1)))*(INDEX('Mass attenuation coefficients'!$B$2:$B$37,MATCH($C267,'Mass attenuation coefficients'!$A$2:$A$37,1)+1)-INDEX('Mass attenuation coefficients'!$B$2:$B$37,MATCH($C267,'Mass attenuation coefficients'!$A$2:$A$37,1)))/(INDEX('Mass attenuation coefficients'!$A$2:$A$37,MATCH($C267,'Mass attenuation coefficients'!$A$2:$A$37,1)+1)-INDEX('Mass attenuation coefficients'!$A$2:$A$37,MATCH($C267,'Mass attenuation coefficients'!$A$2:$A$37,1)))),0.997*$C267*'Mass attenuation coefficients'!$B$2/'Mass attenuation coefficients'!$A$2)","v":0.13780035500000001},{"$f":"_xlfn.IFNA(INDEX('Shultis Faw'!$C$2:$C$26,MATCH($C267,'Shultis Faw'!$A$2:$A$26,1))+($C267-INDEX('Shultis Faw'!$A$2:$A$26,MATCH($C267,'Shultis Faw'!$A$2:$A$26,1)))*(INDEX('Shultis Faw'!$C$2:$C$26,MATCH($C267,'Shultis Faw'!$A$2:$A$26,1)+1)-INDEX('Shultis Faw'!$C$2:$C$26,MATCH($C267,'Shultis Faw'!$A$2:$A$26,1)))/(INDEX('Shultis Faw'!$A$2:$A$26,MATCH($C267,'Shultis Faw'!$A$2:$A$26,1)+1)-INDEX('Shultis Faw'!$A$2:$A$26,MATCH($C267,'Shultis Faw'!$A$2:$A$26,1))),$C267*'Shultis Faw'!$C$2/'Shultis Faw'!$A$2)","v":3.5157100000000003},{"$f":"_xlfn.IFNA(INDEX('Shultis Faw'!$D$2:$D$26,MATCH($C267,'Shultis Faw'!$A$2:$A$26,1))+($C267-INDEX('Shultis Faw'!$A$2:$A$26,MATCH($C267,'Shultis Faw'!$A$2:$A$26,1)))*(INDEX('Shultis Faw'!$D$2:$D$26,MATCH($C267,'Shultis Faw'!$A$2:$A$26,1)+1)-INDEX('Shultis Faw'!$D$2:$D$26,MATCH($C267,'Shultis Faw'!$A$2:$A$26,1)))/(INDEX('Shultis Faw'!$A$2:$A$26,MATCH($C267,'Shultis Faw'!$A$2:$A$26,1)+1)-INDEX('Shultis Faw'!$A$2:$A$26,MATCH($C267,'Shultis Faw'!$A$2:$A$26,1))),$C267*'Shultis Faw'!$D$2/'Shultis Faw'!$A$2)","v":2.1619199999999998},{"$f":"_xlfn.IFNA(INDEX('Shultis Faw'!$B$2:$B$26,MATCH($C267,'Shultis Faw'!$A$2:$A$26,1))+($C267-INDEX('Shultis Faw'!$A$2:$A$26,MATCH($C267,'Shultis Faw'!$A$2:$A$26,1)))*(INDEX('Shultis Faw'!$B$2:$B$26,MATCH($C267,'Shultis Faw'!$A$2:$A$26,1)+1)-INDEX('Shultis Faw'!$B$2:$B$26,MATCH($C267,'Shultis Faw'!$A$2:$A$26,1)))/(INDEX('Shultis Faw'!$A$2:$A$26,MATCH($C267,'Shultis Faw'!$A$2:$A$26,1)+1)-INDEX('Shultis Faw'!$A$2:$A$26,MATCH($C267,'Shultis Faw'!$A$2:$A$26,1))),$C267*'Shultis Faw'!$B$2/'Shultis Faw'!$A$2)","v":-0.17680999999999999},{"$f":"_xlfn.IFNA(INDEX('Shultis Faw'!$E$2:$E$26,MATCH($C267,'Shultis Faw'!$A$2:$A$26,1))+($C267-INDEX('Shultis Faw'!$A$2:$A$26,MATCH($C267,'Shultis Faw'!$A$2:$A$26,1)))*(INDEX('Shultis Faw'!$E$2:$E$26,MATCH($C267,'Shultis Faw'!$A$2:$A$26,1)+1)-INDEX('Shultis Faw'!$E$2:$E$26,MATCH($C267,'Shultis Faw'!$A$2:$A$26,1)))/(INDEX('Shultis Faw'!$A$2:$A$26,MATCH($C267,'Shultis Faw'!$A$2:$A$26,1)+1)-INDEX('Shultis Faw'!$A$2:$A$26,MATCH($C267,'Shultis Faw'!$A$2:$A$26,1))),$C267*'Shultis Faw'!$E$2/'Shultis Faw'!$A$2)","v":7.7426999999999996E-2},{"$f":"_xlfn.IFNA(INDEX('Shultis Faw'!$F$2:$F$26,MATCH($C267,'Shultis Faw'!$A$2:$A$26,1))+($C267-INDEX('Shultis Faw'!$A$2:$A$26,MATCH($C267,'Shultis Faw'!$A$2:$A$26,1)))*(INDEX('Shultis Faw'!$F$2:$F$26,MATCH($C267,'Shultis Faw'!$A$2:$A$26,1)+1)-INDEX('Shultis Faw'!$F$2:$F$26,MATCH($C267,'Shultis Faw'!$A$2:$A$26,1)))/(INDEX('Shultis Faw'!$A$2:$A$26,MATCH($C267,'Shultis Faw'!$A$2:$A$26,1)+1)-INDEX('Shultis Faw'!$A$2:$A$26,MATCH($C267,'Shultis Faw'!$A$2:$A$26,1))),$C267*'Shultis Faw'!$F$2/'Shultis Faw'!$A$2)","v":14.472099999999999},{"$f":"J267*(H267*'Externe blootstelling'!$D$23/2)^K267+L267*(TANH(((H267*'Externe blootstelling'!$D$23)/(2*M267))-2)-TANH(-2))/(1-TANH(-2))","v":1.9019040524763595},{"$f":"IF(N267=1,1+(I267-1)*H267*'Externe blootstelling'!$D$23/2,1+(I267-1)*(N267^(H267*'Externe blootstelling'!$D$23/2)-1)/(N267-1))","v":8.7444556927266142},{"$f":"G267*EXP(-H267*'Externe blootstelling'!$D$23/2)*O267","v":2.163069937191811E-5}]
[null," g ",0.19700000000000001,3.1520000000000001E-14,1.5999999999999999E-5,{"$f":"_xlfn.IFNA(INDEX('hp (pSv cm2)'!$B$2:$B$52,MATCH($C268,'hp (pSv cm2)'!$A$2:$A$52,1))+($C268-INDEX('hp (pSv cm2)'!$A$2:$A$52,MATCH($C268,'hp (pSv cm2)'!$A$2:$A$52,1)))*(INDEX('hp (pSv cm2)'!$B$2:$B$52,MATCH($C268,'hp (pSv cm2)'!$A$2:$A$52,1)+1)-INDEX('hp (pSv cm2)'!$B$2:$B$52,MATCH($C268,'hp (pSv cm2)'!$A$2:$A$52,1)))/(INDEX('hp (pSv cm2)'!$A$2:$A$52,MATCH($C268,'hp (pSv cm2)'!$A$2:$A$52,1)+1)-INDEX('hp (pSv cm2)'!$A$2:$A$52,MATCH($C268,'hp (pSv cm2)'!$A$2:$A$52,1))),$C268*'hp (pSv cm2)'!$B$2/'hp (pSv cm2)'!$A$2)","v":0.98482000000000003},1.575712E-5,{"$f":"_xlfn.IFNA(0.997*(INDEX('Mass attenuation coefficients'!$B$2:$B$37,MATCH($C268,'Mass attenuation coefficients'!$A$2:$A$37,1))+($C268-INDEX('Mass attenuation coefficients'!$A$2:$A$37,MATCH($C268,'Mass attenuation coefficients'!$A$2:$A$37,1)))*(INDEX('Mass attenuation coefficients'!$B$2:$B$37,MATCH($C268,'Mass attenuation coefficients'!$A$2:$A$37,1)+1)-INDEX('Mass attenuation coefficients'!$B$2:$B$37,MATCH($C268,'Mass attenuation coefficients'!$A$2:$A$37,1)))/(INDEX('Mass attenuation coefficients'!$A$2:$A$37,MATCH($C268,'Mass attenuation coefficients'!$A$2:$A$37,1)+1)-INDEX('Mass attenuation coefficients'!$A$2:$A$37,MATCH($C268,'Mass attenuation coefficients'!$A$2:$A$37,1)))),0.997*$C268*'Mass attenuation coefficients'!$B$2/'Mass attenuation coefficients'!$A$2)","v":0.13739657000000002},{"$f":"_xlfn.IFNA(INDEX('Shultis Faw'!$C$2:$C$26,MATCH($C268,'Shultis Faw'!$A$2:$A$26,1))+($C268-INDEX('Shultis Faw'!$A$2:$A$26,MATCH($C268,'Shultis Faw'!$A$2:$A$26,1)))*(INDEX('Shultis Faw'!$C$2:$C$26,MATCH($C268,'Shultis Faw'!$A$2:$A$26,1)+1)-INDEX('Shultis Faw'!$C$2:$C$26,MATCH($C268,'Shultis Faw'!$A$2:$A$26,1)))/(INDEX('Shultis Faw'!$A$2:$A$26,MATCH($C268,'Shultis Faw'!$A$2:$A$26,1)+1)-INDEX('Shultis Faw'!$A$2:$A$26,MATCH($C268,'Shultis Faw'!$A$2:$A$26,1))),$C268*'Shultis Faw'!$C$2/'Shultis Faw'!$A$2)","v":3.5031400000000001},{"$f":"_xlfn.IFNA(INDEX('Shultis Faw'!$D$2:$D$26,MATCH($C268,'Shultis Faw'!$A$2:$A$26,1))+($C268-INDEX('Shultis Faw'!$A$2:$A$26,MATCH($C268,'Shultis Faw'!$A$2:$A$26,1)))*(INDEX('Shultis Faw'!$D$2:$D$26,MATCH($C268,'Shultis Faw'!$A$2:$A$26,1)+1)-INDEX('Shultis Faw'!$D$2:$D$26,MATCH($C268,'Shultis Faw'!$A$2:$A$26,1)))/(INDEX('Shultis Faw'!$A$2:$A$26,MATCH($C268,'Shultis Faw'!$A$2:$A$26,1)+1)-INDEX('Shultis Faw'!$A$2:$A$26,MATCH($C268,'Shultis Faw'!$A$2:$A$26,1))),$C268*'Shultis Faw'!$D$2/'Shultis Faw'!$A$2)","v":2.1592799999999999},{"$f":"_xlfn.IFNA(INDEX('Shultis Faw'!$B$2:$B$26,MATCH($C268,'Shultis Faw'!$A$2:$A$26,1))+($C268-INDEX('Shultis Faw'!$A$2:$A$26,MATCH($C268,'Shultis Faw'!$A$2:$A$26,1)))*(INDEX('Shultis Faw'!$B$2:$B$26,MATCH($C268,'Shultis Faw'!$A$2:$A$26,1)+1)-INDEX('Shultis Faw'!$B$2:$B$26,MATCH($C268,'Shultis Faw'!$A$2:$A$26,1)))/(INDEX('Shultis Faw'!$A$2:$A$26,MATCH($C268,'Shultis Faw'!$A$2:$A$26,1)+1)-INDEX('Shultis Faw'!$A$2:$A$26,MATCH($C268,'Shultis Faw'!$A$2:$A$26,1))),$C268*'Shultis Faw'!$B$2/'Shultis Faw'!$A$2)","v":-0.17654},{"$f":"_xlfn.IFNA(INDEX('Shultis Faw'!$E$2:$E$26,MATCH($C268,'Shultis Faw'!$A$2:$A$26,1))+($C268-INDEX('Shultis Faw'!$A$2:$A$26,MATCH($C268,'Shultis Faw'!$A$2:$A$26,1)))*(INDEX('Shultis Faw'!$E$2:$E$26,MATCH($C268,'Shultis Faw'!$A$2:$A$26,1)+1)-INDEX('Shultis Faw'!$E$2:$E$26,MATCH($C268,'Shultis Faw'!$A$2:$A$26,1)))/(INDEX('Shultis Faw'!$A$2:$A$26,MATCH($C268,'Shultis Faw'!$A$2:$A$26,1)+1)-INDEX('Shultis Faw'!$A$2:$A$26,MATCH($C268,'Shultis Faw'!$A$2:$A$26,1))),$C268*'Shultis Faw'!$E$2/'Shultis Faw'!$A$2)","v":7.7418000000000001E-2},{"$f":"_xlfn.IFNA(INDEX('Shultis Faw'!$F$2:$F$26,MATCH($C268,'Shultis Faw'!$A$2:$A$26,1))+($C268-INDEX('Shultis Faw'!$A$2:$A$26,MATCH($C268,'Shultis Faw'!$A$2:$A$26,1)))*(INDEX('Shultis Faw'!$F$2:$F$26,MATCH($C268,'Shultis Faw'!$A$2:$A$26,1)+1)-INDEX('Shultis Faw'!$F$2:$F$26,MATCH($C268,'Shultis Faw'!$A$2:$A$26,1)))/(INDEX('Shultis Faw'!$A$2:$A$26,MATCH($C268,'Shultis Faw'!$A$2:$A$26,1)+1)-INDEX('Shultis Faw'!$A$2:$A$26,MATCH($C268,'Shultis Faw'!$A$2:$A$26,1))),$C268*'Shultis Faw'!$F$2/'Shultis Faw'!$A$2)","v":14.481400000000001},{"$f":"J268*(H268*'Externe blootstelling'!$D$23/2)^K268+L268*(TANH(((H268*'Externe blootstelling'!$D$23)/(2*M268))-2)-TANH(-2))/(1-TANH(-2))","v":1.9009368693946671},{"$f":"IF(N268=1,1+(I268-1)*H268*'Externe blootstelling'!$D$23/2,1+(I268-1)*(N268^(H268*'Externe blootstelling'!$D$23/2)-1)/(N268-1))","v":8.6623069608130692},{"$f":"G268*EXP(-H268*'Externe blootstelling'!$D$23/2)*O268","v":1.7380082321924749E-5}]
[null," g ",0.20250000000000001,3.24E-14,2.9999999999999997E-4,{"$f":"_xlfn.IFNA(INDEX('hp (pSv cm2)'!$B$2:$B$52,MATCH($C269,'hp (pSv cm2)'!$A$2:$A$52,1))+($C269-INDEX('hp (pSv cm2)'!$A$2:$A$52,MATCH($C269,'hp (pSv cm2)'!$A$2:$A$52,1)))*(INDEX('hp (pSv cm2)'!$B$2:$B$52,MATCH($C269,'hp (pSv cm2)'!$A$2:$A$52,1)+1)-INDEX('hp (pSv cm2)'!$B$2:$B$52,MATCH($C269,'hp (pSv cm2)'!$A$2:$A$52,1)))/(INDEX('hp (pSv cm2)'!$A$2:$A$52,MATCH($C269,'hp (pSv cm2)'!$A$2:$A$52,1)+1)-INDEX('hp (pSv cm2)'!$A$2:$A$52,MATCH($C269,'hp (pSv cm2)'!$A$2:$A$52,1))),$C269*'hp (pSv cm2)'!$B$2/'hp (pSv cm2)'!$A$2)","v":1.01275},3.0382499999999997E-4,{"$f":"_xlfn.IFNA(0.997*(INDEX('Mass attenuation coefficients'!$B$2:$B$37,MATCH($C269,'Mass attenuation coefficients'!$A$2:$A$37,1))+($C269-INDEX('Mass attenuation coefficients'!$A$2:$A$37,MATCH($C269,'Mass attenuation coefficients'!$A$2:$A$37,1)))*(INDEX('Mass attenuation coefficients'!$B$2:$B$37,MATCH($C269,'Mass attenuation coefficients'!$A$2:$A$37,1)+1)-INDEX('Mass attenuation coefficients'!$B$2:$B$37,MATCH($C269,'Mass attenuation coefficients'!$A$2:$A$37,1)))/(INDEX('Mass attenuation coefficients'!$A$2:$A$37,MATCH($C269,'Mass attenuation coefficients'!$A$2:$A$37,1)+1)-INDEX('Mass attenuation coefficients'!$A$2:$A$37,MATCH($C269,'Mass attenuation coefficients'!$A$2:$A$37,1)))),0.997*$C269*'Mass attenuation coefficients'!$B$2/'Mass attenuation coefficients'!$A$2)","v":0.13613038000000002},{"$f":"_xlfn.IFNA(INDEX('Shultis Faw'!$C$2:$C$26,MATCH($C269,'Shultis Faw'!$A$2:$A$26,1))+($C269-INDEX('Shultis Faw'!$A$2:$A$26,MATCH($C269,'Shultis Faw'!$A$2:$A$26,1)))*(INDEX('Shultis Faw'!$C$2:$C$26,MATCH($C269,'Shultis Faw'!$A$2:$A$26,1)+1)-INDEX('Shultis Faw'!$C$2:$C$26,MATCH($C269,'Shultis Faw'!$A$2:$A$26,1)))/(INDEX('Shultis Faw'!$A$2:$A$26,MATCH($C269,'Shultis Faw'!$A$2:$A$26,1)+1)-INDEX('Shultis Faw'!$A$2:$A$26,MATCH($C269,'Shultis Faw'!$A$2:$A$26,1))),$C269*'Shultis Faw'!$C$2/'Shultis Faw'!$A$2)","v":3.4640500000000003},{"$f":"_xlfn.IFNA(INDEX('Shultis Faw'!$D$2:$D$26,MATCH($C269,'Shultis Faw'!$A$2:$A$26,1))+($C269-INDEX('Shultis Faw'!$A$2:$A$26,MATCH($C269,'Shultis Faw'!$A$2:$A$26,1)))*(INDEX('Shultis Faw'!$D$2:$D$26,MATCH($C269,'Shultis Faw'!$A$2:$A$26,1)+1)-INDEX('Shultis Faw'!$D$2:$D$26,MATCH($C269,'Shultis Faw'!$A$2:$A$26,1)))/(INDEX('Shultis Faw'!$A$2:$A$26,MATCH($C269,'Shultis Faw'!$A$2:$A$26,1)+1)-INDEX('Shultis Faw'!$A$2:$A$26,MATCH($C269,'Shultis Faw'!$A$2:$A$26,1))),$C269*'Shultis Faw'!$D$2/'Shultis Faw'!$A$2)","v":2.1507000000000001},{"$f":"_xlfn.IFNA(INDEX('Shultis Faw'!$B$2:$B$26,MATCH($C269,'Shultis Faw'!$A$2:$A$26,1))+($C269-INDEX('Shultis Faw'!$A$2:$A$26,MATCH($C269,'Shultis Faw'!$A$2:$A$26,1)))*(INDEX('Shultis Faw'!$B$2:$B$26,MATCH($C269,'Shultis Faw'!$A$2:$A$26,1)+1)-INDEX('Shultis Faw'!$B$2:$B$26,MATCH($C269,'Shultis Faw'!$A$2:$A$26,1)))/(INDEX('Shultis Faw'!$A$2:$A$26,MATCH($C269,'Shultis Faw'!$A$2:$A$26,1)+1)-INDEX('Shultis Faw'!$A$2:$A$26,MATCH($C269,'Shultis Faw'!$A$2:$A$26,1))),$C269*'Shultis Faw'!$B$2/'Shultis Faw'!$A$2)","v":-0.1757},{"$f":"_xlfn.IFNA(INDEX('Shultis Faw'!$E$2:$E$26,MATCH($C269,'Shultis Faw'!$A$2:$A$26,1))+($C269-INDEX('Shultis Faw'!$A$2:$A$26,MATCH($C269,'Shultis Faw'!$A$2:$A$26,1)))*(INDEX('Shultis Faw'!$E$2:$E$26,MATCH($C269,'Shultis Faw'!$A$2:$A$26,1)+1)-INDEX('Shultis Faw'!$E$2:$E$26,MATCH($C269,'Shultis Faw'!$A$2:$A$26,1)))/(INDEX('Shultis Faw'!$A$2:$A$26,MATCH($C269,'Shultis Faw'!$A$2:$A$26,1)+1)-INDEX('Shultis Faw'!$A$2:$A$26,MATCH($C269,'Shultis Faw'!$A$2:$A$26,1))),$C269*'Shultis Faw'!$E$2/'Shultis Faw'!$A$2)","v":7.710249999999999E-2},{"$f":"_xlfn.IFNA(INDEX('Shultis Faw'!$F$2:$F$26,MATCH($C269,'Shultis Faw'!$A$2:$A$26,1))+($C269-INDEX('Shultis Faw'!$A$2:$A$26,MATCH($C269,'Shultis Faw'!$A$2:$A$26,1)))*(INDEX('Shultis Faw'!$F$2:$F$26,MATCH($C269,'Shultis Faw'!$A$2:$A$26,1)+1)-INDEX('Shultis Faw'!$F$2:$F$26,MATCH($C269,'Shultis Faw'!$A$2:$A$26,1)))/(INDEX('Shultis Faw'!$A$2:$A$26,MATCH($C269,'Shultis Faw'!$A$2:$A$26,1)+1)-INDEX('Shultis Faw'!$A$2:$A$26,MATCH($C269,'Shultis Faw'!$A$2:$A$26,1))),$C269*'Shultis Faw'!$F$2/'Shultis Faw'!$A$2)","v":14.492749999999999},{"$f":"J269*(H269*'Externe blootstelling'!$D$23/2)^K269+L269*(TANH(((H269*'Externe blootstelling'!$D$23)/(2*M269))-2)-TANH(-2))/(1-TANH(-2))","v":1.8976119946249621},{"$f":"IF(N269=1,1+(I269-1)*H269*'Externe blootstelling'!$D$23/2,1+(I269-1)*(N269^(H269*'Externe blootstelling'!$D$23/2)-1)/(N269-1))","v":8.4091384994197398},{"$f":"G269*EXP(-H269*'Externe blootstelling'!$D$23/2)*O269","v":3.3156212866446893E-4}]
[null," g ",0.2094,3.3503999999999995E-14,2.5000000000000001E-5,{"$f":"_xlfn.IFNA(INDEX('hp (pSv cm2)'!$B$2:$B$52,MATCH($C270,'hp (pSv cm2)'!$A$2:$A$52,1))+($C270-INDEX('hp (pSv cm2)'!$A$2:$A$52,MATCH($C270,'hp (pSv cm2)'!$A$2:$A$52,1)))*(INDEX('hp (pSv cm2)'!$B$2:$B$52,MATCH($C270,'hp (pSv cm2)'!$A$2:$A$52,1)+1)-INDEX('hp (pSv cm2)'!$B$2:$B$52,MATCH($C270,'hp (pSv cm2)'!$A$2:$A$52,1)))/(INDEX('hp (pSv cm2)'!$A$2:$A$52,MATCH($C270,'hp (pSv cm2)'!$A$2:$A$52,1)+1)-INDEX('hp (pSv cm2)'!$A$2:$A$52,MATCH($C270,'hp (pSv cm2)'!$A$2:$A$52,1))),$C270*'hp (pSv cm2)'!$B$2/'hp (pSv cm2)'!$A$2)","v":1.0479399999999999},2.6198499999999997E-5,{"$f":"_xlfn.IFNA(0.997*(INDEX('Mass attenuation coefficients'!$B$2:$B$37,MATCH($C270,'Mass attenuation coefficients'!$A$2:$A$37,1))+($C270-INDEX('Mass attenuation coefficients'!$A$2:$A$37,MATCH($C270,'Mass attenuation coefficients'!$A$2:$A$37,1)))*(INDEX('Mass attenuation coefficients'!$B$2:$B$37,MATCH($C270,'Mass attenuation coefficients'!$A$2:$A$37,1)+1)-INDEX('Mass attenuation coefficients'!$B$2:$B$37,MATCH($C270,'Mass attenuation coefficients'!$A$2:$A$37,1)))/(INDEX('Mass attenuation coefficients'!$A$2:$A$37,MATCH($C270,'Mass attenuation coefficients'!$A$2:$A$37,1)+1)-INDEX('Mass attenuation coefficients'!$A$2:$A$37,MATCH($C270,'Mass attenuation coefficients'!$A$2:$A$37,1)))),0.997*$C270*'Mass attenuation coefficients'!$B$2/'Mass attenuation coefficients'!$A$2)","v":0.13486458880000002},{"$f":"_xlfn.IFNA(INDEX('Shultis Faw'!$C$2:$C$26,MATCH($C270,'Shultis Faw'!$A$2:$A$26,1))+($C270-INDEX('Shultis Faw'!$A$2:$A$26,MATCH($C270,'Shultis Faw'!$A$2:$A$26,1)))*(INDEX('Shultis Faw'!$C$2:$C$26,MATCH($C270,'Shultis Faw'!$A$2:$A$26,1)+1)-INDEX('Shultis Faw'!$C$2:$C$26,MATCH($C270,'Shultis Faw'!$A$2:$A$26,1)))/(INDEX('Shultis Faw'!$A$2:$A$26,MATCH($C270,'Shultis Faw'!$A$2:$A$26,1)+1)-INDEX('Shultis Faw'!$A$2:$A$26,MATCH($C270,'Shultis Faw'!$A$2:$A$26,1))),$C270*'Shultis Faw'!$C$2/'Shultis Faw'!$A$2)","v":3.425548},{"$f":"_xlfn.IFNA(INDEX('Shultis Faw'!$D$2:$D$26,MATCH($C270,'Shultis Faw'!$A$2:$A$26,1))+($C270-INDEX('Shultis Faw'!$A$2:$A$26,MATCH($C270,'Shultis Faw'!$A$2:$A$26,1)))*(INDEX('Shultis Faw'!$D$2:$D$26,MATCH($C270,'Shultis Faw'!$A$2:$A$26,1)+1)-INDEX('Shultis Faw'!$D$2:$D$26,MATCH($C270,'Shultis Faw'!$A$2:$A$26,1)))/(INDEX('Shultis Faw'!$A$2:$A$26,MATCH($C270,'Shultis Faw'!$A$2:$A$26,1)+1)-INDEX('Shultis Faw'!$A$2:$A$26,MATCH($C270,'Shultis Faw'!$A$2:$A$26,1))),$C270*'Shultis Faw'!$D$2/'Shultis Faw'!$A$2)","v":2.1415919999999997},{"$f":"_xlfn.IFNA(INDEX('Shultis Faw'!$B$2:$B$26,MATCH($C270,'Shultis Faw'!$A$2:$A$26,1))+($C270-INDEX('Shultis Faw'!$A$2:$A$26,MATCH($C270,'Shultis Faw'!$A$2:$A$26,1)))*(INDEX('Shultis Faw'!$B$2:$B$26,MATCH($C270,'Shultis Faw'!$A$2:$A$26,1)+1)-INDEX('Shultis Faw'!$B$2:$B$26,MATCH($C270,'Shultis Faw'!$A$2:$A$26,1)))/(INDEX('Shultis Faw'!$A$2:$A$26,MATCH($C270,'Shultis Faw'!$A$2:$A$26,1)+1)-INDEX('Shultis Faw'!$A$2:$A$26,MATCH($C270,'Shultis Faw'!$A$2:$A$26,1))),$C270*'Shultis Faw'!$B$2/'Shultis Faw'!$A$2)","v":-0.174872},{"$f":"_xlfn.IFNA(INDEX('Shultis Faw'!$E$2:$E$26,MATCH($C270,'Shultis Faw'!$A$2:$A$26,1))+($C270-INDEX('Shultis Faw'!$A$2:$A$26,MATCH($C270,'Shultis Faw'!$A$2:$A$26,1)))*(INDEX('Shultis Faw'!$E$2:$E$26,MATCH($C270,'Shultis Faw'!$A$2:$A$26,1)+1)-INDEX('Shultis Faw'!$E$2:$E$26,MATCH($C270,'Shultis Faw'!$A$2:$A$26,1)))/(INDEX('Shultis Faw'!$A$2:$A$26,MATCH($C270,'Shultis Faw'!$A$2:$A$26,1)+1)-INDEX('Shultis Faw'!$A$2:$A$26,MATCH($C270,'Shultis Faw'!$A$2:$A$26,1))),$C270*'Shultis Faw'!$E$2/'Shultis Faw'!$A$2)","v":7.6281399999999999E-2},{"$f":"_xlfn.IFNA(INDEX('Shultis Faw'!$F$2:$F$26,MATCH($C270,'Shultis Faw'!$A$2:$A$26,1))+($C270-INDEX('Shultis Faw'!$A$2:$A$26,MATCH($C270,'Shultis Faw'!$A$2:$A$26,1)))*(INDEX('Shultis Faw'!$F$2:$F$26,MATCH($C270,'Shultis Faw'!$A$2:$A$26,1)+1)-INDEX('Shultis Faw'!$F$2:$F$26,MATCH($C270,'Shultis Faw'!$A$2:$A$26,1)))/(INDEX('Shultis Faw'!$A$2:$A$26,MATCH($C270,'Shultis Faw'!$A$2:$A$26,1)+1)-INDEX('Shultis Faw'!$A$2:$A$26,MATCH($C270,'Shultis Faw'!$A$2:$A$26,1))),$C270*'Shultis Faw'!$F$2/'Shultis Faw'!$A$2)","v":14.47274},{"$f":"J270*(H270*'Externe blootstelling'!$D$23/2)^K270+L270*(TANH(((H270*'Externe blootstelling'!$D$23)/(2*M270))-2)-TANH(-2))/(1-TANH(-2))","v":1.8937764211228352},{"$f":"IF(N270=1,1+(I270-1)*H270*'Externe blootstelling'!$D$23/2,1+(I270-1)*(N270^(H270*'Externe blootstelling'!$D$23/2)-1)/(N270-1))","v":8.1627994975732037},{"$f":"G270*EXP(-H270*'Externe blootstelling'!$D$23/2)*O270","v":2.8284685536092664E-5}]
[null," g ",0.21940000000000001,3.5103999999999996E-14,2.3E-5,{"$f":"_xlfn.IFNA(INDEX('hp (pSv cm2)'!$B$2:$B$52,MATCH($C271,'hp (pSv cm2)'!$A$2:$A$52,1))+($C271-INDEX('hp (pSv cm2)'!$A$2:$A$52,MATCH($C271,'hp (pSv cm2)'!$A$2:$A$52,1)))*(INDEX('hp (pSv cm2)'!$B$2:$B$52,MATCH($C271,'hp (pSv cm2)'!$A$2:$A$52,1)+1)-INDEX('hp (pSv cm2)'!$B$2:$B$52,MATCH($C271,'hp (pSv cm2)'!$A$2:$A$52,1)))/(INDEX('hp (pSv cm2)'!$A$2:$A$52,MATCH($C271,'hp (pSv cm2)'!$A$2:$A$52,1)+1)-INDEX('hp (pSv cm2)'!$A$2:$A$52,MATCH($C271,'hp (pSv cm2)'!$A$2:$A$52,1))),$C271*'hp (pSv cm2)'!$B$2/'hp (pSv cm2)'!$A$2)","v":1.09894},2.527562E-5,{"$f":"_xlfn.IFNA(0.997*(INDEX('Mass attenuation coefficients'!$B$2:$B$37,MATCH($C271,'Mass attenuation coefficients'!$A$2:$A$37,1))+($C271-INDEX('Mass attenuation coefficients'!$A$2:$A$37,MATCH($C271,'Mass attenuation coefficients'!$A$2:$A$37,1)))*(INDEX('Mass attenuation coefficients'!$B$2:$B$37,MATCH($C271,'Mass attenuation coefficients'!$A$2:$A$37,1)+1)-INDEX('Mass attenuation coefficients'!$B$2:$B$37,MATCH($C271,'Mass attenuation coefficients'!$A$2:$A$37,1)))/(INDEX('Mass attenuation coefficients'!$A$2:$A$37,MATCH($C271,'Mass attenuation coefficients'!$A$2:$A$37,1)+1)-INDEX('Mass attenuation coefficients'!$A$2:$A$37,MATCH($C271,'Mass attenuation coefficients'!$A$2:$A$37,1)))),0.997*$C271*'Mass attenuation coefficients'!$B$2/'Mass attenuation coefficients'!$A$2)","v":0.13303010879999999},{"$f":"_xlfn.IFNA(INDEX('Shultis Faw'!$C$2:$C$26,MATCH($C271,'Shultis Faw'!$A$2:$A$26,1))+($C271-INDEX('Shultis Faw'!$A$2:$A$26,MATCH($C271,'Shultis Faw'!$A$2:$A$26,1)))*(INDEX('Shultis Faw'!$C$2:$C$26,MATCH($C271,'Shultis Faw'!$A$2:$A$26,1)+1)-INDEX('Shultis Faw'!$C$2:$C$26,MATCH($C271,'Shultis Faw'!$A$2:$A$26,1)))/(INDEX('Shultis Faw'!$A$2:$A$26,MATCH($C271,'Shultis Faw'!$A$2:$A$26,1)+1)-INDEX('Shultis Faw'!$A$2:$A$26,MATCH($C271,'Shultis Faw'!$A$2:$A$26,1))),$C271*'Shultis Faw'!$C$2/'Shultis Faw'!$A$2)","v":3.369748},{"$f":"_xlfn.IFNA(INDEX('Shultis Faw'!$D$2:$D$26,MATCH($C271,'Shultis Faw'!$A$2:$A$26,1))+($C271-INDEX('Shultis Faw'!$A$2:$A$26,MATCH($C271,'Shultis Faw'!$A$2:$A$26,1)))*(INDEX('Shultis Faw'!$D$2:$D$26,MATCH($C271,'Shultis Faw'!$A$2:$A$26,1)+1)-INDEX('Shultis Faw'!$D$2:$D$26,MATCH($C271,'Shultis Faw'!$A$2:$A$26,1)))/(INDEX('Shultis Faw'!$A$2:$A$26,MATCH($C271,'Shultis Faw'!$A$2:$A$26,1)+1)-INDEX('Shultis Faw'!$A$2:$A$26,MATCH($C271,'Shultis Faw'!$A$2:$A$26,1))),$C271*'Shultis Faw'!$D$2/'Shultis Faw'!$A$2)","v":2.1283919999999998},{"$f":"_xlfn.IFNA(INDEX('Shultis Faw'!$B$2:$B$26,MATCH($C271,'Shultis Faw'!$A$2:$A$26,1))+($C271-INDEX('Shultis Faw'!$A$2:$A$26,MATCH($C271,'Shultis Faw'!$A$2:$A$26,1)))*(INDEX('Shultis Faw'!$B$2:$B$26,MATCH($C271,'Shultis Faw'!$A$2:$A$26,1)+1)-INDEX('Shultis Faw'!$B$2:$B$26,MATCH($C271,'Shultis Faw'!$A$2:$A$26,1)))/(INDEX('Shultis Faw'!$A$2:$A$26,MATCH($C271,'Shultis Faw'!$A$2:$A$26,1)+1)-INDEX('Shultis Faw'!$A$2:$A$26,MATCH($C271,'Shultis Faw'!$A$2:$A$26,1))),$C271*'Shultis Faw'!$B$2/'Shultis Faw'!$A$2)","v":-0.17367199999999999},{"$f":"_xlfn.IFNA(INDEX('Shultis Faw'!$E$2:$E$26,MATCH($C271,'Shultis Faw'!$A$2:$A$26,1))+($C271-INDEX('Shultis Faw'!$A$2:$A$26,MATCH($C271,'Shultis Faw'!$A$2:$A$26,1)))*(INDEX('Shultis Faw'!$E$2:$E$26,MATCH($C271,'Shultis Faw'!$A$2:$A$26,1)+1)-INDEX('Shultis Faw'!$E$2:$E$26,MATCH($C271,'Shultis Faw'!$A$2:$A$26,1)))/(INDEX('Shultis Faw'!$A$2:$A$26,MATCH($C271,'Shultis Faw'!$A$2:$A$26,1)+1)-INDEX('Shultis Faw'!$A$2:$A$26,MATCH($C271,'Shultis Faw'!$A$2:$A$26,1))),$C271*'Shultis Faw'!$E$2/'Shultis Faw'!$A$2)","v":7.5091400000000003E-2},{"$f":"_xlfn.IFNA(INDEX('Shultis Faw'!$F$2:$F$26,MATCH($C271,'Shultis Faw'!$A$2:$A$26,1))+($C271-INDEX('Shultis Faw'!$A$2:$A$26,MATCH($C271,'Shultis Faw'!$A$2:$A$26,1)))*(INDEX('Shultis Faw'!$F$2:$F$26,MATCH($C271,'Shultis Faw'!$A$2:$A$26,1)+1)-INDEX('Shultis Faw'!$F$2:$F$26,MATCH($C271,'Shultis Faw'!$A$2:$A$26,1)))/(INDEX('Shultis Faw'!$A$2:$A$26,MATCH($C271,'Shultis Faw'!$A$2:$A$26,1)+1)-INDEX('Shultis Faw'!$A$2:$A$26,MATCH($C271,'Shultis Faw'!$A$2:$A$26,1))),$C271*'Shultis Faw'!$F$2/'Shultis Faw'!$A$2)","v":14.44374},{"$f":"J271*(H271*'Externe blootstelling'!$D$23/2)^K271+L271*(TANH(((H271*'Externe blootstelling'!$D$23)/(2*M271))-2)-TANH(-2))/(1-TANH(-2))","v":1.8881703582545171},{"$f":"IF(N271=1,1+(I271-1)*H271*'Externe blootstelling'!$D$23/2,1+(I271-1)*(N271^(H271*'Externe blootstelling'!$D$23/2)-1)/(N271-1))","v":7.8167755985812297},{"$f":"G271*EXP(-H271*'Externe blootstelling'!$D$23/2)*O271","v":2.6860607409732995E-5}]
[null," g ",0.22900999999999999,3.6641599999999998E-14,2.3999999999999997E-5,{"$f":"_xlfn.IFNA(INDEX('hp (pSv cm2)'!$B$2:$B$52,MATCH($C272,'hp (pSv cm2)'!$A$2:$A$52,1))+($C272-INDEX('hp (pSv cm2)'!$A$2:$A$52,MATCH($C272,'hp (pSv cm2)'!$A$2:$A$52,1)))*(INDEX('hp (pSv cm2)'!$B$2:$B$52,MATCH($C272,'hp (pSv cm2)'!$A$2:$A$52,1)+1)-INDEX('hp (pSv cm2)'!$B$2:$B$52,MATCH($C272,'hp (pSv cm2)'!$A$2:$A$52,1)))/(INDEX('hp (pSv cm2)'!$A$2:$A$52,MATCH($C272,'hp (pSv cm2)'!$A$2:$A$52,1)+1)-INDEX('hp (pSv cm2)'!$A$2:$A$52,MATCH($C272,'hp (pSv cm2)'!$A$2:$A$52,1))),$C272*'hp (pSv cm2)'!$B$2/'hp (pSv cm2)'!$A$2)","v":1.1479509999999999},2.7550823999999996E-5,{"$f":"_xlfn.IFNA(0.997*(INDEX('Mass attenuation coefficients'!$B$2:$B$37,MATCH($C272,'Mass attenuation coefficients'!$A$2:$A$37,1))+($C272-INDEX('Mass attenuation coefficients'!$A$2:$A$37,MATCH($C272,'Mass attenuation coefficients'!$A$2:$A$37,1)))*(INDEX('Mass attenuation coefficients'!$B$2:$B$37,MATCH($C272,'Mass attenuation coefficients'!$A$2:$A$37,1)+1)-INDEX('Mass attenuation coefficients'!$B$2:$B$37,MATCH($C272,'Mass attenuation coefficients'!$A$2:$A$37,1)))/(INDEX('Mass attenuation coefficients'!$A$2:$A$37,MATCH($C272,'Mass attenuation coefficients'!$A$2:$A$37,1)+1)-INDEX('Mass attenuation coefficients'!$A$2:$A$37,MATCH($C272,'Mass attenuation coefficients'!$A$2:$A$37,1)))),0.997*$C272*'Mass attenuation coefficients'!$B$2/'Mass attenuation coefficients'!$A$2)","v":0.13126717352},{"$f":"_xlfn.IFNA(INDEX('Shultis Faw'!$C$2:$C$26,MATCH($C272,'Shultis Faw'!$A$2:$A$26,1))+($C272-INDEX('Shultis Faw'!$A$2:$A$26,MATCH($C272,'Shultis Faw'!$A$2:$A$26,1)))*(INDEX('Shultis Faw'!$C$2:$C$26,MATCH($C272,'Shultis Faw'!$A$2:$A$26,1)+1)-INDEX('Shultis Faw'!$C$2:$C$26,MATCH($C272,'Shultis Faw'!$A$2:$A$26,1)))/(INDEX('Shultis Faw'!$A$2:$A$26,MATCH($C272,'Shultis Faw'!$A$2:$A$26,1)+1)-INDEX('Shultis Faw'!$A$2:$A$26,MATCH($C272,'Shultis Faw'!$A$2:$A$26,1))),$C272*'Shultis Faw'!$C$2/'Shultis Faw'!$A$2)","v":3.3161242},{"$f":"_xlfn.IFNA(INDEX('Shultis Faw'!$D$2:$D$26,MATCH($C272,'Shultis Faw'!$A$2:$A$26,1))+($C272-INDEX('Shultis Faw'!$A$2:$A$26,MATCH($C272,'Shultis Faw'!$A$2:$A$26,1)))*(INDEX('Shultis Faw'!$D$2:$D$26,MATCH($C272,'Shultis Faw'!$A$2:$A$26,1)+1)-INDEX('Shultis Faw'!$D$2:$D$26,MATCH($C272,'Shultis Faw'!$A$2:$A$26,1)))/(INDEX('Shultis Faw'!$A$2:$A$26,MATCH($C272,'Shultis Faw'!$A$2:$A$26,1)+1)-INDEX('Shultis Faw'!$A$2:$A$26,MATCH($C272,'Shultis Faw'!$A$2:$A$26,1))),$C272*'Shultis Faw'!$D$2/'Shultis Faw'!$A$2)","v":2.1157067999999999},{"$f":"_xlfn.IFNA(INDEX('Shultis Faw'!$B$2:$B$26,MATCH($C272,'Shultis Faw'!$A$2:$A$26,1))+($C272-INDEX('Shultis Faw'!$A$2:$A$26,MATCH($C272,'Shultis Faw'!$A$2:$A$26,1)))*(INDEX('Shultis Faw'!$B$2:$B$26,MATCH($C272,'Shultis Faw'!$A$2:$A$26,1)+1)-INDEX('Shultis Faw'!$B$2:$B$26,MATCH($C272,'Shultis Faw'!$A$2:$A$26,1)))/(INDEX('Shultis Faw'!$A$2:$A$26,MATCH($C272,'Shultis Faw'!$A$2:$A$26,1)+1)-INDEX('Shultis Faw'!$A$2:$A$26,MATCH($C272,'Shultis Faw'!$A$2:$A$26,1))),$C272*'Shultis Faw'!$B$2/'Shultis Faw'!$A$2)","v":-0.1725188},{"$f":"_xlfn.IFNA(INDEX('Shultis Faw'!$E$2:$E$26,MATCH($C272,'Shultis Faw'!$A$2:$A$26,1))+($C272-INDEX('Shultis Faw'!$A$2:$A$26,MATCH($C272,'Shultis Faw'!$A$2:$A$26,1)))*(INDEX('Shultis Faw'!$E$2:$E$26,MATCH($C272,'Shultis Faw'!$A$2:$A$26,1)+1)-INDEX('Shultis Faw'!$E$2:$E$26,MATCH($C272,'Shultis Faw'!$A$2:$A$26,1)))/(INDEX('Shultis Faw'!$A$2:$A$26,MATCH($C272,'Shultis Faw'!$A$2:$A$26,1)+1)-INDEX('Shultis Faw'!$A$2:$A$26,MATCH($C272,'Shultis Faw'!$A$2:$A$26,1))),$C272*'Shultis Faw'!$E$2/'Shultis Faw'!$A$2)","v":7.3947810000000003E-2},{"$f":"_xlfn.IFNA(INDEX('Shultis Faw'!$F$2:$F$26,MATCH($C272,'Shultis Faw'!$A$2:$A$26,1))+($C272-INDEX('Shultis Faw'!$A$2:$A$26,MATCH($C272,'Shultis Faw'!$A$2:$A$26,1)))*(INDEX('Shultis Faw'!$F$2:$F$26,MATCH($C272,'Shultis Faw'!$A$2:$A$26,1)+1)-INDEX('Shultis Faw'!$F$2:$F$26,MATCH($C272,'Shultis Faw'!$A$2:$A$26,1)))/(INDEX('Shultis Faw'!$A$2:$A$26,MATCH($C272,'Shultis Faw'!$A$2:$A$26,1)+1)-INDEX('Shultis Faw'!$A$2:$A$26,MATCH($C272,'Shultis Faw'!$A$2:$A$26,1))),$C272*'Shultis Faw'!$F$2/'Shultis Faw'!$A$2)","v":14.415871000000001},{"$f":"J272*(H272*'Externe blootstelling'!$D$23/2)^K272+L272*(TANH(((H272*'Externe blootstelling'!$D$23)/(2*M272))-2)-TANH(-2))/(1-TANH(-2))","v":1.8827303309199976},{"$f":"IF(N272=1,1+(I272-1)*H272*'Externe blootstelling'!$D$23/2,1+(I272-1)*(N272^(H272*'Externe blootstelling'!$D$23/2)-1)/(N272-1))","v":7.4961573712300202},{"$f":"G272*EXP(-H272*'Externe blootstelling'!$D$23/2)*O272","v":2.8829967384653047E-5}]
[null," g ",0.23200999999999999,{"$f":"C273*1000000*1.6E-19","v":3.71216E-14},2.4000000000000001E-4,{"$f":"_xlfn.IFNA(INDEX('hp (pSv cm2)'!$B$2:$B$52,MATCH($C273,'hp (pSv cm2)'!$A$2:$A$52,1))+($C273-INDEX('hp (pSv cm2)'!$A$2:$A$52,MATCH($C273,'hp (pSv cm2)'!$A$2:$A$52,1)))*(INDEX('hp (pSv cm2)'!$B$2:$B$52,MATCH($C273,'hp (pSv cm2)'!$A$2:$A$52,1)+1)-INDEX('hp (pSv cm2)'!$B$2:$B$52,MATCH($C273,'hp (pSv cm2)'!$A$2:$A$52,1)))/(INDEX('hp (pSv cm2)'!$A$2:$A$52,MATCH($C273,'hp (pSv cm2)'!$A$2:$A$52,1)+1)-INDEX('hp (pSv cm2)'!$A$2:$A$52,MATCH($C273,'hp (pSv cm2)'!$A$2:$A$52,1))),$C273*'hp (pSv cm2)'!$B$2/'hp (pSv cm2)'!$A$2)","v":1.163251},{"$f":"F273*E273","v":2.7918024000000004E-4},{"$f":"_xlfn.IFNA(0.997*(INDEX('Mass attenuation coefficients'!$B$2:$B$37,MATCH($C273,'Mass attenuation coefficients'!$A$2:$A$37,1))+($C273-INDEX('Mass attenuation coefficients'!$A$2:$A$37,MATCH($C273,'Mass attenuation coefficients'!$A$2:$A$37,1)))*(INDEX('Mass attenuation coefficients'!$B$2:$B$37,MATCH($C273,'Mass attenuation coefficients'!$A$2:$A$37,1)+1)-INDEX('Mass attenuation coefficients'!$B$2:$B$37,MATCH($C273,'Mass attenuation coefficients'!$A$2:$A$37,1)))/(INDEX('Mass attenuation coefficients'!$A$2:$A$37,MATCH($C273,'Mass attenuation coefficients'!$A$2:$A$37,1)+1)-INDEX('Mass attenuation coefficients'!$A$2:$A$37,MATCH($C273,'Mass attenuation coefficients'!$A$2:$A$37,1)))),0.997*$C273*'Mass attenuation coefficients'!$B$2/'Mass attenuation coefficients'!$A$2)","v":0.13071682951999999},{"$f":"_xlfn.IFNA(INDEX('Shultis Faw'!$C$2:$C$26,MATCH($C273,'Shultis Faw'!$A$2:$A$26,1))+($C273-INDEX('Shultis Faw'!$A$2:$A$26,MATCH($C273,'Shultis Faw'!$A$2:$A$26,1)))*(INDEX('Shultis Faw'!$C$2:$C$26,MATCH($C273,'Shultis Faw'!$A$2:$A$26,1)+1)-INDEX('Shultis Faw'!$C$2:$C$26,MATCH($C273,'Shultis Faw'!$A$2:$A$26,1)))/(INDEX('Shultis Faw'!$A$2:$A$26,MATCH($C273,'Shultis Faw'!$A$2:$A$26,1)+1)-INDEX('Shultis Faw'!$A$2:$A$26,MATCH($C273,'Shultis Faw'!$A$2:$A$26,1))),$C273*'Shultis Faw'!$C$2/'Shultis Faw'!$A$2)","v":3.2993842},{"$f":"_xlfn.IFNA(INDEX('Shultis Faw'!$D$2:$D$26,MATCH($C273,'Shultis Faw'!$A$2:$A$26,1))+($C273-INDEX('Shultis Faw'!$A$2:$A$26,MATCH($C273,'Shultis Faw'!$A$2:$A$26,1)))*(INDEX('Shultis Faw'!$D$2:$D$26,MATCH($C273,'Shultis Faw'!$A$2:$A$26,1)+1)-INDEX('Shultis Faw'!$D$2:$D$26,MATCH($C273,'Shultis Faw'!$A$2:$A$26,1)))/(INDEX('Shultis Faw'!$A$2:$A$26,MATCH($C273,'Shultis Faw'!$A$2:$A$26,1)+1)-INDEX('Shultis Faw'!$A$2:$A$26,MATCH($C273,'Shultis Faw'!$A$2:$A$26,1))),$C273*'Shultis Faw'!$D$2/'Shultis Faw'!$A$2)","v":2.1117467999999997},{"$f":"_xlfn.IFNA(INDEX('Shultis Faw'!$B$2:$B$26,MATCH($C273,'Shultis Faw'!$A$2:$A$26,1))+($C273-INDEX('Shultis Faw'!$A$2:$A$26,MATCH($C273,'Shultis Faw'!$A$2:$A$26,1)))*(INDEX('Shultis Faw'!$B$2:$B$26,MATCH($C273,'Shultis Faw'!$A$2:$A$26,1)+1)-INDEX('Shultis Faw'!$B$2:$B$26,MATCH($C273,'Shultis Faw'!$A$2:$A$26,1)))/(INDEX('Shultis Faw'!$A$2:$A$26,MATCH($C273,'Shultis Faw'!$A$2:$A$26,1)+1)-INDEX('Shultis Faw'!$A$2:$A$26,MATCH($C273,'Shultis Faw'!$A$2:$A$26,1))),$C273*'Shultis Faw'!$B$2/'Shultis Faw'!$A$2)","v":-0.1721588},{"$f":"_xlfn.IFNA(INDEX('Shultis Faw'!$E$2:$E$26,MATCH($C273,'Shultis Faw'!$A$2:$A$26,1))+($C273-INDEX('Shultis Faw'!$A$2:$A$26,MATCH($C273,'Shultis Faw'!$A$2:$A$26,1)))*(INDEX('Shultis Faw'!$E$2:$E$26,MATCH($C273,'Shultis Faw'!$A$2:$A$26,1)+1)-INDEX('Shultis Faw'!$E$2:$E$26,MATCH($C273,'Shultis Faw'!$A$2:$A$26,1)))/(INDEX('Shultis Faw'!$A$2:$A$26,MATCH($C273,'Shultis Faw'!$A$2:$A$26,1)+1)-INDEX('Shultis Faw'!$A$2:$A$26,MATCH($C273,'Shultis Faw'!$A$2:$A$26,1))),$C273*'Shultis Faw'!$E$2/'Shultis Faw'!$A$2)","v":7.3590810000000006E-2},{"$f":"_xlfn.IFNA(INDEX('Shultis Faw'!$F$2:$F$26,MATCH($C273,'Shultis Faw'!$A$2:$A$26,1))+($C273-INDEX('Shultis Faw'!$A$2:$A$26,MATCH($C273,'Shultis Faw'!$A$2:$A$26,1)))*(INDEX('Shultis Faw'!$F$2:$F$26,MATCH($C273,'Shultis Faw'!$A$2:$A$26,1)+1)-INDEX('Shultis Faw'!$F$2:$F$26,MATCH($C273,'Shultis Faw'!$A$2:$A$26,1)))/(INDEX('Shultis Faw'!$A$2:$A$26,MATCH($C273,'Shultis Faw'!$A$2:$A$26,1)+1)-INDEX('Shultis Faw'!$A$2:$A$26,MATCH($C273,'Shultis Faw'!$A$2:$A$26,1))),$C273*'Shultis Faw'!$F$2/'Shultis Faw'!$A$2)","v":14.407171},{"$f":"J273*(H273*'Externe blootstelling'!$D$23/2)^K273+L273*(TANH(((H273*'Externe blootstelling'!$D$23)/(2*M273))-2)-TANH(-2))/(1-TANH(-2))","v":1.8810215510733825},{"$f":"IF(N273=1,1+(I273-1)*H273*'Externe blootstelling'!$D$23/2,1+(I273-1)*(N273^(H273*'Externe blootstelling'!$D$23/2)-1)/(N273-1))","v":7.3984019929082816},{"$f":"G273*EXP(-H273*'Externe blootstelling'!$D$23/2)*O273","v":2.9072249359833922E-4}]
[null," g ",0.23699999999999999,3.7919999999999998E-14,6.0000000000000002E-5,{"$f":"_xlfn.IFNA(INDEX('hp (pSv cm2)'!$B$2:$B$52,MATCH($C274,'hp (pSv cm2)'!$A$2:$A$52,1))+($C274-INDEX('hp (pSv cm2)'!$A$2:$A$52,MATCH($C274,'hp (pSv cm2)'!$A$2:$A$52,1)))*(INDEX('hp (pSv cm2)'!$B$2:$B$52,MATCH($C274,'hp (pSv cm2)'!$A$2:$A$52,1)+1)-INDEX('hp (pSv cm2)'!$B$2:$B$52,MATCH($C274,'hp (pSv cm2)'!$A$2:$A$52,1)))/(INDEX('hp (pSv cm2)'!$A$2:$A$52,MATCH($C274,'hp (pSv cm2)'!$A$2:$A$52,1)+1)-INDEX('hp (pSv cm2)'!$A$2:$A$52,MATCH($C274,'hp (pSv cm2)'!$A$2:$A$52,1))),$C274*'hp (pSv cm2)'!$B$2/'hp (pSv cm2)'!$A$2)","v":1.1886999999999999},7.1321999999999992E-5,{"$f":"_xlfn.IFNA(0.997*(INDEX('Mass attenuation coefficients'!$B$2:$B$37,MATCH($C274,'Mass attenuation coefficients'!$A$2:$A$37,1))+($C274-INDEX('Mass attenuation coefficients'!$A$2:$A$37,MATCH($C274,'Mass attenuation coefficients'!$A$2:$A$37,1)))*(INDEX('Mass attenuation coefficients'!$B$2:$B$37,MATCH($C274,'Mass attenuation coefficients'!$A$2:$A$37,1)+1)-INDEX('Mass attenuation coefficients'!$B$2:$B$37,MATCH($C274,'Mass attenuation coefficients'!$A$2:$A$37,1)))/(INDEX('Mass attenuation coefficients'!$A$2:$A$37,MATCH($C274,'Mass attenuation coefficients'!$A$2:$A$37,1)+1)-INDEX('Mass attenuation coefficients'!$A$2:$A$37,MATCH($C274,'Mass attenuation coefficients'!$A$2:$A$37,1)))),0.997*$C274*'Mass attenuation coefficients'!$B$2/'Mass attenuation coefficients'!$A$2)","v":0.129801424},{"$f":"_xlfn.IFNA(INDEX('Shultis Faw'!$C$2:$C$26,MATCH($C274,'Shultis Faw'!$A$2:$A$26,1))+($C274-INDEX('Shultis Faw'!$A$2:$A$26,MATCH($C274,'Shultis Faw'!$A$2:$A$26,1)))*(INDEX('Shultis Faw'!$C$2:$C$26,MATCH($C274,'Shultis Faw'!$A$2:$A$26,1)+1)-INDEX('Shultis Faw'!$C$2:$C$26,MATCH($C274,'Shultis Faw'!$A$2:$A$26,1)))/(INDEX('Shultis Faw'!$A$2:$A$26,MATCH($C274,'Shultis Faw'!$A$2:$A$26,1)+1)-INDEX('Shultis Faw'!$A$2:$A$26,MATCH($C274,'Shultis Faw'!$A$2:$A$26,1))),$C274*'Shultis Faw'!$C$2/'Shultis Faw'!$A$2)","v":3.2715400000000003},{"$f":"_xlfn.IFNA(INDEX('Shultis Faw'!$D$2:$D$26,MATCH($C274,'Shultis Faw'!$A$2:$A$26,1))+($C274-INDEX('Shultis Faw'!$A$2:$A$26,MATCH($C274,'Shultis Faw'!$A$2:$A$26,1)))*(INDEX('Shultis Faw'!$D$2:$D$26,MATCH($C274,'Shultis Faw'!$A$2:$A$26,1)+1)-INDEX('Shultis Faw'!$D$2:$D$26,MATCH($C274,'Shultis Faw'!$A$2:$A$26,1)))/(INDEX('Shultis Faw'!$A$2:$A$26,MATCH($C274,'Shultis Faw'!$A$2:$A$26,1)+1)-INDEX('Shultis Faw'!$A$2:$A$26,MATCH($C274,'Shultis Faw'!$A$2:$A$26,1))),$C274*'Shultis Faw'!$D$2/'Shultis Faw'!$A$2)","v":2.1051599999999997},{"$f":"_xlfn.IFNA(INDEX('Shultis Faw'!$B$2:$B$26,MATCH($C274,'Shultis Faw'!$A$2:$A$26,1))+($C274-INDEX('Shultis Faw'!$A$2:$A$26,MATCH($C274,'Shultis Faw'!$A$2:$A$26,1)))*(INDEX('Shultis Faw'!$B$2:$B$26,MATCH($C274,'Shultis Faw'!$A$2:$A$26,1)+1)-INDEX('Shultis Faw'!$B$2:$B$26,MATCH($C274,'Shultis Faw'!$A$2:$A$26,1)))/(INDEX('Shultis Faw'!$A$2:$A$26,MATCH($C274,'Shultis Faw'!$A$2:$A$26,1)+1)-INDEX('Shultis Faw'!$A$2:$A$26,MATCH($C274,'Shultis Faw'!$A$2:$A$26,1))),$C274*'Shultis Faw'!$B$2/'Shultis Faw'!$A$2)","v":-0.17155999999999999},{"$f":"_xlfn.IFNA(INDEX('Shultis Faw'!$E$2:$E$26,MATCH($C274,'Shultis Faw'!$A$2:$A$26,1))+($C274-INDEX('Shultis Faw'!$A$2:$A$26,MATCH($C274,'Shultis Faw'!$A$2:$A$26,1)))*(INDEX('Shultis Faw'!$E$2:$E$26,MATCH($C274,'Shultis Faw'!$A$2:$A$26,1)+1)-INDEX('Shultis Faw'!$E$2:$E$26,MATCH($C274,'Shultis Faw'!$A$2:$A$26,1)))/(INDEX('Shultis Faw'!$A$2:$A$26,MATCH($C274,'Shultis Faw'!$A$2:$A$26,1)+1)-INDEX('Shultis Faw'!$A$2:$A$26,MATCH($C274,'Shultis Faw'!$A$2:$A$26,1))),$C274*'Shultis Faw'!$E$2/'Shultis Faw'!$A$2)","v":7.2997000000000006E-2},{"$f":"_xlfn.IFNA(INDEX('Shultis Faw'!$F$2:$F$26,MATCH($C274,'Shultis Faw'!$A$2:$A$26,1))+($C274-INDEX('Shultis Faw'!$A$2:$A$26,MATCH($C274,'Shultis Faw'!$A$2:$A$26,1)))*(INDEX('Shultis Faw'!$F$2:$F$26,MATCH($C274,'Shultis Faw'!$A$2:$A$26,1)+1)-INDEX('Shultis Faw'!$F$2:$F$26,MATCH($C274,'Shultis Faw'!$A$2:$A$26,1)))/(INDEX('Shultis Faw'!$A$2:$A$26,MATCH($C274,'Shultis Faw'!$A$2:$A$26,1)+1)-INDEX('Shultis Faw'!$A$2:$A$26,MATCH($C274,'Shultis Faw'!$A$2:$A$26,1))),$C274*'Shultis Faw'!$F$2/'Shultis Faw'!$A$2)","v":14.3927},{"$f":"J274*(H274*'Externe blootstelling'!$D$23/2)^K274+L274*(TANH(((H274*'Externe blootstelling'!$D$23)/(2*M274))-2)-TANH(-2))/(1-TANH(-2))","v":1.8781681887632833},{"$f":"IF(N274=1,1+(I274-1)*H274*'Externe blootstelling'!$D$23/2,1+(I274-1)*(N274^(H274*'Externe blootstelling'!$D$23/2)-1)/(N274-1))","v":7.2382155401123729},{"$f":"G274*EXP(-H274*'Externe blootstelling'!$D$23/2)*O274","v":7.3667238766803527E-5}]
[null," g ",0.2479288,3.9668608000000001E-14,6.8900000000000003E-2,{"$f":"_xlfn.IFNA(INDEX('hp (pSv cm2)'!$B$2:$B$52,MATCH($C275,'hp (pSv cm2)'!$A$2:$A$52,1))+($C275-INDEX('hp (pSv cm2)'!$A$2:$A$52,MATCH($C275,'hp (pSv cm2)'!$A$2:$A$52,1)))*(INDEX('hp (pSv cm2)'!$B$2:$B$52,MATCH($C275,'hp (pSv cm2)'!$A$2:$A$52,1)+1)-INDEX('hp (pSv cm2)'!$B$2:$B$52,MATCH($C275,'hp (pSv cm2)'!$A$2:$A$52,1)))/(INDEX('hp (pSv cm2)'!$A$2:$A$52,MATCH($C275,'hp (pSv cm2)'!$A$2:$A$52,1)+1)-INDEX('hp (pSv cm2)'!$A$2:$A$52,MATCH($C275,'hp (pSv cm2)'!$A$2:$A$52,1))),$C275*'hp (pSv cm2)'!$B$2/'hp (pSv cm2)'!$A$2)","v":1.2444368800000001},8.5741701032000003E-2,{"$f":"_xlfn.IFNA(0.997*(INDEX('Mass attenuation coefficients'!$B$2:$B$37,MATCH($C275,'Mass attenuation coefficients'!$A$2:$A$37,1))+($C275-INDEX('Mass attenuation coefficients'!$A$2:$A$37,MATCH($C275,'Mass attenuation coefficients'!$A$2:$A$37,1)))*(INDEX('Mass attenuation coefficients'!$B$2:$B$37,MATCH($C275,'Mass attenuation coefficients'!$A$2:$A$37,1)+1)-INDEX('Mass attenuation coefficients'!$B$2:$B$37,MATCH($C275,'Mass attenuation coefficients'!$A$2:$A$37,1)))/(INDEX('Mass attenuation coefficients'!$A$2:$A$37,MATCH($C275,'Mass attenuation coefficients'!$A$2:$A$37,1)+1)-INDEX('Mass attenuation coefficients'!$A$2:$A$37,MATCH($C275,'Mass attenuation coefficients'!$A$2:$A$37,1)))),0.997*$C275*'Mass attenuation coefficients'!$B$2/'Mass attenuation coefficients'!$A$2)","v":0.12779655749759999},{"$f":"_xlfn.IFNA(INDEX('Shultis Faw'!$C$2:$C$26,MATCH($C275,'Shultis Faw'!$A$2:$A$26,1))+($C275-INDEX('Shultis Faw'!$A$2:$A$26,MATCH($C275,'Shultis Faw'!$A$2:$A$26,1)))*(INDEX('Shultis Faw'!$C$2:$C$26,MATCH($C275,'Shultis Faw'!$A$2:$A$26,1)+1)-INDEX('Shultis Faw'!$C$2:$C$26,MATCH($C275,'Shultis Faw'!$A$2:$A$26,1)))/(INDEX('Shultis Faw'!$A$2:$A$26,MATCH($C275,'Shultis Faw'!$A$2:$A$26,1)+1)-INDEX('Shultis Faw'!$A$2:$A$26,MATCH($C275,'Shultis Faw'!$A$2:$A$26,1))),$C275*'Shultis Faw'!$C$2/'Shultis Faw'!$A$2)","v":3.2105572960000002},{"$f":"_xlfn.IFNA(INDEX('Shultis Faw'!$D$2:$D$26,MATCH($C275,'Shultis Faw'!$A$2:$A$26,1))+($C275-INDEX('Shultis Faw'!$A$2:$A$26,MATCH($C275,'Shultis Faw'!$A$2:$A$26,1)))*(INDEX('Shultis Faw'!$D$2:$D$26,MATCH($C275,'Shultis Faw'!$A$2:$A$26,1)+1)-INDEX('Shultis Faw'!$D$2:$D$26,MATCH($C275,'Shultis Faw'!$A$2:$A$26,1)))/(INDEX('Shultis Faw'!$A$2:$A$26,MATCH($C275,'Shultis Faw'!$A$2:$A$26,1)+1)-INDEX('Shultis Faw'!$A$2:$A$26,MATCH($C275,'Shultis Faw'!$A$2:$A$26,1))),$C275*'Shultis Faw'!$D$2/'Shultis Faw'!$A$2)","v":2.0907339839999999},{"$f":"_xlfn.IFNA(INDEX('Shultis Faw'!$B$2:$B$26,MATCH($C275,'Shultis Faw'!$A$2:$A$26,1))+($C275-INDEX('Shultis Faw'!$A$2:$A$26,MATCH($C275,'Shultis Faw'!$A$2:$A$26,1)))*(INDEX('Shultis Faw'!$B$2:$B$26,MATCH($C275,'Shultis Faw'!$A$2:$A$26,1)+1)-INDEX('Shultis Faw'!$B$2:$B$26,MATCH($C275,'Shultis Faw'!$A$2:$A$26,1)))/(INDEX('Shultis Faw'!$A$2:$A$26,MATCH($C275,'Shultis Faw'!$A$2:$A$26,1)+1)-INDEX('Shultis Faw'!$A$2:$A$26,MATCH($C275,'Shultis Faw'!$A$2:$A$26,1))),$C275*'Shultis Faw'!$B$2/'Shultis Faw'!$A$2)","v":-0.170248544},{"$f":"_xlfn.IFNA(INDEX('Shultis Faw'!$E$2:$E$26,MATCH($C275,'Shultis Faw'!$A$2:$A$26,1))+($C275-INDEX('Shultis Faw'!$A$2:$A$26,MATCH($C275,'Shultis Faw'!$A$2:$A$26,1)))*(INDEX('Shultis Faw'!$E$2:$E$26,MATCH($C275,'Shultis Faw'!$A$2:$A$26,1)+1)-INDEX('Shultis Faw'!$E$2:$E$26,MATCH($C275,'Shultis Faw'!$A$2:$A$26,1)))/(INDEX('Shultis Faw'!$A$2:$A$26,MATCH($C275,'Shultis Faw'!$A$2:$A$26,1)+1)-INDEX('Shultis Faw'!$A$2:$A$26,MATCH($C275,'Shultis Faw'!$A$2:$A$26,1))),$C275*'Shultis Faw'!$E$2/'Shultis Faw'!$A$2)","v":7.1696472799999994E-2},{"$f":"_xlfn.IFNA(INDEX('Shultis Faw'!$F$2:$F$26,MATCH($C275,'Shultis Faw'!$A$2:$A$26,1))+($C275-INDEX('Shultis Faw'!$A$2:$A$26,MATCH($C275,'Shultis Faw'!$A$2:$A$26,1)))*(INDEX('Shultis Faw'!$F$2:$F$26,MATCH($C275,'Shultis Faw'!$A$2:$A$26,1)+1)-INDEX('Shultis Faw'!$F$2:$F$26,MATCH($C275,'Shultis Faw'!$A$2:$A$26,1)))/(INDEX('Shultis Faw'!$A$2:$A$26,MATCH($C275,'Shultis Faw'!$A$2:$A$26,1)+1)-INDEX('Shultis Faw'!$A$2:$A$26,MATCH($C275,'Shultis Faw'!$A$2:$A$26,1))),$C275*'Shultis Faw'!$F$2/'Shultis Faw'!$A$2)","v":14.36100648},{"$f":"J275*(H275*'Externe blootstelling'!$D$23/2)^K275+L275*(TANH(((H275*'Externe blootstelling'!$D$23)/(2*M275))-2)-TANH(-2))/(1-TANH(-2))","v":1.8718706122706914},{"$f":"IF(N275=1,1+(I275-1)*H275*'Externe blootstelling'!$D$23/2,1+(I275-1)*(N275^(H275*'Externe blootstelling'!$D$23/2)-1)/(N275-1))","v":6.8977040391259496},{"$f":"G275*EXP(-H275*'Externe blootstelling'!$D$23/2)*O275","v":8.6971418892895919E-2}]
[null," g ",0.26089999999999997,4.1743999999999994E-14,2.2000000000000003E-5,{"$f":"_xlfn.IFNA(INDEX('hp (pSv cm2)'!$B$2:$B$52,MATCH($C276,'hp (pSv cm2)'!$A$2:$A$52,1))+($C276-INDEX('hp (pSv cm2)'!$A$2:$A$52,MATCH($C276,'hp (pSv cm2)'!$A$2:$A$52,1)))*(INDEX('hp (pSv cm2)'!$B$2:$B$52,MATCH($C276,'hp (pSv cm2)'!$A$2:$A$52,1)+1)-INDEX('hp (pSv cm2)'!$B$2:$B$52,MATCH($C276,'hp (pSv cm2)'!$A$2:$A$52,1)))/(INDEX('hp (pSv cm2)'!$A$2:$A$52,MATCH($C276,'hp (pSv cm2)'!$A$2:$A$52,1)+1)-INDEX('hp (pSv cm2)'!$A$2:$A$52,MATCH($C276,'hp (pSv cm2)'!$A$2:$A$52,1))),$C276*'hp (pSv cm2)'!$B$2/'hp (pSv cm2)'!$A$2)","v":1.3105899999999999},2.8832980000000002E-5,{"$f":"_xlfn.IFNA(0.997*(INDEX('Mass attenuation coefficients'!$B$2:$B$37,MATCH($C276,'Mass attenuation coefficients'!$A$2:$A$37,1))+($C276-INDEX('Mass attenuation coefficients'!$A$2:$A$37,MATCH($C276,'Mass attenuation coefficients'!$A$2:$A$37,1)))*(INDEX('Mass attenuation coefficients'!$B$2:$B$37,MATCH($C276,'Mass attenuation coefficients'!$A$2:$A$37,1)+1)-INDEX('Mass attenuation coefficients'!$B$2:$B$37,MATCH($C276,'Mass attenuation coefficients'!$A$2:$A$37,1)))/(INDEX('Mass attenuation coefficients'!$A$2:$A$37,MATCH($C276,'Mass attenuation coefficients'!$A$2:$A$37,1)+1)-INDEX('Mass attenuation coefficients'!$A$2:$A$37,MATCH($C276,'Mass attenuation coefficients'!$A$2:$A$37,1)))),0.997*$C276*'Mass attenuation coefficients'!$B$2/'Mass attenuation coefficients'!$A$2)","v":0.1254170168},{"$f":"_xlfn.IFNA(INDEX('Shultis Faw'!$C$2:$C$26,MATCH($C276,'Shultis Faw'!$A$2:$A$26,1))+($C276-INDEX('Shultis Faw'!$A$2:$A$26,MATCH($C276,'Shultis Faw'!$A$2:$A$26,1)))*(INDEX('Shultis Faw'!$C$2:$C$26,MATCH($C276,'Shultis Faw'!$A$2:$A$26,1)+1)-INDEX('Shultis Faw'!$C$2:$C$26,MATCH($C276,'Shultis Faw'!$A$2:$A$26,1)))/(INDEX('Shultis Faw'!$A$2:$A$26,MATCH($C276,'Shultis Faw'!$A$2:$A$26,1)+1)-INDEX('Shultis Faw'!$A$2:$A$26,MATCH($C276,'Shultis Faw'!$A$2:$A$26,1))),$C276*'Shultis Faw'!$C$2/'Shultis Faw'!$A$2)","v":3.1381780000000004},{"$f":"_xlfn.IFNA(INDEX('Shultis Faw'!$D$2:$D$26,MATCH($C276,'Shultis Faw'!$A$2:$A$26,1))+($C276-INDEX('Shultis Faw'!$A$2:$A$26,MATCH($C276,'Shultis Faw'!$A$2:$A$26,1)))*(INDEX('Shultis Faw'!$D$2:$D$26,MATCH($C276,'Shultis Faw'!$A$2:$A$26,1)+1)-INDEX('Shultis Faw'!$D$2:$D$26,MATCH($C276,'Shultis Faw'!$A$2:$A$26,1)))/(INDEX('Shultis Faw'!$A$2:$A$26,MATCH($C276,'Shultis Faw'!$A$2:$A$26,1)+1)-INDEX('Shultis Faw'!$A$2:$A$26,MATCH($C276,'Shultis Faw'!$A$2:$A$26,1))),$C276*'Shultis Faw'!$D$2/'Shultis Faw'!$A$2)","v":2.0736119999999998},{"$f":"_xlfn.IFNA(INDEX('Shultis Faw'!$B$2:$B$26,MATCH($C276,'Shultis Faw'!$A$2:$A$26,1))+($C276-INDEX('Shultis Faw'!$A$2:$A$26,MATCH($C276,'Shultis Faw'!$A$2:$A$26,1)))*(INDEX('Shultis Faw'!$B$2:$B$26,MATCH($C276,'Shultis Faw'!$A$2:$A$26,1)+1)-INDEX('Shultis Faw'!$B$2:$B$26,MATCH($C276,'Shultis Faw'!$A$2:$A$26,1)))/(INDEX('Shultis Faw'!$A$2:$A$26,MATCH($C276,'Shultis Faw'!$A$2:$A$26,1)+1)-INDEX('Shultis Faw'!$A$2:$A$26,MATCH($C276,'Shultis Faw'!$A$2:$A$26,1))),$C276*'Shultis Faw'!$B$2/'Shultis Faw'!$A$2)","v":-0.16869200000000001},{"$f":"_xlfn.IFNA(INDEX('Shultis Faw'!$E$2:$E$26,MATCH($C276,'Shultis Faw'!$A$2:$A$26,1))+($C276-INDEX('Shultis Faw'!$A$2:$A$26,MATCH($C276,'Shultis Faw'!$A$2:$A$26,1)))*(INDEX('Shultis Faw'!$E$2:$E$26,MATCH($C276,'Shultis Faw'!$A$2:$A$26,1)+1)-INDEX('Shultis Faw'!$E$2:$E$26,MATCH($C276,'Shultis Faw'!$A$2:$A$26,1)))/(INDEX('Shultis Faw'!$A$2:$A$26,MATCH($C276,'Shultis Faw'!$A$2:$A$26,1)+1)-INDEX('Shultis Faw'!$A$2:$A$26,MATCH($C276,'Shultis Faw'!$A$2:$A$26,1))),$C276*'Shultis Faw'!$E$2/'Shultis Faw'!$A$2)","v":7.0152900000000004E-2},{"$f":"_xlfn.IFNA(INDEX('Shultis Faw'!$F$2:$F$26,MATCH($C276,'Shultis Faw'!$A$2:$A$26,1))+($C276-INDEX('Shultis Faw'!$A$2:$A$26,MATCH($C276,'Shultis Faw'!$A$2:$A$26,1)))*(INDEX('Shultis Faw'!$F$2:$F$26,MATCH($C276,'Shultis Faw'!$A$2:$A$26,1)+1)-INDEX('Shultis Faw'!$F$2:$F$26,MATCH($C276,'Shultis Faw'!$A$2:$A$26,1)))/(INDEX('Shultis Faw'!$A$2:$A$26,MATCH($C276,'Shultis Faw'!$A$2:$A$26,1)+1)-INDEX('Shultis Faw'!$A$2:$A$26,MATCH($C276,'Shultis Faw'!$A$2:$A$26,1))),$C276*'Shultis Faw'!$F$2/'Shultis Faw'!$A$2)","v":14.32339},{"$f":"J276*(H276*'Externe blootstelling'!$D$23/2)^K276+L276*(TANH(((H276*'Externe blootstelling'!$D$23)/(2*M276))-2)-TANH(-2))/(1-TANH(-2))","v":1.8643102975348969},{"$f":"IF(N276=1,1+(I276-1)*H276*'Externe blootstelling'!$D$23/2,1+(I276-1)*(N276^(H276*'Externe blootstelling'!$D$23/2)-1)/(N276-1))","v":6.5113849900685672},{"$f":"G276*EXP(-H276*'Externe blootstelling'!$D$23/2)*O276","v":2.8611730770829094E-5}]
[null," g ",0.26744000000000001,4.2790399999999997E-14,1.36E-4,{"$f":"_xlfn.IFNA(INDEX('hp (pSv cm2)'!$B$2:$B$52,MATCH($C277,'hp (pSv cm2)'!$A$2:$A$52,1))+($C277-INDEX('hp (pSv cm2)'!$A$2:$A$52,MATCH($C277,'hp (pSv cm2)'!$A$2:$A$52,1)))*(INDEX('hp (pSv cm2)'!$B$2:$B$52,MATCH($C277,'hp (pSv cm2)'!$A$2:$A$52,1)+1)-INDEX('hp (pSv cm2)'!$B$2:$B$52,MATCH($C277,'hp (pSv cm2)'!$A$2:$A$52,1)))/(INDEX('hp (pSv cm2)'!$A$2:$A$52,MATCH($C277,'hp (pSv cm2)'!$A$2:$A$52,1)+1)-INDEX('hp (pSv cm2)'!$A$2:$A$52,MATCH($C277,'hp (pSv cm2)'!$A$2:$A$52,1))),$C277*'hp (pSv cm2)'!$B$2/'hp (pSv cm2)'!$A$2)","v":1.343944},1.8277638400000001E-4,{"$f":"_xlfn.IFNA(0.997*(INDEX('Mass attenuation coefficients'!$B$2:$B$37,MATCH($C277,'Mass attenuation coefficients'!$A$2:$A$37,1))+($C277-INDEX('Mass attenuation coefficients'!$A$2:$A$37,MATCH($C277,'Mass attenuation coefficients'!$A$2:$A$37,1)))*(INDEX('Mass attenuation coefficients'!$B$2:$B$37,MATCH($C277,'Mass attenuation coefficients'!$A$2:$A$37,1)+1)-INDEX('Mass attenuation coefficients'!$B$2:$B$37,MATCH($C277,'Mass attenuation coefficients'!$A$2:$A$37,1)))/(INDEX('Mass attenuation coefficients'!$A$2:$A$37,MATCH($C277,'Mass attenuation coefficients'!$A$2:$A$37,1)+1)-INDEX('Mass attenuation coefficients'!$A$2:$A$37,MATCH($C277,'Mass attenuation coefficients'!$A$2:$A$37,1)))),0.997*$C277*'Mass attenuation coefficients'!$B$2/'Mass attenuation coefficients'!$A$2)","v":0.12421726688},{"$f":"_xlfn.IFNA(INDEX('Shultis Faw'!$C$2:$C$26,MATCH($C277,'Shultis Faw'!$A$2:$A$26,1))+($C277-INDEX('Shultis Faw'!$A$2:$A$26,MATCH($C277,'Shultis Faw'!$A$2:$A$26,1)))*(INDEX('Shultis Faw'!$C$2:$C$26,MATCH($C277,'Shultis Faw'!$A$2:$A$26,1)+1)-INDEX('Shultis Faw'!$C$2:$C$26,MATCH($C277,'Shultis Faw'!$A$2:$A$26,1)))/(INDEX('Shultis Faw'!$A$2:$A$26,MATCH($C277,'Shultis Faw'!$A$2:$A$26,1)+1)-INDEX('Shultis Faw'!$A$2:$A$26,MATCH($C277,'Shultis Faw'!$A$2:$A$26,1))),$C277*'Shultis Faw'!$C$2/'Shultis Faw'!$A$2)","v":3.1016848000000001},{"$f":"_xlfn.IFNA(INDEX('Shultis Faw'!$D$2:$D$26,MATCH($C277,'Shultis Faw'!$A$2:$A$26,1))+($C277-INDEX('Shultis Faw'!$A$2:$A$26,MATCH($C277,'Shultis Faw'!$A$2:$A$26,1)))*(INDEX('Shultis Faw'!$D$2:$D$26,MATCH($C277,'Shultis Faw'!$A$2:$A$26,1)+1)-INDEX('Shultis Faw'!$D$2:$D$26,MATCH($C277,'Shultis Faw'!$A$2:$A$26,1)))/(INDEX('Shultis Faw'!$A$2:$A$26,MATCH($C277,'Shultis Faw'!$A$2:$A$26,1)+1)-INDEX('Shultis Faw'!$A$2:$A$26,MATCH($C277,'Shultis Faw'!$A$2:$A$26,1))),$C277*'Shultis Faw'!$D$2/'Shultis Faw'!$A$2)","v":2.0649791999999998},{"$f":"_xlfn.IFNA(INDEX('Shultis Faw'!$B$2:$B$26,MATCH($C277,'Shultis Faw'!$A$2:$A$26,1))+($C277-INDEX('Shultis Faw'!$A$2:$A$26,MATCH($C277,'Shultis Faw'!$A$2:$A$26,1)))*(INDEX('Shultis Faw'!$B$2:$B$26,MATCH($C277,'Shultis Faw'!$A$2:$A$26,1)+1)-INDEX('Shultis Faw'!$B$2:$B$26,MATCH($C277,'Shultis Faw'!$A$2:$A$26,1)))/(INDEX('Shultis Faw'!$A$2:$A$26,MATCH($C277,'Shultis Faw'!$A$2:$A$26,1)+1)-INDEX('Shultis Faw'!$A$2:$A$26,MATCH($C277,'Shultis Faw'!$A$2:$A$26,1))),$C277*'Shultis Faw'!$B$2/'Shultis Faw'!$A$2)","v":-0.16790720000000001},{"$f":"_xlfn.IFNA(INDEX('Shultis Faw'!$E$2:$E$26,MATCH($C277,'Shultis Faw'!$A$2:$A$26,1))+($C277-INDEX('Shultis Faw'!$A$2:$A$26,MATCH($C277,'Shultis Faw'!$A$2:$A$26,1)))*(INDEX('Shultis Faw'!$E$2:$E$26,MATCH($C277,'Shultis Faw'!$A$2:$A$26,1)+1)-INDEX('Shultis Faw'!$E$2:$E$26,MATCH($C277,'Shultis Faw'!$A$2:$A$26,1)))/(INDEX('Shultis Faw'!$A$2:$A$26,MATCH($C277,'Shultis Faw'!$A$2:$A$26,1)+1)-INDEX('Shultis Faw'!$A$2:$A$26,MATCH($C277,'Shultis Faw'!$A$2:$A$26,1))),$C277*'Shultis Faw'!$E$2/'Shultis Faw'!$A$2)","v":6.9374640000000001E-2},{"$f":"_xlfn.IFNA(INDEX('Shultis Faw'!$F$2:$F$26,MATCH($C277,'Shultis Faw'!$A$2:$A$26,1))+($C277-INDEX('Shultis Faw'!$A$2:$A$26,MATCH($C277,'Shultis Faw'!$A$2:$A$26,1)))*(INDEX('Shultis Faw'!$F$2:$F$26,MATCH($C277,'Shultis Faw'!$A$2:$A$26,1)+1)-INDEX('Shultis Faw'!$F$2:$F$26,MATCH($C277,'Shultis Faw'!$A$2:$A$26,1)))/(INDEX('Shultis Faw'!$A$2:$A$26,MATCH($C277,'Shultis Faw'!$A$2:$A$26,1)+1)-INDEX('Shultis Faw'!$A$2:$A$26,MATCH($C277,'Shultis Faw'!$A$2:$A$26,1))),$C277*'Shultis Faw'!$F$2/'Shultis Faw'!$A$2)","v":14.304424000000001},{"$f":"J277*(H277*'Externe blootstelling'!$D$23/2)^K277+L277*(TANH(((H277*'Externe blootstelling'!$D$23)/(2*M277))-2)-TANH(-2))/(1-TANH(-2))","v":1.8604632275731106},{"$f":"IF(N277=1,1+(I277-1)*H277*'Externe blootstelling'!$D$23/2,1+(I277-1)*(N277^(H277*'Externe blootstelling'!$D$23/2)-1)/(N277-1))","v":6.3237072080548984},{"$f":"G277*EXP(-H277*'Externe blootstelling'!$D$23/2)*O277","v":1.7934477612402964E-4}]
[null," g ",0.26979999999999998,4.3167999999999995E-14,7.0000000000000007E-5,{"$f":"_xlfn.IFNA(INDEX('hp (pSv cm2)'!$B$2:$B$52,MATCH($C278,'hp (pSv cm2)'!$A$2:$A$52,1))+($C278-INDEX('hp (pSv cm2)'!$A$2:$A$52,MATCH($C278,'hp (pSv cm2)'!$A$2:$A$52,1)))*(INDEX('hp (pSv cm2)'!$B$2:$B$52,MATCH($C278,'hp (pSv cm2)'!$A$2:$A$52,1)+1)-INDEX('hp (pSv cm2)'!$B$2:$B$52,MATCH($C278,'hp (pSv cm2)'!$A$2:$A$52,1)))/(INDEX('hp (pSv cm2)'!$A$2:$A$52,MATCH($C278,'hp (pSv cm2)'!$A$2:$A$52,1)+1)-INDEX('hp (pSv cm2)'!$A$2:$A$52,MATCH($C278,'hp (pSv cm2)'!$A$2:$A$52,1))),$C278*'hp (pSv cm2)'!$B$2/'hp (pSv cm2)'!$A$2)","v":1.35598},9.4918600000000003E-5,{"$f":"_xlfn.IFNA(0.997*(INDEX('Mass attenuation coefficients'!$B$2:$B$37,MATCH($C278,'Mass attenuation coefficients'!$A$2:$A$37,1))+($C278-INDEX('Mass attenuation coefficients'!$A$2:$A$37,MATCH($C278,'Mass attenuation coefficients'!$A$2:$A$37,1)))*(INDEX('Mass attenuation coefficients'!$B$2:$B$37,MATCH($C278,'Mass attenuation coefficients'!$A$2:$A$37,1)+1)-INDEX('Mass attenuation coefficients'!$B$2:$B$37,MATCH($C278,'Mass attenuation coefficients'!$A$2:$A$37,1)))/(INDEX('Mass attenuation coefficients'!$A$2:$A$37,MATCH($C278,'Mass attenuation coefficients'!$A$2:$A$37,1)+1)-INDEX('Mass attenuation coefficients'!$A$2:$A$37,MATCH($C278,'Mass attenuation coefficients'!$A$2:$A$37,1)))),0.997*$C278*'Mass attenuation coefficients'!$B$2/'Mass attenuation coefficients'!$A$2)","v":0.12378432959999999},{"$f":"_xlfn.IFNA(INDEX('Shultis Faw'!$C$2:$C$26,MATCH($C278,'Shultis Faw'!$A$2:$A$26,1))+($C278-INDEX('Shultis Faw'!$A$2:$A$26,MATCH($C278,'Shultis Faw'!$A$2:$A$26,1)))*(INDEX('Shultis Faw'!$C$2:$C$26,MATCH($C278,'Shultis Faw'!$A$2:$A$26,1)+1)-INDEX('Shultis Faw'!$C$2:$C$26,MATCH($C278,'Shultis Faw'!$A$2:$A$26,1)))/(INDEX('Shultis Faw'!$A$2:$A$26,MATCH($C278,'Shultis Faw'!$A$2:$A$26,1)+1)-INDEX('Shultis Faw'!$A$2:$A$26,MATCH($C278,'Shultis Faw'!$A$2:$A$26,1))),$C278*'Shultis Faw'!$C$2/'Shultis Faw'!$A$2)","v":3.0885160000000003},{"$f":"_xlfn.IFNA(INDEX('Shultis Faw'!$D$2:$D$26,MATCH($C278,'Shultis Faw'!$A$2:$A$26,1))+($C278-INDEX('Shultis Faw'!$A$2:$A$26,MATCH($C278,'Shultis Faw'!$A$2:$A$26,1)))*(INDEX('Shultis Faw'!$D$2:$D$26,MATCH($C278,'Shultis Faw'!$A$2:$A$26,1)+1)-INDEX('Shultis Faw'!$D$2:$D$26,MATCH($C278,'Shultis Faw'!$A$2:$A$26,1)))/(INDEX('Shultis Faw'!$A$2:$A$26,MATCH($C278,'Shultis Faw'!$A$2:$A$26,1)+1)-INDEX('Shultis Faw'!$A$2:$A$26,MATCH($C278,'Shultis Faw'!$A$2:$A$26,1))),$C278*'Shultis Faw'!$D$2/'Shultis Faw'!$A$2)","v":2.0618639999999999},{"$f":"_xlfn.IFNA(INDEX('Shultis Faw'!$B$2:$B$26,MATCH($C278,'Shultis Faw'!$A$2:$A$26,1))+($C278-INDEX('Shultis Faw'!$A$2:$A$26,MATCH($C278,'Shultis Faw'!$A$2:$A$26,1)))*(INDEX('Shultis Faw'!$B$2:$B$26,MATCH($C278,'Shultis Faw'!$A$2:$A$26,1)+1)-INDEX('Shultis Faw'!$B$2:$B$26,MATCH($C278,'Shultis Faw'!$A$2:$A$26,1)))/(INDEX('Shultis Faw'!$A$2:$A$26,MATCH($C278,'Shultis Faw'!$A$2:$A$26,1)+1)-INDEX('Shultis Faw'!$A$2:$A$26,MATCH($C278,'Shultis Faw'!$A$2:$A$26,1))),$C278*'Shultis Faw'!$B$2/'Shultis Faw'!$A$2)","v":-0.167624},{"$f":"_xlfn.IFNA(INDEX('Shultis Faw'!$E$2:$E$26,MATCH($C278,'Shultis Faw'!$A$2:$A$26,1))+($C278-INDEX('Shultis Faw'!$A$2:$A$26,MATCH($C278,'Shultis Faw'!$A$2:$A$26,1)))*(INDEX('Shultis Faw'!$E$2:$E$26,MATCH($C278,'Shultis Faw'!$A$2:$A$26,1)+1)-INDEX('Shultis Faw'!$E$2:$E$26,MATCH($C278,'Shultis Faw'!$A$2:$A$26,1)))/(INDEX('Shultis Faw'!$A$2:$A$26,MATCH($C278,'Shultis Faw'!$A$2:$A$26,1)+1)-INDEX('Shultis Faw'!$A$2:$A$26,MATCH($C278,'Shultis Faw'!$A$2:$A$26,1))),$C278*'Shultis Faw'!$E$2/'Shultis Faw'!$A$2)","v":6.9093799999999997E-2},{"$f":"_xlfn.IFNA(INDEX('Shultis Faw'!$F$2:$F$26,MATCH($C278,'Shultis Faw'!$A$2:$A$26,1))+($C278-INDEX('Shultis Faw'!$A$2:$A$26,MATCH($C278,'Shultis Faw'!$A$2:$A$26,1)))*(INDEX('Shultis Faw'!$F$2:$F$26,MATCH($C278,'Shultis Faw'!$A$2:$A$26,1)+1)-INDEX('Shultis Faw'!$F$2:$F$26,MATCH($C278,'Shultis Faw'!$A$2:$A$26,1)))/(INDEX('Shultis Faw'!$A$2:$A$26,MATCH($C278,'Shultis Faw'!$A$2:$A$26,1)+1)-INDEX('Shultis Faw'!$A$2:$A$26,MATCH($C278,'Shultis Faw'!$A$2:$A$26,1))),$C278*'Shultis Faw'!$F$2/'Shultis Faw'!$A$2)","v":14.29758},{"$f":"J278*(H278*'Externe blootstelling'!$D$23/2)^K278+L278*(TANH(((H278*'Externe blootstelling'!$D$23)/(2*M278))-2)-TANH(-2))/(1-TANH(-2))","v":1.8590692093166106},{"$f":"IF(N278=1,1+(I278-1)*H278*'Externe blootstelling'!$D$23/2,1+(I278-1)*(N278^(H278*'Externe blootstelling'!$D$23/2)-1)/(N278-1))","v":6.257124300775696},{"$f":"G278*EXP(-H278*'Externe blootstelling'!$D$23/2)*O278","v":9.2756283042332754E-5}]
[null," g ",0.27400000000000002,4.3839999999999999E-14,3.8999999999999999E-5,{"$f":"_xlfn.IFNA(INDEX('hp (pSv cm2)'!$B$2:$B$52,MATCH($C279,'hp (pSv cm2)'!$A$2:$A$52,1))+($C279-INDEX('hp (pSv cm2)'!$A$2:$A$52,MATCH($C279,'hp (pSv cm2)'!$A$2:$A$52,1)))*(INDEX('hp (pSv cm2)'!$B$2:$B$52,MATCH($C279,'hp (pSv cm2)'!$A$2:$A$52,1)+1)-INDEX('hp (pSv cm2)'!$B$2:$B$52,MATCH($C279,'hp (pSv cm2)'!$A$2:$A$52,1)))/(INDEX('hp (pSv cm2)'!$A$2:$A$52,MATCH($C279,'hp (pSv cm2)'!$A$2:$A$52,1)+1)-INDEX('hp (pSv cm2)'!$A$2:$A$52,MATCH($C279,'hp (pSv cm2)'!$A$2:$A$52,1))),$C279*'hp (pSv cm2)'!$B$2/'hp (pSv cm2)'!$A$2)","v":1.3774000000000002},5.3718600000000004E-5,{"$f":"_xlfn.IFNA(0.997*(INDEX('Mass attenuation coefficients'!$B$2:$B$37,MATCH($C279,'Mass attenuation coefficients'!$A$2:$A$37,1))+($C279-INDEX('Mass attenuation coefficients'!$A$2:$A$37,MATCH($C279,'Mass attenuation coefficients'!$A$2:$A$37,1)))*(INDEX('Mass attenuation coefficients'!$B$2:$B$37,MATCH($C279,'Mass attenuation coefficients'!$A$2:$A$37,1)+1)-INDEX('Mass attenuation coefficients'!$B$2:$B$37,MATCH($C279,'Mass attenuation coefficients'!$A$2:$A$37,1)))/(INDEX('Mass attenuation coefficients'!$A$2:$A$37,MATCH($C279,'Mass attenuation coefficients'!$A$2:$A$37,1)+1)-INDEX('Mass attenuation coefficients'!$A$2:$A$37,MATCH($C279,'Mass attenuation coefficients'!$A$2:$A$37,1)))),0.997*$C279*'Mass attenuation coefficients'!$B$2/'Mass attenuation coefficients'!$A$2)","v":0.123013848},{"$f":"_xlfn.IFNA(INDEX('Shultis Faw'!$C$2:$C$26,MATCH($C279,'Shultis Faw'!$A$2:$A$26,1))+($C279-INDEX('Shultis Faw'!$A$2:$A$26,MATCH($C279,'Shultis Faw'!$A$2:$A$26,1)))*(INDEX('Shultis Faw'!$C$2:$C$26,MATCH($C279,'Shultis Faw'!$A$2:$A$26,1)+1)-INDEX('Shultis Faw'!$C$2:$C$26,MATCH($C279,'Shultis Faw'!$A$2:$A$26,1)))/(INDEX('Shultis Faw'!$A$2:$A$26,MATCH($C279,'Shultis Faw'!$A$2:$A$26,1)+1)-INDEX('Shultis Faw'!$A$2:$A$26,MATCH($C279,'Shultis Faw'!$A$2:$A$26,1))),$C279*'Shultis Faw'!$C$2/'Shultis Faw'!$A$2)","v":3.06508},{"$f":"_xlfn.IFNA(INDEX('Shultis Faw'!$D$2:$D$26,MATCH($C279,'Shultis Faw'!$A$2:$A$26,1))+($C279-INDEX('Shultis Faw'!$A$2:$A$26,MATCH($C279,'Shultis Faw'!$A$2:$A$26,1)))*(INDEX('Shultis Faw'!$D$2:$D$26,MATCH($C279,'Shultis Faw'!$A$2:$A$26,1)+1)-INDEX('Shultis Faw'!$D$2:$D$26,MATCH($C279,'Shultis Faw'!$A$2:$A$26,1)))/(INDEX('Shultis Faw'!$A$2:$A$26,MATCH($C279,'Shultis Faw'!$A$2:$A$26,1)+1)-INDEX('Shultis Faw'!$A$2:$A$26,MATCH($C279,'Shultis Faw'!$A$2:$A$26,1))),$C279*'Shultis Faw'!$D$2/'Shultis Faw'!$A$2)","v":2.0563199999999999},{"$f":"_xlfn.IFNA(INDEX('Shultis Faw'!$B$2:$B$26,MATCH($C279,'Shultis Faw'!$A$2:$A$26,1))+($C279-INDEX('Shultis Faw'!$A$2:$A$26,MATCH($C279,'Shultis Faw'!$A$2:$A$26,1)))*(INDEX('Shultis Faw'!$B$2:$B$26,MATCH($C279,'Shultis Faw'!$A$2:$A$26,1)+1)-INDEX('Shultis Faw'!$B$2:$B$26,MATCH($C279,'Shultis Faw'!$A$2:$A$26,1)))/(INDEX('Shultis Faw'!$A$2:$A$26,MATCH($C279,'Shultis Faw'!$A$2:$A$26,1)+1)-INDEX('Shultis Faw'!$A$2:$A$26,MATCH($C279,'Shultis Faw'!$A$2:$A$26,1))),$C279*'Shultis Faw'!$B$2/'Shultis Faw'!$A$2)","v":-0.16711999999999999},{"$f":"_xlfn.IFNA(INDEX('Shultis Faw'!$E$2:$E$26,MATCH($C279,'Shultis Faw'!$A$2:$A$26,1))+($C279-INDEX('Shultis Faw'!$A$2:$A$26,MATCH($C279,'Shultis Faw'!$A$2:$A$26,1)))*(INDEX('Shultis Faw'!$E$2:$E$26,MATCH($C279,'Shultis Faw'!$A$2:$A$26,1)+1)-INDEX('Shultis Faw'!$E$2:$E$26,MATCH($C279,'Shultis Faw'!$A$2:$A$26,1)))/(INDEX('Shultis Faw'!$A$2:$A$26,MATCH($C279,'Shultis Faw'!$A$2:$A$26,1)+1)-INDEX('Shultis Faw'!$A$2:$A$26,MATCH($C279,'Shultis Faw'!$A$2:$A$26,1))),$C279*'Shultis Faw'!$E$2/'Shultis Faw'!$A$2)","v":6.8594000000000002E-2},{"$f":"_xlfn.IFNA(INDEX('Shultis Faw'!$F$2:$F$26,MATCH($C279,'Shultis Faw'!$A$2:$A$26,1))+($C279-INDEX('Shultis Faw'!$A$2:$A$26,MATCH($C279,'Shultis Faw'!$A$2:$A$26,1)))*(INDEX('Shultis Faw'!$F$2:$F$26,MATCH($C279,'Shultis Faw'!$A$2:$A$26,1)+1)-INDEX('Shultis Faw'!$F$2:$F$26,MATCH($C279,'Shultis Faw'!$A$2:$A$26,1)))/(INDEX('Shultis Faw'!$A$2:$A$26,MATCH($C279,'Shultis Faw'!$A$2:$A$26,1)+1)-INDEX('Shultis Faw'!$A$2:$A$26,MATCH($C279,'Shultis Faw'!$A$2:$A$26,1))),$C279*'Shultis Faw'!$F$2/'Shultis Faw'!$A$2)","v":14.285400000000001},{"$f":"J279*(H279*'Externe blootstelling'!$D$23/2)^K279+L279*(TANH(((H279*'Externe blootstelling'!$D$23)/(2*M279))-2)-TANH(-2))/(1-TANH(-2))","v":1.8565807622839889},{"$f":"IF(N279=1,1+(I279-1)*H279*'Externe blootstelling'!$D$23/2,1+(I279-1)*(N279^(H279*'Externe blootstelling'!$D$23/2)-1)/(N279-1))","v":6.1401061180759209},{"$f":"G279*EXP(-H279*'Externe blootstelling'!$D$23/2)*O279","v":5.2111914891177611E-5}]
[null," g ",0.27989999999999998,4.4783999999999999E-14,3.0000000000000001E-5,{"$f":"_xlfn.IFNA(INDEX('hp (pSv cm2)'!$B$2:$B$52,MATCH($C280,'hp (pSv cm2)'!$A$2:$A$52,1))+($C280-INDEX('hp (pSv cm2)'!$A$2:$A$52,MATCH($C280,'hp (pSv cm2)'!$A$2:$A$52,1)))*(INDEX('hp (pSv cm2)'!$B$2:$B$52,MATCH($C280,'hp (pSv cm2)'!$A$2:$A$52,1)+1)-INDEX('hp (pSv cm2)'!$B$2:$B$52,MATCH($C280,'hp (pSv cm2)'!$A$2:$A$52,1)))/(INDEX('hp (pSv cm2)'!$A$2:$A$52,MATCH($C280,'hp (pSv cm2)'!$A$2:$A$52,1)+1)-INDEX('hp (pSv cm2)'!$A$2:$A$52,MATCH($C280,'hp (pSv cm2)'!$A$2:$A$52,1))),$C280*'hp (pSv cm2)'!$B$2/'hp (pSv cm2)'!$A$2)","v":1.4074899999999999},4.2224699999999996E-5,{"$f":"_xlfn.IFNA(0.997*(INDEX('Mass attenuation coefficients'!$B$2:$B$37,MATCH($C280,'Mass attenuation coefficients'!$A$2:$A$37,1))+($C280-INDEX('Mass attenuation coefficients'!$A$2:$A$37,MATCH($C280,'Mass attenuation coefficients'!$A$2:$A$37,1)))*(INDEX('Mass attenuation coefficients'!$B$2:$B$37,MATCH($C280,'Mass attenuation coefficients'!$A$2:$A$37,1)+1)-INDEX('Mass attenuation coefficients'!$B$2:$B$37,MATCH($C280,'Mass attenuation coefficients'!$A$2:$A$37,1)))/(INDEX('Mass attenuation coefficients'!$A$2:$A$37,MATCH($C280,'Mass attenuation coefficients'!$A$2:$A$37,1)+1)-INDEX('Mass attenuation coefficients'!$A$2:$A$37,MATCH($C280,'Mass attenuation coefficients'!$A$2:$A$37,1)))),0.997*$C280*'Mass attenuation coefficients'!$B$2/'Mass attenuation coefficients'!$A$2)","v":0.12193150480000001},{"$f":"_xlfn.IFNA(INDEX('Shultis Faw'!$C$2:$C$26,MATCH($C280,'Shultis Faw'!$A$2:$A$26,1))+($C280-INDEX('Shultis Faw'!$A$2:$A$26,MATCH($C280,'Shultis Faw'!$A$2:$A$26,1)))*(INDEX('Shultis Faw'!$C$2:$C$26,MATCH($C280,'Shultis Faw'!$A$2:$A$26,1)+1)-INDEX('Shultis Faw'!$C$2:$C$26,MATCH($C280,'Shultis Faw'!$A$2:$A$26,1)))/(INDEX('Shultis Faw'!$A$2:$A$26,MATCH($C280,'Shultis Faw'!$A$2:$A$26,1)+1)-INDEX('Shultis Faw'!$A$2:$A$26,MATCH($C280,'Shultis Faw'!$A$2:$A$26,1))),$C280*'Shultis Faw'!$C$2/'Shultis Faw'!$A$2)","v":3.0321579999999999},{"$f":"_xlfn.IFNA(INDEX('Shultis Faw'!$D$2:$D$26,MATCH($C280,'Shultis Faw'!$A$2:$A$26,1))+($C280-INDEX('Shultis Faw'!$A$2:$A$26,MATCH($C280,'Shultis Faw'!$A$2:$A$26,1)))*(INDEX('Shultis Faw'!$D$2:$D$26,MATCH($C280,'Shultis Faw'!$A$2:$A$26,1)+1)-INDEX('Shultis Faw'!$D$2:$D$26,MATCH($C280,'Shultis Faw'!$A$2:$A$26,1)))/(INDEX('Shultis Faw'!$A$2:$A$26,MATCH($C280,'Shultis Faw'!$A$2:$A$26,1)+1)-INDEX('Shultis Faw'!$A$2:$A$26,MATCH($C280,'Shultis Faw'!$A$2:$A$26,1))),$C280*'Shultis Faw'!$D$2/'Shultis Faw'!$A$2)","v":2.0485319999999998},{"$f":"_xlfn.IFNA(INDEX('Shultis Faw'!$B$2:$B$26,MATCH($C280,'Shultis Faw'!$A$2:$A$26,1))+($C280-INDEX('Shultis Faw'!$A$2:$A$26,MATCH($C280,'Shultis Faw'!$A$2:$A$26,1)))*(INDEX('Shultis Faw'!$B$2:$B$26,MATCH($C280,'Shultis Faw'!$A$2:$A$26,1)+1)-INDEX('Shultis Faw'!$B$2:$B$26,MATCH($C280,'Shultis Faw'!$A$2:$A$26,1)))/(INDEX('Shultis Faw'!$A$2:$A$26,MATCH($C280,'Shultis Faw'!$A$2:$A$26,1)+1)-INDEX('Shultis Faw'!$A$2:$A$26,MATCH($C280,'Shultis Faw'!$A$2:$A$26,1))),$C280*'Shultis Faw'!$B$2/'Shultis Faw'!$A$2)","v":-0.166412},{"$f":"_xlfn.IFNA(INDEX('Shultis Faw'!$E$2:$E$26,MATCH($C280,'Shultis Faw'!$A$2:$A$26,1))+($C280-INDEX('Shultis Faw'!$A$2:$A$26,MATCH($C280,'Shultis Faw'!$A$2:$A$26,1)))*(INDEX('Shultis Faw'!$E$2:$E$26,MATCH($C280,'Shultis Faw'!$A$2:$A$26,1)+1)-INDEX('Shultis Faw'!$E$2:$E$26,MATCH($C280,'Shultis Faw'!$A$2:$A$26,1)))/(INDEX('Shultis Faw'!$A$2:$A$26,MATCH($C280,'Shultis Faw'!$A$2:$A$26,1)+1)-INDEX('Shultis Faw'!$A$2:$A$26,MATCH($C280,'Shultis Faw'!$A$2:$A$26,1))),$C280*'Shultis Faw'!$E$2/'Shultis Faw'!$A$2)","v":6.7891900000000005E-2},{"$f":"_xlfn.IFNA(INDEX('Shultis Faw'!$F$2:$F$26,MATCH($C280,'Shultis Faw'!$A$2:$A$26,1))+($C280-INDEX('Shultis Faw'!$A$2:$A$26,MATCH($C280,'Shultis Faw'!$A$2:$A$26,1)))*(INDEX('Shultis Faw'!$F$2:$F$26,MATCH($C280,'Shultis Faw'!$A$2:$A$26,1)+1)-INDEX('Shultis Faw'!$F$2:$F$26,MATCH($C280,'Shultis Faw'!$A$2:$A$26,1)))/(INDEX('Shultis Faw'!$A$2:$A$26,MATCH($C280,'Shultis Faw'!$A$2:$A$26,1)+1)-INDEX('Shultis Faw'!$A$2:$A$26,MATCH($C280,'Shultis Faw'!$A$2:$A$26,1))),$C280*'Shultis Faw'!$F$2/'Shultis Faw'!$A$2)","v":14.26829},{"$f":"J280*(H280*'Externe blootstelling'!$D$23/2)^K280+L280*(TANH(((H280*'Externe blootstelling'!$D$23)/(2*M280))-2)-TANH(-2))/(1-TANH(-2))","v":1.853068749479108},{"$f":"IF(N280=1,1+(I280-1)*H280*'Externe blootstelling'!$D$23/2,1+(I280-1)*(N280^(H280*'Externe blootstelling'!$D$23/2)-1)/(N280-1))","v":5.9788751326001313},{"$f":"G280*EXP(-H280*'Externe blootstelling'!$D$23/2)*O280","v":4.0539030708346869E-5}]
[null," g ",0.28999999999999998,4.6399999999999997E-14,3.3000000000000003E-5,{"$f":"_xlfn.IFNA(INDEX('hp (pSv cm2)'!$B$2:$B$52,MATCH($C281,'hp (pSv cm2)'!$A$2:$A$52,1))+($C281-INDEX('hp (pSv cm2)'!$A$2:$A$52,MATCH($C281,'hp (pSv cm2)'!$A$2:$A$52,1)))*(INDEX('hp (pSv cm2)'!$B$2:$B$52,MATCH($C281,'hp (pSv cm2)'!$A$2:$A$52,1)+1)-INDEX('hp (pSv cm2)'!$B$2:$B$52,MATCH($C281,'hp (pSv cm2)'!$A$2:$A$52,1)))/(INDEX('hp (pSv cm2)'!$A$2:$A$52,MATCH($C281,'hp (pSv cm2)'!$A$2:$A$52,1)+1)-INDEX('hp (pSv cm2)'!$A$2:$A$52,MATCH($C281,'hp (pSv cm2)'!$A$2:$A$52,1))),$C281*'hp (pSv cm2)'!$B$2/'hp (pSv cm2)'!$A$2)","v":1.4589999999999999},4.8146999999999998E-5,{"$f":"_xlfn.IFNA(0.997*(INDEX('Mass attenuation coefficients'!$B$2:$B$37,MATCH($C281,'Mass attenuation coefficients'!$A$2:$A$37,1))+($C281-INDEX('Mass attenuation coefficients'!$A$2:$A$37,MATCH($C281,'Mass attenuation coefficients'!$A$2:$A$37,1)))*(INDEX('Mass attenuation coefficients'!$B$2:$B$37,MATCH($C281,'Mass attenuation coefficients'!$A$2:$A$37,1)+1)-INDEX('Mass attenuation coefficients'!$B$2:$B$37,MATCH($C281,'Mass attenuation coefficients'!$A$2:$A$37,1)))/(INDEX('Mass attenuation coefficients'!$A$2:$A$37,MATCH($C281,'Mass attenuation coefficients'!$A$2:$A$37,1)+1)-INDEX('Mass attenuation coefficients'!$A$2:$A$37,MATCH($C281,'Mass attenuation coefficients'!$A$2:$A$37,1)))),0.997*$C281*'Mass attenuation coefficients'!$B$2/'Mass attenuation coefficients'!$A$2)","v":0.12007868000000001},{"$f":"_xlfn.IFNA(INDEX('Shultis Faw'!$C$2:$C$26,MATCH($C281,'Shultis Faw'!$A$2:$A$26,1))+($C281-INDEX('Shultis Faw'!$A$2:$A$26,MATCH($C281,'Shultis Faw'!$A$2:$A$26,1)))*(INDEX('Shultis Faw'!$C$2:$C$26,MATCH($C281,'Shultis Faw'!$A$2:$A$26,1)+1)-INDEX('Shultis Faw'!$C$2:$C$26,MATCH($C281,'Shultis Faw'!$A$2:$A$26,1)))/(INDEX('Shultis Faw'!$A$2:$A$26,MATCH($C281,'Shultis Faw'!$A$2:$A$26,1)+1)-INDEX('Shultis Faw'!$A$2:$A$26,MATCH($C281,'Shultis Faw'!$A$2:$A$26,1))),$C281*'Shultis Faw'!$C$2/'Shultis Faw'!$A$2)","v":2.9758},{"$f":"_xlfn.IFNA(INDEX('Shultis Faw'!$D$2:$D$26,MATCH($C281,'Shultis Faw'!$A$2:$A$26,1))+($C281-INDEX('Shultis Faw'!$A$2:$A$26,MATCH($C281,'Shultis Faw'!$A$2:$A$26,1)))*(INDEX('Shultis Faw'!$D$2:$D$26,MATCH($C281,'Shultis Faw'!$A$2:$A$26,1)+1)-INDEX('Shultis Faw'!$D$2:$D$26,MATCH($C281,'Shultis Faw'!$A$2:$A$26,1)))/(INDEX('Shultis Faw'!$A$2:$A$26,MATCH($C281,'Shultis Faw'!$A$2:$A$26,1)+1)-INDEX('Shultis Faw'!$A$2:$A$26,MATCH($C281,'Shultis Faw'!$A$2:$A$26,1))),$C281*'Shultis Faw'!$D$2/'Shultis Faw'!$A$2)","v":2.0351999999999997},{"$f":"_xlfn.IFNA(INDEX('Shultis Faw'!$B$2:$B$26,MATCH($C281,'Shultis Faw'!$A$2:$A$26,1))+($C281-INDEX('Shultis Faw'!$A$2:$A$26,MATCH($C281,'Shultis Faw'!$A$2:$A$26,1)))*(INDEX('Shultis Faw'!$B$2:$B$26,MATCH($C281,'Shultis Faw'!$A$2:$A$26,1)+1)-INDEX('Shultis Faw'!$B$2:$B$26,MATCH($C281,'Shultis Faw'!$A$2:$A$26,1)))/(INDEX('Shultis Faw'!$A$2:$A$26,MATCH($C281,'Shultis Faw'!$A$2:$A$26,1)+1)-INDEX('Shultis Faw'!$A$2:$A$26,MATCH($C281,'Shultis Faw'!$A$2:$A$26,1))),$C281*'Shultis Faw'!$B$2/'Shultis Faw'!$A$2)","v":-0.16520000000000001},{"$f":"_xlfn.IFNA(INDEX('Shultis Faw'!$E$2:$E$26,MATCH($C281,'Shultis Faw'!$A$2:$A$26,1))+($C281-INDEX('Shultis Faw'!$A$2:$A$26,MATCH($C281,'Shultis Faw'!$A$2:$A$26,1)))*(INDEX('Shultis Faw'!$E$2:$E$26,MATCH($C281,'Shultis Faw'!$A$2:$A$26,1)+1)-INDEX('Shultis Faw'!$E$2:$E$26,MATCH($C281,'Shultis Faw'!$A$2:$A$26,1)))/(INDEX('Shultis Faw'!$A$2:$A$26,MATCH($C281,'Shultis Faw'!$A$2:$A$26,1)+1)-INDEX('Shultis Faw'!$A$2:$A$26,MATCH($C281,'Shultis Faw'!$A$2:$A$26,1))),$C281*'Shultis Faw'!$E$2/'Shultis Faw'!$A$2)","v":6.6689999999999999E-2},{"$f":"_xlfn.IFNA(INDEX('Shultis Faw'!$F$2:$F$26,MATCH($C281,'Shultis Faw'!$A$2:$A$26,1))+($C281-INDEX('Shultis Faw'!$A$2:$A$26,MATCH($C281,'Shultis Faw'!$A$2:$A$26,1)))*(INDEX('Shultis Faw'!$F$2:$F$26,MATCH($C281,'Shultis Faw'!$A$2:$A$26,1)+1)-INDEX('Shultis Faw'!$F$2:$F$26,MATCH($C281,'Shultis Faw'!$A$2:$A$26,1)))/(INDEX('Shultis Faw'!$A$2:$A$26,MATCH($C281,'Shultis Faw'!$A$2:$A$26,1)+1)-INDEX('Shultis Faw'!$A$2:$A$26,MATCH($C281,'Shultis Faw'!$A$2:$A$26,1))),$C281*'Shultis Faw'!$F$2/'Shultis Faw'!$A$2)","v":14.239000000000001},{"$f":"J281*(H281*'Externe blootstelling'!$D$23/2)^K281+L281*(TANH(((H281*'Externe blootstelling'!$D$23)/(2*M281))-2)-TANH(-2))/(1-TANH(-2))","v":1.8470124904756022},{"$f":"IF(N281=1,1+(I281-1)*H281*'Externe blootstelling'!$D$23/2,1+(I281-1)*(N281^(H281*'Externe blootstelling'!$D$23/2)-1)/(N281-1))","v":5.7112335057751986},{"$f":"G281*EXP(-H281*'Externe blootstelling'!$D$23/2)*O281","v":4.5400070453018506E-5}]
[null," g ",0.29569999999999996,4.7311999999999989E-14,2.3999999999999997E-5,{"$f":"_xlfn.IFNA(INDEX('hp (pSv cm2)'!$B$2:$B$52,MATCH($C282,'hp (pSv cm2)'!$A$2:$A$52,1))+($C282-INDEX('hp (pSv cm2)'!$A$2:$A$52,MATCH($C282,'hp (pSv cm2)'!$A$2:$A$52,1)))*(INDEX('hp (pSv cm2)'!$B$2:$B$52,MATCH($C282,'hp (pSv cm2)'!$A$2:$A$52,1)+1)-INDEX('hp (pSv cm2)'!$B$2:$B$52,MATCH($C282,'hp (pSv cm2)'!$A$2:$A$52,1)))/(INDEX('hp (pSv cm2)'!$A$2:$A$52,MATCH($C282,'hp (pSv cm2)'!$A$2:$A$52,1)+1)-INDEX('hp (pSv cm2)'!$A$2:$A$52,MATCH($C282,'hp (pSv cm2)'!$A$2:$A$52,1))),$C282*'hp (pSv cm2)'!$B$2/'hp (pSv cm2)'!$A$2)","v":1.4880699999999998},3.5713679999999988E-5,{"$f":"_xlfn.IFNA(0.997*(INDEX('Mass attenuation coefficients'!$B$2:$B$37,MATCH($C282,'Mass attenuation coefficients'!$A$2:$A$37,1))+($C282-INDEX('Mass attenuation coefficients'!$A$2:$A$37,MATCH($C282,'Mass attenuation coefficients'!$A$2:$A$37,1)))*(INDEX('Mass attenuation coefficients'!$B$2:$B$37,MATCH($C282,'Mass attenuation coefficients'!$A$2:$A$37,1)+1)-INDEX('Mass attenuation coefficients'!$B$2:$B$37,MATCH($C282,'Mass attenuation coefficients'!$A$2:$A$37,1)))/(INDEX('Mass attenuation coefficients'!$A$2:$A$37,MATCH($C282,'Mass attenuation coefficients'!$A$2:$A$37,1)+1)-INDEX('Mass attenuation coefficients'!$A$2:$A$37,MATCH($C282,'Mass attenuation coefficients'!$A$2:$A$37,1)))),0.997*$C282*'Mass attenuation coefficients'!$B$2/'Mass attenuation coefficients'!$A$2)","v":0.11903302640000001},{"$f":"_xlfn.IFNA(INDEX('Shultis Faw'!$C$2:$C$26,MATCH($C282,'Shultis Faw'!$A$2:$A$26,1))+($C282-INDEX('Shultis Faw'!$A$2:$A$26,MATCH($C282,'Shultis Faw'!$A$2:$A$26,1)))*(INDEX('Shultis Faw'!$C$2:$C$26,MATCH($C282,'Shultis Faw'!$A$2:$A$26,1)+1)-INDEX('Shultis Faw'!$C$2:$C$26,MATCH($C282,'Shultis Faw'!$A$2:$A$26,1)))/(INDEX('Shultis Faw'!$A$2:$A$26,MATCH($C282,'Shultis Faw'!$A$2:$A$26,1)+1)-INDEX('Shultis Faw'!$A$2:$A$26,MATCH($C282,'Shultis Faw'!$A$2:$A$26,1))),$C282*'Shultis Faw'!$C$2/'Shultis Faw'!$A$2)","v":2.943994},{"$f":"_xlfn.IFNA(INDEX('Shultis Faw'!$D$2:$D$26,MATCH($C282,'Shultis Faw'!$A$2:$A$26,1))+($C282-INDEX('Shultis Faw'!$A$2:$A$26,MATCH($C282,'Shultis Faw'!$A$2:$A$26,1)))*(INDEX('Shultis Faw'!$D$2:$D$26,MATCH($C282,'Shultis Faw'!$A$2:$A$26,1)+1)-INDEX('Shultis Faw'!$D$2:$D$26,MATCH($C282,'Shultis Faw'!$A$2:$A$26,1)))/(INDEX('Shultis Faw'!$A$2:$A$26,MATCH($C282,'Shultis Faw'!$A$2:$A$26,1)+1)-INDEX('Shultis Faw'!$A$2:$A$26,MATCH($C282,'Shultis Faw'!$A$2:$A$26,1))),$C282*'Shultis Faw'!$D$2/'Shultis Faw'!$A$2)","v":2.027676},{"$f":"_xlfn.IFNA(INDEX('Shultis Faw'!$B$2:$B$26,MATCH($C282,'Shultis Faw'!$A$2:$A$26,1))+($C282-INDEX('Shultis Faw'!$A$2:$A$26,MATCH($C282,'Shultis Faw'!$A$2:$A$26,1)))*(INDEX('Shultis Faw'!$B$2:$B$26,MATCH($C282,'Shultis Faw'!$A$2:$A$26,1)+1)-INDEX('Shultis Faw'!$B$2:$B$26,MATCH($C282,'Shultis Faw'!$A$2:$A$26,1)))/(INDEX('Shultis Faw'!$A$2:$A$26,MATCH($C282,'Shultis Faw'!$A$2:$A$26,1)+1)-INDEX('Shultis Faw'!$A$2:$A$26,MATCH($C282,'Shultis Faw'!$A$2:$A$26,1))),$C282*'Shultis Faw'!$B$2/'Shultis Faw'!$A$2)","v":-0.164516},{"$f":"_xlfn.IFNA(INDEX('Shultis Faw'!$E$2:$E$26,MATCH($C282,'Shultis Faw'!$A$2:$A$26,1))+($C282-INDEX('Shultis Faw'!$A$2:$A$26,MATCH($C282,'Shultis Faw'!$A$2:$A$26,1)))*(INDEX('Shultis Faw'!$E$2:$E$26,MATCH($C282,'Shultis Faw'!$A$2:$A$26,1)+1)-INDEX('Shultis Faw'!$E$2:$E$26,MATCH($C282,'Shultis Faw'!$A$2:$A$26,1)))/(INDEX('Shultis Faw'!$A$2:$A$26,MATCH($C282,'Shultis Faw'!$A$2:$A$26,1)+1)-INDEX('Shultis Faw'!$A$2:$A$26,MATCH($C282,'Shultis Faw'!$A$2:$A$26,1))),$C282*'Shultis Faw'!$E$2/'Shultis Faw'!$A$2)","v":6.6011700000000006E-2},{"$f":"_xlfn.IFNA(INDEX('Shultis Faw'!$F$2:$F$26,MATCH($C282,'Shultis Faw'!$A$2:$A$26,1))+($C282-INDEX('Shultis Faw'!$A$2:$A$26,MATCH($C282,'Shultis Faw'!$A$2:$A$26,1)))*(INDEX('Shultis Faw'!$F$2:$F$26,MATCH($C282,'Shultis Faw'!$A$2:$A$26,1)+1)-INDEX('Shultis Faw'!$F$2:$F$26,MATCH($C282,'Shultis Faw'!$A$2:$A$26,1)))/(INDEX('Shultis Faw'!$A$2:$A$26,MATCH($C282,'Shultis Faw'!$A$2:$A$26,1)+1)-INDEX('Shultis Faw'!$A$2:$A$26,MATCH($C282,'Shultis Faw'!$A$2:$A$26,1))),$C282*'Shultis Faw'!$F$2/'Shultis Faw'!$A$2)","v":14.222470000000001},{"$f":"J282*(H282*'Externe blootstelling'!$D$23/2)^K282+L282*(TANH(((H282*'Externe blootstelling'!$D$23)/(2*M282))-2)-TANH(-2))/(1-TANH(-2))","v":1.8435700722057506},{"$f":"IF(N282=1,1+(I282-1)*H282*'Externe blootstelling'!$D$23/2,1+(I282-1)*(N282^(H282*'Externe blootstelling'!$D$23/2)-1)/(N282-1))","v":5.564742195628849},{"$f":"G282*EXP(-H282*'Externe blootstelling'!$D$23/2)*O282","v":3.3331039177784236E-5}]
[null," g ",0.29599999999999999,4.736E-14,1.4E-5,{"$f":"_xlfn.IFNA(INDEX('hp (pSv cm2)'!$B$2:$B$52,MATCH($C283,'hp (pSv cm2)'!$A$2:$A$52,1))+($C283-INDEX('hp (pSv cm2)'!$A$2:$A$52,MATCH($C283,'hp (pSv cm2)'!$A$2:$A$52,1)))*(INDEX('hp (pSv cm2)'!$B$2:$B$52,MATCH($C283,'hp (pSv cm2)'!$A$2:$A$52,1)+1)-INDEX('hp (pSv cm2)'!$B$2:$B$52,MATCH($C283,'hp (pSv cm2)'!$A$2:$A$52,1)))/(INDEX('hp (pSv cm2)'!$A$2:$A$52,MATCH($C283,'hp (pSv cm2)'!$A$2:$A$52,1)+1)-INDEX('hp (pSv cm2)'!$A$2:$A$52,MATCH($C283,'hp (pSv cm2)'!$A$2:$A$52,1))),$C283*'hp (pSv cm2)'!$B$2/'hp (pSv cm2)'!$A$2)","v":1.4896},2.0854400000000001E-5,{"$f":"_xlfn.IFNA(0.997*(INDEX('Mass attenuation coefficients'!$B$2:$B$37,MATCH($C283,'Mass attenuation coefficients'!$A$2:$A$37,1))+($C283-INDEX('Mass attenuation coefficients'!$A$2:$A$37,MATCH($C283,'Mass attenuation coefficients'!$A$2:$A$37,1)))*(INDEX('Mass attenuation coefficients'!$B$2:$B$37,MATCH($C283,'Mass attenuation coefficients'!$A$2:$A$37,1)+1)-INDEX('Mass attenuation coefficients'!$B$2:$B$37,MATCH($C283,'Mass attenuation coefficients'!$A$2:$A$37,1)))/(INDEX('Mass attenuation coefficients'!$A$2:$A$37,MATCH($C283,'Mass attenuation coefficients'!$A$2:$A$37,1)+1)-INDEX('Mass attenuation coefficients'!$A$2:$A$37,MATCH($C283,'Mass attenuation coefficients'!$A$2:$A$37,1)))),0.997*$C283*'Mass attenuation coefficients'!$B$2/'Mass attenuation coefficients'!$A$2)","v":0.11897799199999999},{"$f":"_xlfn.IFNA(INDEX('Shultis Faw'!$C$2:$C$26,MATCH($C283,'Shultis Faw'!$A$2:$A$26,1))+($C283-INDEX('Shultis Faw'!$A$2:$A$26,MATCH($C283,'Shultis Faw'!$A$2:$A$26,1)))*(INDEX('Shultis Faw'!$C$2:$C$26,MATCH($C283,'Shultis Faw'!$A$2:$A$26,1)+1)-INDEX('Shultis Faw'!$C$2:$C$26,MATCH($C283,'Shultis Faw'!$A$2:$A$26,1)))/(INDEX('Shultis Faw'!$A$2:$A$26,MATCH($C283,'Shultis Faw'!$A$2:$A$26,1)+1)-INDEX('Shultis Faw'!$A$2:$A$26,MATCH($C283,'Shultis Faw'!$A$2:$A$26,1))),$C283*'Shultis Faw'!$C$2/'Shultis Faw'!$A$2)","v":2.94232},{"$f":"_xlfn.IFNA(INDEX('Shultis Faw'!$D$2:$D$26,MATCH($C283,'Shultis Faw'!$A$2:$A$26,1))+($C283-INDEX('Shultis Faw'!$A$2:$A$26,MATCH($C283,'Shultis Faw'!$A$2:$A$26,1)))*(INDEX('Shultis Faw'!$D$2:$D$26,MATCH($C283,'Shultis Faw'!$A$2:$A$26,1)+1)-INDEX('Shultis Faw'!$D$2:$D$26,MATCH($C283,'Shultis Faw'!$A$2:$A$26,1)))/(INDEX('Shultis Faw'!$A$2:$A$26,MATCH($C283,'Shultis Faw'!$A$2:$A$26,1)+1)-INDEX('Shultis Faw'!$A$2:$A$26,MATCH($C283,'Shultis Faw'!$A$2:$A$26,1))),$C283*'Shultis Faw'!$D$2/'Shultis Faw'!$A$2)","v":2.0272799999999997},{"$f":"_xlfn.IFNA(INDEX('Shultis Faw'!$B$2:$B$26,MATCH($C283,'Shultis Faw'!$A$2:$A$26,1))+($C283-INDEX('Shultis Faw'!$A$2:$A$26,MATCH($C283,'Shultis Faw'!$A$2:$A$26,1)))*(INDEX('Shultis Faw'!$B$2:$B$26,MATCH($C283,'Shultis Faw'!$A$2:$A$26,1)+1)-INDEX('Shultis Faw'!$B$2:$B$26,MATCH($C283,'Shultis Faw'!$A$2:$A$26,1)))/(INDEX('Shultis Faw'!$A$2:$A$26,MATCH($C283,'Shultis Faw'!$A$2:$A$26,1)+1)-INDEX('Shultis Faw'!$A$2:$A$26,MATCH($C283,'Shultis Faw'!$A$2:$A$26,1))),$C283*'Shultis Faw'!$B$2/'Shultis Faw'!$A$2)","v":-0.16448000000000002},{"$f":"_xlfn.IFNA(INDEX('Shultis Faw'!$E$2:$E$26,MATCH($C283,'Shultis Faw'!$A$2:$A$26,1))+($C283-INDEX('Shultis Faw'!$A$2:$A$26,MATCH($C283,'Shultis Faw'!$A$2:$A$26,1)))*(INDEX('Shultis Faw'!$E$2:$E$26,MATCH($C283,'Shultis Faw'!$A$2:$A$26,1)+1)-INDEX('Shultis Faw'!$E$2:$E$26,MATCH($C283,'Shultis Faw'!$A$2:$A$26,1)))/(INDEX('Shultis Faw'!$A$2:$A$26,MATCH($C283,'Shultis Faw'!$A$2:$A$26,1)+1)-INDEX('Shultis Faw'!$A$2:$A$26,MATCH($C283,'Shultis Faw'!$A$2:$A$26,1))),$C283*'Shultis Faw'!$E$2/'Shultis Faw'!$A$2)","v":6.5976000000000007E-2},{"$f":"_xlfn.IFNA(INDEX('Shultis Faw'!$F$2:$F$26,MATCH($C283,'Shultis Faw'!$A$2:$A$26,1))+($C283-INDEX('Shultis Faw'!$A$2:$A$26,MATCH($C283,'Shultis Faw'!$A$2:$A$26,1)))*(INDEX('Shultis Faw'!$F$2:$F$26,MATCH($C283,'Shultis Faw'!$A$2:$A$26,1)+1)-INDEX('Shultis Faw'!$F$2:$F$26,MATCH($C283,'Shultis Faw'!$A$2:$A$26,1)))/(INDEX('Shultis Faw'!$A$2:$A$26,MATCH($C283,'Shultis Faw'!$A$2:$A$26,1)+1)-INDEX('Shultis Faw'!$A$2:$A$26,MATCH($C283,'Shultis Faw'!$A$2:$A$26,1))),$C283*'Shultis Faw'!$F$2/'Shultis Faw'!$A$2)","v":14.2216},{"$f":"J283*(H283*'Externe blootstelling'!$D$23/2)^K283+L283*(TANH(((H283*'Externe blootstelling'!$D$23)/(2*M283))-2)-TANH(-2))/(1-TANH(-2))","v":1.8433884033786558},{"$f":"IF(N283=1,1+(I283-1)*H283*'Externe blootstelling'!$D$23/2,1+(I283-1)*(N283^(H283*'Externe blootstelling'!$D$23/2)-1)/(N283-1))","v":5.5571215827495983},{"$f":"G283*EXP(-H283*'Externe blootstelling'!$D$23/2)*O283","v":1.9452495212968871E-5}]
[null," g ",0.30125000000000002,4.8199999999999999E-14,1.0200000000000001E-4,{"$f":"_xlfn.IFNA(INDEX('hp (pSv cm2)'!$B$2:$B$52,MATCH($C284,'hp (pSv cm2)'!$A$2:$A$52,1))+($C284-INDEX('hp (pSv cm2)'!$A$2:$A$52,MATCH($C284,'hp (pSv cm2)'!$A$2:$A$52,1)))*(INDEX('hp (pSv cm2)'!$B$2:$B$52,MATCH($C284,'hp (pSv cm2)'!$A$2:$A$52,1)+1)-INDEX('hp (pSv cm2)'!$B$2:$B$52,MATCH($C284,'hp (pSv cm2)'!$A$2:$A$52,1)))/(INDEX('hp (pSv cm2)'!$A$2:$A$52,MATCH($C284,'hp (pSv cm2)'!$A$2:$A$52,1)+1)-INDEX('hp (pSv cm2)'!$A$2:$A$52,MATCH($C284,'hp (pSv cm2)'!$A$2:$A$52,1))),$C284*'hp (pSv cm2)'!$B$2/'hp (pSv cm2)'!$A$2)","v":1.5161250000000002},1.5464475000000004E-4,{"$f":"_xlfn.IFNA(0.997*(INDEX('Mass attenuation coefficients'!$B$2:$B$37,MATCH($C284,'Mass attenuation coefficients'!$A$2:$A$37,1))+($C284-INDEX('Mass attenuation coefficients'!$A$2:$A$37,MATCH($C284,'Mass attenuation coefficients'!$A$2:$A$37,1)))*(INDEX('Mass attenuation coefficients'!$B$2:$B$37,MATCH($C284,'Mass attenuation coefficients'!$A$2:$A$37,1)+1)-INDEX('Mass attenuation coefficients'!$B$2:$B$37,MATCH($C284,'Mass attenuation coefficients'!$A$2:$A$37,1)))/(INDEX('Mass attenuation coefficients'!$A$2:$A$37,MATCH($C284,'Mass attenuation coefficients'!$A$2:$A$37,1)+1)-INDEX('Mass attenuation coefficients'!$A$2:$A$37,MATCH($C284,'Mass attenuation coefficients'!$A$2:$A$37,1)))),0.997*$C284*'Mass attenuation coefficients'!$B$2/'Mass attenuation coefficients'!$A$2)","v":0.11808841874999999},{"$f":"_xlfn.IFNA(INDEX('Shultis Faw'!$C$2:$C$26,MATCH($C284,'Shultis Faw'!$A$2:$A$26,1))+($C284-INDEX('Shultis Faw'!$A$2:$A$26,MATCH($C284,'Shultis Faw'!$A$2:$A$26,1)))*(INDEX('Shultis Faw'!$C$2:$C$26,MATCH($C284,'Shultis Faw'!$A$2:$A$26,1)+1)-INDEX('Shultis Faw'!$C$2:$C$26,MATCH($C284,'Shultis Faw'!$A$2:$A$26,1)))/(INDEX('Shultis Faw'!$A$2:$A$26,MATCH($C284,'Shultis Faw'!$A$2:$A$26,1)+1)-INDEX('Shultis Faw'!$A$2:$A$26,MATCH($C284,'Shultis Faw'!$A$2:$A$26,1))),$C284*'Shultis Faw'!$C$2/'Shultis Faw'!$A$2)","v":2.91675},{"$f":"_xlfn.IFNA(INDEX('Shultis Faw'!$D$2:$D$26,MATCH($C284,'Shultis Faw'!$A$2:$A$26,1))+($C284-INDEX('Shultis Faw'!$A$2:$A$26,MATCH($C284,'Shultis Faw'!$A$2:$A$26,1)))*(INDEX('Shultis Faw'!$D$2:$D$26,MATCH($C284,'Shultis Faw'!$A$2:$A$26,1)+1)-INDEX('Shultis Faw'!$D$2:$D$26,MATCH($C284,'Shultis Faw'!$A$2:$A$26,1)))/(INDEX('Shultis Faw'!$A$2:$A$26,MATCH($C284,'Shultis Faw'!$A$2:$A$26,1)+1)-INDEX('Shultis Faw'!$A$2:$A$26,MATCH($C284,'Shultis Faw'!$A$2:$A$26,1))),$C284*'Shultis Faw'!$D$2/'Shultis Faw'!$A$2)","v":2.0202499999999999},{"$f":"_xlfn.IFNA(INDEX('Shultis Faw'!$B$2:$B$26,MATCH($C284,'Shultis Faw'!$A$2:$A$26,1))+($C284-INDEX('Shultis Faw'!$A$2:$A$26,MATCH($C284,'Shultis Faw'!$A$2:$A$26,1)))*(INDEX('Shultis Faw'!$B$2:$B$26,MATCH($C284,'Shultis Faw'!$A$2:$A$26,1)+1)-INDEX('Shultis Faw'!$B$2:$B$26,MATCH($C284,'Shultis Faw'!$A$2:$A$26,1)))/(INDEX('Shultis Faw'!$A$2:$A$26,MATCH($C284,'Shultis Faw'!$A$2:$A$26,1)+1)-INDEX('Shultis Faw'!$A$2:$A$26,MATCH($C284,'Shultis Faw'!$A$2:$A$26,1))),$C284*'Shultis Faw'!$B$2/'Shultis Faw'!$A$2)","v":-0.1638125},{"$f":"_xlfn.IFNA(INDEX('Shultis Faw'!$E$2:$E$26,MATCH($C284,'Shultis Faw'!$A$2:$A$26,1))+($C284-INDEX('Shultis Faw'!$A$2:$A$26,MATCH($C284,'Shultis Faw'!$A$2:$A$26,1)))*(INDEX('Shultis Faw'!$E$2:$E$26,MATCH($C284,'Shultis Faw'!$A$2:$A$26,1)+1)-INDEX('Shultis Faw'!$E$2:$E$26,MATCH($C284,'Shultis Faw'!$A$2:$A$26,1)))/(INDEX('Shultis Faw'!$A$2:$A$26,MATCH($C284,'Shultis Faw'!$A$2:$A$26,1)+1)-INDEX('Shultis Faw'!$A$2:$A$26,MATCH($C284,'Shultis Faw'!$A$2:$A$26,1))),$C284*'Shultis Faw'!$E$2/'Shultis Faw'!$A$2)","v":6.5424999999999997E-2},{"$f":"_xlfn.IFNA(INDEX('Shultis Faw'!$F$2:$F$26,MATCH($C284,'Shultis Faw'!$A$2:$A$26,1))+($C284-INDEX('Shultis Faw'!$A$2:$A$26,MATCH($C284,'Shultis Faw'!$A$2:$A$26,1)))*(INDEX('Shultis Faw'!$F$2:$F$26,MATCH($C284,'Shultis Faw'!$A$2:$A$26,1)+1)-INDEX('Shultis Faw'!$F$2:$F$26,MATCH($C284,'Shultis Faw'!$A$2:$A$26,1)))/(INDEX('Shultis Faw'!$A$2:$A$26,MATCH($C284,'Shultis Faw'!$A$2:$A$26,1)+1)-INDEX('Shultis Faw'!$A$2:$A$26,MATCH($C284,'Shultis Faw'!$A$2:$A$26,1))),$C284*'Shultis Faw'!$F$2/'Shultis Faw'!$A$2)","v":14.210375000000001},{"$f":"J284*(H284*'Externe blootstelling'!$D$23/2)^K284+L284*(TANH(((H284*'Externe blootstelling'!$D$23)/(2*M284))-2)-TANH(-2))/(1-TANH(-2))","v":1.8399624273293205},{"$f":"IF(N284=1,1+(I284-1)*H284*'Externe blootstelling'!$D$23/2,1+(I284-1)*(N284^(H284*'Externe blootstelling'!$D$23/2)-1)/(N284-1))","v":5.4380434056317766},{"$f":"G284*EXP(-H284*'Externe blootstelling'!$D$23/2)*O284","v":1.4305420262389113E-4}]
[null," g ",0.30510000000000004,4.8816000000000008E-14,1.74E-4,{"$f":"_xlfn.IFNA(INDEX('hp (pSv cm2)'!$B$2:$B$52,MATCH($C285,'hp (pSv cm2)'!$A$2:$A$52,1))+($C285-INDEX('hp (pSv cm2)'!$A$2:$A$52,MATCH($C285,'hp (pSv cm2)'!$A$2:$A$52,1)))*(INDEX('hp (pSv cm2)'!$B$2:$B$52,MATCH($C285,'hp (pSv cm2)'!$A$2:$A$52,1)+1)-INDEX('hp (pSv cm2)'!$B$2:$B$52,MATCH($C285,'hp (pSv cm2)'!$A$2:$A$52,1)))/(INDEX('hp (pSv cm2)'!$A$2:$A$52,MATCH($C285,'hp (pSv cm2)'!$A$2:$A$52,1)+1)-INDEX('hp (pSv cm2)'!$A$2:$A$52,MATCH($C285,'hp (pSv cm2)'!$A$2:$A$52,1))),$C285*'hp (pSv cm2)'!$B$2/'hp (pSv cm2)'!$A$2)","v":1.5349900000000003},2.6708826000000006E-4,{"$f":"_xlfn.IFNA(0.997*(INDEX('Mass attenuation coefficients'!$B$2:$B$37,MATCH($C285,'Mass attenuation coefficients'!$A$2:$A$37,1))+($C285-INDEX('Mass attenuation coefficients'!$A$2:$A$37,MATCH($C285,'Mass attenuation coefficients'!$A$2:$A$37,1)))*(INDEX('Mass attenuation coefficients'!$B$2:$B$37,MATCH($C285,'Mass attenuation coefficients'!$A$2:$A$37,1)+1)-INDEX('Mass attenuation coefficients'!$B$2:$B$37,MATCH($C285,'Mass attenuation coefficients'!$A$2:$A$37,1)))/(INDEX('Mass attenuation coefficients'!$A$2:$A$37,MATCH($C285,'Mass attenuation coefficients'!$A$2:$A$37,1)+1)-INDEX('Mass attenuation coefficients'!$A$2:$A$37,MATCH($C285,'Mass attenuation coefficients'!$A$2:$A$37,1)))),0.997*$C285*'Mass attenuation coefficients'!$B$2/'Mass attenuation coefficients'!$A$2)","v":0.1176086125},{"$f":"_xlfn.IFNA(INDEX('Shultis Faw'!$C$2:$C$26,MATCH($C285,'Shultis Faw'!$A$2:$A$26,1))+($C285-INDEX('Shultis Faw'!$A$2:$A$26,MATCH($C285,'Shultis Faw'!$A$2:$A$26,1)))*(INDEX('Shultis Faw'!$C$2:$C$26,MATCH($C285,'Shultis Faw'!$A$2:$A$26,1)+1)-INDEX('Shultis Faw'!$C$2:$C$26,MATCH($C285,'Shultis Faw'!$A$2:$A$26,1)))/(INDEX('Shultis Faw'!$A$2:$A$26,MATCH($C285,'Shultis Faw'!$A$2:$A$26,1)+1)-INDEX('Shultis Faw'!$A$2:$A$26,MATCH($C285,'Shultis Faw'!$A$2:$A$26,1))),$C285*'Shultis Faw'!$C$2/'Shultis Faw'!$A$2)","v":2.9067399999999997},{"$f":"_xlfn.IFNA(INDEX('Shultis Faw'!$D$2:$D$26,MATCH($C285,'Shultis Faw'!$A$2:$A$26,1))+($C285-INDEX('Shultis Faw'!$A$2:$A$26,MATCH($C285,'Shultis Faw'!$A$2:$A$26,1)))*(INDEX('Shultis Faw'!$D$2:$D$26,MATCH($C285,'Shultis Faw'!$A$2:$A$26,1)+1)-INDEX('Shultis Faw'!$D$2:$D$26,MATCH($C285,'Shultis Faw'!$A$2:$A$26,1)))/(INDEX('Shultis Faw'!$A$2:$A$26,MATCH($C285,'Shultis Faw'!$A$2:$A$26,1)+1)-INDEX('Shultis Faw'!$A$2:$A$26,MATCH($C285,'Shultis Faw'!$A$2:$A$26,1))),$C285*'Shultis Faw'!$D$2/'Shultis Faw'!$A$2)","v":2.0148599999999997},{"$f":"_xlfn.IFNA(INDEX('Shultis Faw'!$B$2:$B$26,MATCH($C285,'Shultis Faw'!$A$2:$A$26,1))+($C285-INDEX('Shultis Faw'!$A$2:$A$26,MATCH($C285,'Shultis Faw'!$A$2:$A$26,1)))*(INDEX('Shultis Faw'!$B$2:$B$26,MATCH($C285,'Shultis Faw'!$A$2:$A$26,1)+1)-INDEX('Shultis Faw'!$B$2:$B$26,MATCH($C285,'Shultis Faw'!$A$2:$A$26,1)))/(INDEX('Shultis Faw'!$A$2:$A$26,MATCH($C285,'Shultis Faw'!$A$2:$A$26,1)+1)-INDEX('Shultis Faw'!$A$2:$A$26,MATCH($C285,'Shultis Faw'!$A$2:$A$26,1))),$C285*'Shultis Faw'!$B$2/'Shultis Faw'!$A$2)","v":-0.16323499999999999},{"$f":"_xlfn.IFNA(INDEX('Shultis Faw'!$E$2:$E$26,MATCH($C285,'Shultis Faw'!$A$2:$A$26,1))+($C285-INDEX('Shultis Faw'!$A$2:$A$26,MATCH($C285,'Shultis Faw'!$A$2:$A$26,1)))*(INDEX('Shultis Faw'!$E$2:$E$26,MATCH($C285,'Shultis Faw'!$A$2:$A$26,1)+1)-INDEX('Shultis Faw'!$E$2:$E$26,MATCH($C285,'Shultis Faw'!$A$2:$A$26,1)))/(INDEX('Shultis Faw'!$A$2:$A$26,MATCH($C285,'Shultis Faw'!$A$2:$A$26,1)+1)-INDEX('Shultis Faw'!$A$2:$A$26,MATCH($C285,'Shultis Faw'!$A$2:$A$26,1))),$C285*'Shultis Faw'!$E$2/'Shultis Faw'!$A$2)","v":6.5194000000000002E-2},{"$f":"_xlfn.IFNA(INDEX('Shultis Faw'!$F$2:$F$26,MATCH($C285,'Shultis Faw'!$A$2:$A$26,1))+($C285-INDEX('Shultis Faw'!$A$2:$A$26,MATCH($C285,'Shultis Faw'!$A$2:$A$26,1)))*(INDEX('Shultis Faw'!$F$2:$F$26,MATCH($C285,'Shultis Faw'!$A$2:$A$26,1)+1)-INDEX('Shultis Faw'!$F$2:$F$26,MATCH($C285,'Shultis Faw'!$A$2:$A$26,1)))/(INDEX('Shultis Faw'!$A$2:$A$26,MATCH($C285,'Shultis Faw'!$A$2:$A$26,1)+1)-INDEX('Shultis Faw'!$A$2:$A$26,MATCH($C285,'Shultis Faw'!$A$2:$A$26,1))),$C285*'Shultis Faw'!$F$2/'Shultis Faw'!$A$2)","v":14.211530000000002},{"$f":"J285*(H285*'Externe blootstelling'!$D$23/2)^K285+L285*(TANH(((H285*'Externe blootstelling'!$D$23)/(2*M285))-2)-TANH(-2))/(1-TANH(-2))","v":1.8368776364091848},{"$f":"IF(N285=1,1+(I285-1)*H285*'Externe blootstelling'!$D$23/2,1+(I285-1)*(N285^(H285*'Externe blootstelling'!$D$23/2)-1)/(N285-1))","v":5.3820152584985541},{"$f":"G285*EXP(-H285*'Externe blootstelling'!$D$23/2)*O285","v":2.4629077878606193E-4}]
[null," g ",0.30819999999999997,4.9312E-14,2.3999999999999997E-5,{"$f":"_xlfn.IFNA(INDEX('hp (pSv cm2)'!$B$2:$B$52,MATCH($C286,'hp (pSv cm2)'!$A$2:$A$52,1))+($C286-INDEX('hp (pSv cm2)'!$A$2:$A$52,MATCH($C286,'hp (pSv cm2)'!$A$2:$A$52,1)))*(INDEX('hp (pSv cm2)'!$B$2:$B$52,MATCH($C286,'hp (pSv cm2)'!$A$2:$A$52,1)+1)-INDEX('hp (pSv cm2)'!$B$2:$B$52,MATCH($C286,'hp (pSv cm2)'!$A$2:$A$52,1)))/(INDEX('hp (pSv cm2)'!$A$2:$A$52,MATCH($C286,'hp (pSv cm2)'!$A$2:$A$52,1)+1)-INDEX('hp (pSv cm2)'!$A$2:$A$52,MATCH($C286,'hp (pSv cm2)'!$A$2:$A$52,1))),$C286*'hp (pSv cm2)'!$B$2/'hp (pSv cm2)'!$A$2)","v":1.5501799999999999},3.7204319999999993E-5,{"$f":"_xlfn.IFNA(0.997*(INDEX('Mass attenuation coefficients'!$B$2:$B$37,MATCH($C286,'Mass attenuation coefficients'!$A$2:$A$37,1))+($C286-INDEX('Mass attenuation coefficients'!$A$2:$A$37,MATCH($C286,'Mass attenuation coefficients'!$A$2:$A$37,1)))*(INDEX('Mass attenuation coefficients'!$B$2:$B$37,MATCH($C286,'Mass attenuation coefficients'!$A$2:$A$37,1)+1)-INDEX('Mass attenuation coefficients'!$B$2:$B$37,MATCH($C286,'Mass attenuation coefficients'!$A$2:$A$37,1)))/(INDEX('Mass attenuation coefficients'!$A$2:$A$37,MATCH($C286,'Mass attenuation coefficients'!$A$2:$A$37,1)+1)-INDEX('Mass attenuation coefficients'!$A$2:$A$37,MATCH($C286,'Mass attenuation coefficients'!$A$2:$A$37,1)))),0.997*$C286*'Mass attenuation coefficients'!$B$2/'Mass attenuation coefficients'!$A$2)","v":0.117222275},{"$f":"_xlfn.IFNA(INDEX('Shultis Faw'!$C$2:$C$26,MATCH($C286,'Shultis Faw'!$A$2:$A$26,1))+($C286-INDEX('Shultis Faw'!$A$2:$A$26,MATCH($C286,'Shultis Faw'!$A$2:$A$26,1)))*(INDEX('Shultis Faw'!$C$2:$C$26,MATCH($C286,'Shultis Faw'!$A$2:$A$26,1)+1)-INDEX('Shultis Faw'!$C$2:$C$26,MATCH($C286,'Shultis Faw'!$A$2:$A$26,1)))/(INDEX('Shultis Faw'!$A$2:$A$26,MATCH($C286,'Shultis Faw'!$A$2:$A$26,1)+1)-INDEX('Shultis Faw'!$A$2:$A$26,MATCH($C286,'Shultis Faw'!$A$2:$A$26,1))),$C286*'Shultis Faw'!$C$2/'Shultis Faw'!$A$2)","v":2.8986800000000001},{"$f":"_xlfn.IFNA(INDEX('Shultis Faw'!$D$2:$D$26,MATCH($C286,'Shultis Faw'!$A$2:$A$26,1))+($C286-INDEX('Shultis Faw'!$A$2:$A$26,MATCH($C286,'Shultis Faw'!$A$2:$A$26,1)))*(INDEX('Shultis Faw'!$D$2:$D$26,MATCH($C286,'Shultis Faw'!$A$2:$A$26,1)+1)-INDEX('Shultis Faw'!$D$2:$D$26,MATCH($C286,'Shultis Faw'!$A$2:$A$26,1)))/(INDEX('Shultis Faw'!$A$2:$A$26,MATCH($C286,'Shultis Faw'!$A$2:$A$26,1)+1)-INDEX('Shultis Faw'!$A$2:$A$26,MATCH($C286,'Shultis Faw'!$A$2:$A$26,1))),$C286*'Shultis Faw'!$D$2/'Shultis Faw'!$A$2)","v":2.0105199999999996},{"$f":"_xlfn.IFNA(INDEX('Shultis Faw'!$B$2:$B$26,MATCH($C286,'Shultis Faw'!$A$2:$A$26,1))+($C286-INDEX('Shultis Faw'!$A$2:$A$26,MATCH($C286,'Shultis Faw'!$A$2:$A$26,1)))*(INDEX('Shultis Faw'!$B$2:$B$26,MATCH($C286,'Shultis Faw'!$A$2:$A$26,1)+1)-INDEX('Shultis Faw'!$B$2:$B$26,MATCH($C286,'Shultis Faw'!$A$2:$A$26,1)))/(INDEX('Shultis Faw'!$A$2:$A$26,MATCH($C286,'Shultis Faw'!$A$2:$A$26,1)+1)-INDEX('Shultis Faw'!$A$2:$A$26,MATCH($C286,'Shultis Faw'!$A$2:$A$26,1))),$C286*'Shultis Faw'!$B$2/'Shultis Faw'!$A$2)","v":-0.16277},{"$f":"_xlfn.IFNA(INDEX('Shultis Faw'!$E$2:$E$26,MATCH($C286,'Shultis Faw'!$A$2:$A$26,1))+($C286-INDEX('Shultis Faw'!$A$2:$A$26,MATCH($C286,'Shultis Faw'!$A$2:$A$26,1)))*(INDEX('Shultis Faw'!$E$2:$E$26,MATCH($C286,'Shultis Faw'!$A$2:$A$26,1)+1)-INDEX('Shultis Faw'!$E$2:$E$26,MATCH($C286,'Shultis Faw'!$A$2:$A$26,1)))/(INDEX('Shultis Faw'!$A$2:$A$26,MATCH($C286,'Shultis Faw'!$A$2:$A$26,1)+1)-INDEX('Shultis Faw'!$A$2:$A$26,MATCH($C286,'Shultis Faw'!$A$2:$A$26,1))),$C286*'Shultis Faw'!$E$2/'Shultis Faw'!$A$2)","v":6.500800000000001E-2},{"$f":"_xlfn.IFNA(INDEX('Shultis Faw'!$F$2:$F$26,MATCH($C286,'Shultis Faw'!$A$2:$A$26,1))+($C286-INDEX('Shultis Faw'!$A$2:$A$26,MATCH($C286,'Shultis Faw'!$A$2:$A$26,1)))*(INDEX('Shultis Faw'!$F$2:$F$26,MATCH($C286,'Shultis Faw'!$A$2:$A$26,1)+1)-INDEX('Shultis Faw'!$F$2:$F$26,MATCH($C286,'Shultis Faw'!$A$2:$A$26,1)))/(INDEX('Shultis Faw'!$A$2:$A$26,MATCH($C286,'Shultis Faw'!$A$2:$A$26,1)+1)-INDEX('Shultis Faw'!$A$2:$A$26,MATCH($C286,'Shultis Faw'!$A$2:$A$26,1))),$C286*'Shultis Faw'!$F$2/'Shultis Faw'!$A$2)","v":14.21246},{"$f":"J286*(H286*'Externe blootstelling'!$D$23/2)^K286+L286*(TANH(((H286*'Externe blootstelling'!$D$23)/(2*M286))-2)-TANH(-2))/(1-TANH(-2))","v":1.8343853466968114},{"$f":"IF(N286=1,1+(I286-1)*H286*'Externe blootstelling'!$D$23/2,1+(I286-1)*(N286^(H286*'Externe blootstelling'!$D$23/2)-1)/(N286-1))","v":5.3373203995241871},{"$f":"G286*EXP(-H286*'Externe blootstelling'!$D$23/2)*O286","v":3.4220144384489764E-5}]
[null," g ",0.31230000000000002,4.9967999999999995E-14,1.7999999999999998E-4,{"$f":"_xlfn.IFNA(INDEX('hp (pSv cm2)'!$B$2:$B$52,MATCH($C287,'hp (pSv cm2)'!$A$2:$A$52,1))+($C287-INDEX('hp (pSv cm2)'!$A$2:$A$52,MATCH($C287,'hp (pSv cm2)'!$A$2:$A$52,1)))*(INDEX('hp (pSv cm2)'!$B$2:$B$52,MATCH($C287,'hp (pSv cm2)'!$A$2:$A$52,1)+1)-INDEX('hp (pSv cm2)'!$B$2:$B$52,MATCH($C287,'hp (pSv cm2)'!$A$2:$A$52,1)))/(INDEX('hp (pSv cm2)'!$A$2:$A$52,MATCH($C287,'hp (pSv cm2)'!$A$2:$A$52,1)+1)-INDEX('hp (pSv cm2)'!$A$2:$A$52,MATCH($C287,'hp (pSv cm2)'!$A$2:$A$52,1))),$C287*'hp (pSv cm2)'!$B$2/'hp (pSv cm2)'!$A$2)","v":1.5702700000000001},2.8264859999999997E-4,{"$f":"_xlfn.IFNA(0.997*(INDEX('Mass attenuation coefficients'!$B$2:$B$37,MATCH($C287,'Mass attenuation coefficients'!$A$2:$A$37,1))+($C287-INDEX('Mass attenuation coefficients'!$A$2:$A$37,MATCH($C287,'Mass attenuation coefficients'!$A$2:$A$37,1)))*(INDEX('Mass attenuation coefficients'!$B$2:$B$37,MATCH($C287,'Mass attenuation coefficients'!$A$2:$A$37,1)+1)-INDEX('Mass attenuation coefficients'!$B$2:$B$37,MATCH($C287,'Mass attenuation coefficients'!$A$2:$A$37,1)))/(INDEX('Mass attenuation coefficients'!$A$2:$A$37,MATCH($C287,'Mass attenuation coefficients'!$A$2:$A$37,1)+1)-INDEX('Mass attenuation coefficients'!$A$2:$A$37,MATCH($C287,'Mass attenuation coefficients'!$A$2:$A$37,1)))),0.997*$C287*'Mass attenuation coefficients'!$B$2/'Mass attenuation coefficients'!$A$2)","v":0.1167113125},{"$f":"_xlfn.IFNA(INDEX('Shultis Faw'!$C$2:$C$26,MATCH($C287,'Shultis Faw'!$A$2:$A$26,1))+($C287-INDEX('Shultis Faw'!$A$2:$A$26,MATCH($C287,'Shultis Faw'!$A$2:$A$26,1)))*(INDEX('Shultis Faw'!$C$2:$C$26,MATCH($C287,'Shultis Faw'!$A$2:$A$26,1)+1)-INDEX('Shultis Faw'!$C$2:$C$26,MATCH($C287,'Shultis Faw'!$A$2:$A$26,1)))/(INDEX('Shultis Faw'!$A$2:$A$26,MATCH($C287,'Shultis Faw'!$A$2:$A$26,1)+1)-INDEX('Shultis Faw'!$A$2:$A$26,MATCH($C287,'Shultis Faw'!$A$2:$A$26,1))),$C287*'Shultis Faw'!$C$2/'Shultis Faw'!$A$2)","v":2.88802},{"$f":"_xlfn.IFNA(INDEX('Shultis Faw'!$D$2:$D$26,MATCH($C287,'Shultis Faw'!$A$2:$A$26,1))+($C287-INDEX('Shultis Faw'!$A$2:$A$26,MATCH($C287,'Shultis Faw'!$A$2:$A$26,1)))*(INDEX('Shultis Faw'!$D$2:$D$26,MATCH($C287,'Shultis Faw'!$A$2:$A$26,1)+1)-INDEX('Shultis Faw'!$D$2:$D$26,MATCH($C287,'Shultis Faw'!$A$2:$A$26,1)))/(INDEX('Shultis Faw'!$A$2:$A$26,MATCH($C287,'Shultis Faw'!$A$2:$A$26,1)+1)-INDEX('Shultis Faw'!$A$2:$A$26,MATCH($C287,'Shultis Faw'!$A$2:$A$26,1))),$C287*'Shultis Faw'!$D$2/'Shultis Faw'!$A$2)","v":2.0047799999999998},{"$f":"_xlfn.IFNA(INDEX('Shultis Faw'!$B$2:$B$26,MATCH($C287,'Shultis Faw'!$A$2:$A$26,1))+($C287-INDEX('Shultis Faw'!$A$2:$A$26,MATCH($C287,'Shultis Faw'!$A$2:$A$26,1)))*(INDEX('Shultis Faw'!$B$2:$B$26,MATCH($C287,'Shultis Faw'!$A$2:$A$26,1)+1)-INDEX('Shultis Faw'!$B$2:$B$26,MATCH($C287,'Shultis Faw'!$A$2:$A$26,1)))/(INDEX('Shultis Faw'!$A$2:$A$26,MATCH($C287,'Shultis Faw'!$A$2:$A$26,1)+1)-INDEX('Shultis Faw'!$A$2:$A$26,MATCH($C287,'Shultis Faw'!$A$2:$A$26,1))),$C287*'Shultis Faw'!$B$2/'Shultis Faw'!$A$2)","v":-0.16215499999999999},{"$f":"_xlfn.IFNA(INDEX('Shultis Faw'!$E$2:$E$26,MATCH($C287,'Shultis Faw'!$A$2:$A$26,1))+($C287-INDEX('Shultis Faw'!$A$2:$A$26,MATCH($C287,'Shultis Faw'!$A$2:$A$26,1)))*(INDEX('Shultis Faw'!$E$2:$E$26,MATCH($C287,'Shultis Faw'!$A$2:$A$26,1)+1)-INDEX('Shultis Faw'!$E$2:$E$26,MATCH($C287,'Shultis Faw'!$A$2:$A$26,1)))/(INDEX('Shultis Faw'!$A$2:$A$26,MATCH($C287,'Shultis Faw'!$A$2:$A$26,1)+1)-INDEX('Shultis Faw'!$A$2:$A$26,MATCH($C287,'Shultis Faw'!$A$2:$A$26,1))),$C287*'Shultis Faw'!$E$2/'Shultis Faw'!$A$2)","v":6.4762E-2},{"$f":"_xlfn.IFNA(INDEX('Shultis Faw'!$F$2:$F$26,MATCH($C287,'Shultis Faw'!$A$2:$A$26,1))+($C287-INDEX('Shultis Faw'!$A$2:$A$26,MATCH($C287,'Shultis Faw'!$A$2:$A$26,1)))*(INDEX('Shultis Faw'!$F$2:$F$26,MATCH($C287,'Shultis Faw'!$A$2:$A$26,1)+1)-INDEX('Shultis Faw'!$F$2:$F$26,MATCH($C287,'Shultis Faw'!$A$2:$A$26,1)))/(INDEX('Shultis Faw'!$A$2:$A$26,MATCH($C287,'Shultis Faw'!$A$2:$A$26,1)+1)-INDEX('Shultis Faw'!$A$2:$A$26,MATCH($C287,'Shultis Faw'!$A$2:$A$26,1))),$C287*'Shultis Faw'!$F$2/'Shultis Faw'!$A$2)","v":14.213690000000001},{"$f":"J287*(H287*'Externe blootstelling'!$D$23/2)^K287+L287*(TANH(((H287*'Externe blootstelling'!$D$23)/(2*M287))-2)-TANH(-2))/(1-TANH(-2))","v":1.8310775331028752},{"$f":"IF(N287=1,1+(I287-1)*H287*'Externe blootstelling'!$D$23/2,1+(I287-1)*(N287^(H287*'Externe blootstelling'!$D$23/2)-1)/(N287-1))","v":5.2787763758195156},{"$f":"G287*EXP(-H287*'Externe blootstelling'!$D$23/2)*O287","v":2.5910388102980808E-4}]
[null," g ",0.31539999999999996,5.0463999999999987E-14,7.0000000000000007E-5,{"$f":"_xlfn.IFNA(INDEX('hp (pSv cm2)'!$B$2:$B$52,MATCH($C288,'hp (pSv cm2)'!$A$2:$A$52,1))+($C288-INDEX('hp (pSv cm2)'!$A$2:$A$52,MATCH($C288,'hp (pSv cm2)'!$A$2:$A$52,1)))*(INDEX('hp (pSv cm2)'!$B$2:$B$52,MATCH($C288,'hp (pSv cm2)'!$A$2:$A$52,1)+1)-INDEX('hp (pSv cm2)'!$B$2:$B$52,MATCH($C288,'hp (pSv cm2)'!$A$2:$A$52,1)))/(INDEX('hp (pSv cm2)'!$A$2:$A$52,MATCH($C288,'hp (pSv cm2)'!$A$2:$A$52,1)+1)-INDEX('hp (pSv cm2)'!$A$2:$A$52,MATCH($C288,'hp (pSv cm2)'!$A$2:$A$52,1))),$C288*'hp (pSv cm2)'!$B$2/'hp (pSv cm2)'!$A$2)","v":1.5854599999999999},1.109822E-4,{"$f":"_xlfn.IFNA(0.997*(INDEX('Mass attenuation coefficients'!$B$2:$B$37,MATCH($C288,'Mass attenuation coefficients'!$A$2:$A$37,1))+($C288-INDEX('Mass attenuation coefficients'!$A$2:$A$37,MATCH($C288,'Mass attenuation coefficients'!$A$2:$A$37,1)))*(INDEX('Mass attenuation coefficients'!$B$2:$B$37,MATCH($C288,'Mass attenuation coefficients'!$A$2:$A$37,1)+1)-INDEX('Mass attenuation coefficients'!$B$2:$B$37,MATCH($C288,'Mass attenuation coefficients'!$A$2:$A$37,1)))/(INDEX('Mass attenuation coefficients'!$A$2:$A$37,MATCH($C288,'Mass attenuation coefficients'!$A$2:$A$37,1)+1)-INDEX('Mass attenuation coefficients'!$A$2:$A$37,MATCH($C288,'Mass attenuation coefficients'!$A$2:$A$37,1)))),0.997*$C288*'Mass attenuation coefficients'!$B$2/'Mass attenuation coefficients'!$A$2)","v":0.116324975},{"$f":"_xlfn.IFNA(INDEX('Shultis Faw'!$C$2:$C$26,MATCH($C288,'Shultis Faw'!$A$2:$A$26,1))+($C288-INDEX('Shultis Faw'!$A$2:$A$26,MATCH($C288,'Shultis Faw'!$A$2:$A$26,1)))*(INDEX('Shultis Faw'!$C$2:$C$26,MATCH($C288,'Shultis Faw'!$A$2:$A$26,1)+1)-INDEX('Shultis Faw'!$C$2:$C$26,MATCH($C288,'Shultis Faw'!$A$2:$A$26,1)))/(INDEX('Shultis Faw'!$A$2:$A$26,MATCH($C288,'Shultis Faw'!$A$2:$A$26,1)+1)-INDEX('Shultis Faw'!$A$2:$A$26,MATCH($C288,'Shultis Faw'!$A$2:$A$26,1))),$C288*'Shultis Faw'!$C$2/'Shultis Faw'!$A$2)","v":2.8799600000000001},{"$f":"_xlfn.IFNA(INDEX('Shultis Faw'!$D$2:$D$26,MATCH($C288,'Shultis Faw'!$A$2:$A$26,1))+($C288-INDEX('Shultis Faw'!$A$2:$A$26,MATCH($C288,'Shultis Faw'!$A$2:$A$26,1)))*(INDEX('Shultis Faw'!$D$2:$D$26,MATCH($C288,'Shultis Faw'!$A$2:$A$26,1)+1)-INDEX('Shultis Faw'!$D$2:$D$26,MATCH($C288,'Shultis Faw'!$A$2:$A$26,1)))/(INDEX('Shultis Faw'!$A$2:$A$26,MATCH($C288,'Shultis Faw'!$A$2:$A$26,1)+1)-INDEX('Shultis Faw'!$A$2:$A$26,MATCH($C288,'Shultis Faw'!$A$2:$A$26,1))),$C288*'Shultis Faw'!$D$2/'Shultis Faw'!$A$2)","v":2.0004399999999998},{"$f":"_xlfn.IFNA(INDEX('Shultis Faw'!$B$2:$B$26,MATCH($C288,'Shultis Faw'!$A$2:$A$26,1))+($C288-INDEX('Shultis Faw'!$A$2:$A$26,MATCH($C288,'Shultis Faw'!$A$2:$A$26,1)))*(INDEX('Shultis Faw'!$B$2:$B$26,MATCH($C288,'Shultis Faw'!$A$2:$A$26,1)+1)-INDEX('Shultis Faw'!$B$2:$B$26,MATCH($C288,'Shultis Faw'!$A$2:$A$26,1)))/(INDEX('Shultis Faw'!$A$2:$A$26,MATCH($C288,'Shultis Faw'!$A$2:$A$26,1)+1)-INDEX('Shultis Faw'!$A$2:$A$26,MATCH($C288,'Shultis Faw'!$A$2:$A$26,1))),$C288*'Shultis Faw'!$B$2/'Shultis Faw'!$A$2)","v":-0.16169},{"$f":"_xlfn.IFNA(INDEX('Shultis Faw'!$E$2:$E$26,MATCH($C288,'Shultis Faw'!$A$2:$A$26,1))+($C288-INDEX('Shultis Faw'!$A$2:$A$26,MATCH($C288,'Shultis Faw'!$A$2:$A$26,1)))*(INDEX('Shultis Faw'!$E$2:$E$26,MATCH($C288,'Shultis Faw'!$A$2:$A$26,1)+1)-INDEX('Shultis Faw'!$E$2:$E$26,MATCH($C288,'Shultis Faw'!$A$2:$A$26,1)))/(INDEX('Shultis Faw'!$A$2:$A$26,MATCH($C288,'Shultis Faw'!$A$2:$A$26,1)+1)-INDEX('Shultis Faw'!$A$2:$A$26,MATCH($C288,'Shultis Faw'!$A$2:$A$26,1))),$C288*'Shultis Faw'!$E$2/'Shultis Faw'!$A$2)","v":6.4576000000000008E-2},{"$f":"_xlfn.IFNA(INDEX('Shultis Faw'!$F$2:$F$26,MATCH($C288,'Shultis Faw'!$A$2:$A$26,1))+($C288-INDEX('Shultis Faw'!$A$2:$A$26,MATCH($C288,'Shultis Faw'!$A$2:$A$26,1)))*(INDEX('Shultis Faw'!$F$2:$F$26,MATCH($C288,'Shultis Faw'!$A$2:$A$26,1)+1)-INDEX('Shultis Faw'!$F$2:$F$26,MATCH($C288,'Shultis Faw'!$A$2:$A$26,1)))/(INDEX('Shultis Faw'!$A$2:$A$26,MATCH($C288,'Shultis Faw'!$A$2:$A$26,1)+1)-INDEX('Shultis Faw'!$A$2:$A$26,MATCH($C288,'Shultis Faw'!$A$2:$A$26,1))),$C288*'Shultis Faw'!$F$2/'Shultis Faw'!$A$2)","v":14.21462},{"$f":"J288*(H288*'Externe blootstelling'!$D$23/2)^K288+L288*(TANH(((H288*'Externe blootstelling'!$D$23)/(2*M288))-2)-TANH(-2))/(1-TANH(-2))","v":1.8285677589390528},{"$f":"IF(N288=1,1+(I288-1)*H288*'Externe blootstelling'!$D$23/2,1+(I288-1)*(N288^(H288*'Externe blootstelling'!$D$23/2)-1)/(N288-1))","v":5.2349376325540309},{"$f":"G288*EXP(-H288*'Externe blootstelling'!$D$23/2)*O288","v":1.0147882274354807E-4}]
[null," g ",0.32,5.1199999999999999E-14,1.0000000000000001E-5,{"$f":"_xlfn.IFNA(INDEX('hp (pSv cm2)'!$B$2:$B$52,MATCH($C289,'hp (pSv cm2)'!$A$2:$A$52,1))+($C289-INDEX('hp (pSv cm2)'!$A$2:$A$52,MATCH($C289,'hp (pSv cm2)'!$A$2:$A$52,1)))*(INDEX('hp (pSv cm2)'!$B$2:$B$52,MATCH($C289,'hp (pSv cm2)'!$A$2:$A$52,1)+1)-INDEX('hp (pSv cm2)'!$B$2:$B$52,MATCH($C289,'hp (pSv cm2)'!$A$2:$A$52,1)))/(INDEX('hp (pSv cm2)'!$A$2:$A$52,MATCH($C289,'hp (pSv cm2)'!$A$2:$A$52,1)+1)-INDEX('hp (pSv cm2)'!$A$2:$A$52,MATCH($C289,'hp (pSv cm2)'!$A$2:$A$52,1))),$C289*'hp (pSv cm2)'!$B$2/'hp (pSv cm2)'!$A$2)","v":1.6080000000000001},1.6080000000000002E-5,{"$f":"_xlfn.IFNA(0.997*(INDEX('Mass attenuation coefficients'!$B$2:$B$37,MATCH($C289,'Mass attenuation coefficients'!$A$2:$A$37,1))+($C289-INDEX('Mass attenuation coefficients'!$A$2:$A$37,MATCH($C289,'Mass attenuation coefficients'!$A$2:$A$37,1)))*(INDEX('Mass attenuation coefficients'!$B$2:$B$37,MATCH($C289,'Mass attenuation coefficients'!$A$2:$A$37,1)+1)-INDEX('Mass attenuation coefficients'!$B$2:$B$37,MATCH($C289,'Mass attenuation coefficients'!$A$2:$A$37,1)))/(INDEX('Mass attenuation coefficients'!$A$2:$A$37,MATCH($C289,'Mass attenuation coefficients'!$A$2:$A$37,1)+1)-INDEX('Mass attenuation coefficients'!$A$2:$A$37,MATCH($C289,'Mass attenuation coefficients'!$A$2:$A$37,1)))),0.997*$C289*'Mass attenuation coefficients'!$B$2/'Mass attenuation coefficients'!$A$2)","v":0.1157517},{"$f":"_xlfn.IFNA(INDEX('Shultis Faw'!$C$2:$C$26,MATCH($C289,'Shultis Faw'!$A$2:$A$26,1))+($C289-INDEX('Shultis Faw'!$A$2:$A$26,MATCH($C289,'Shultis Faw'!$A$2:$A$26,1)))*(INDEX('Shultis Faw'!$C$2:$C$26,MATCH($C289,'Shultis Faw'!$A$2:$A$26,1)+1)-INDEX('Shultis Faw'!$C$2:$C$26,MATCH($C289,'Shultis Faw'!$A$2:$A$26,1)))/(INDEX('Shultis Faw'!$A$2:$A$26,MATCH($C289,'Shultis Faw'!$A$2:$A$26,1)+1)-INDEX('Shultis Faw'!$A$2:$A$26,MATCH($C289,'Shultis Faw'!$A$2:$A$26,1))),$C289*'Shultis Faw'!$C$2/'Shultis Faw'!$A$2)","v":2.8679999999999999},{"$f":"_xlfn.IFNA(INDEX('Shultis Faw'!$D$2:$D$26,MATCH($C289,'Shultis Faw'!$A$2:$A$26,1))+($C289-INDEX('Shultis Faw'!$A$2:$A$26,MATCH($C289,'Shultis Faw'!$A$2:$A$26,1)))*(INDEX('Shultis Faw'!$D$2:$D$26,MATCH($C289,'Shultis Faw'!$A$2:$A$26,1)+1)-INDEX('Shultis Faw'!$D$2:$D$26,MATCH($C289,'Shultis Faw'!$A$2:$A$26,1)))/(INDEX('Shultis Faw'!$A$2:$A$26,MATCH($C289,'Shultis Faw'!$A$2:$A$26,1)+1)-INDEX('Shultis Faw'!$A$2:$A$26,MATCH($C289,'Shultis Faw'!$A$2:$A$26,1))),$C289*'Shultis Faw'!$D$2/'Shultis Faw'!$A$2)","v":1.9939999999999998},{"$f":"_xlfn.IFNA(INDEX('Shultis Faw'!$B$2:$B$26,MATCH($C289,'Shultis Faw'!$A$2:$A$26,1))+($C289-INDEX('Shultis Faw'!$A$2:$A$26,MATCH($C289,'Shultis Faw'!$A$2:$A$26,1)))*(INDEX('Shultis Faw'!$B$2:$B$26,MATCH($C289,'Shultis Faw'!$A$2:$A$26,1)+1)-INDEX('Shultis Faw'!$B$2:$B$26,MATCH($C289,'Shultis Faw'!$A$2:$A$26,1)))/(INDEX('Shultis Faw'!$A$2:$A$26,MATCH($C289,'Shultis Faw'!$A$2:$A$26,1)+1)-INDEX('Shultis Faw'!$A$2:$A$26,MATCH($C289,'Shultis Faw'!$A$2:$A$26,1))),$C289*'Shultis Faw'!$B$2/'Shultis Faw'!$A$2)","v":-0.161},{"$f":"_xlfn.IFNA(INDEX('Shultis Faw'!$E$2:$E$26,MATCH($C289,'Shultis Faw'!$A$2:$A$26,1))+($C289-INDEX('Shultis Faw'!$A$2:$A$26,MATCH($C289,'Shultis Faw'!$A$2:$A$26,1)))*(INDEX('Shultis Faw'!$E$2:$E$26,MATCH($C289,'Shultis Faw'!$A$2:$A$26,1)+1)-INDEX('Shultis Faw'!$E$2:$E$26,MATCH($C289,'Shultis Faw'!$A$2:$A$26,1)))/(INDEX('Shultis Faw'!$A$2:$A$26,MATCH($C289,'Shultis Faw'!$A$2:$A$26,1)+1)-INDEX('Shultis Faw'!$A$2:$A$26,MATCH($C289,'Shultis Faw'!$A$2:$A$26,1))),$C289*'Shultis Faw'!$E$2/'Shultis Faw'!$A$2)","v":6.4299999999999996E-2},{"$f":"_xlfn.IFNA(INDEX('Shultis Faw'!$F$2:$F$26,MATCH($C289,'Shultis Faw'!$A$2:$A$26,1))+($C289-INDEX('Shultis Faw'!$A$2:$A$26,MATCH($C289,'Shultis Faw'!$A$2:$A$26,1)))*(INDEX('Shultis Faw'!$F$2:$F$26,MATCH($C289,'Shultis Faw'!$A$2:$A$26,1)+1)-INDEX('Shultis Faw'!$F$2:$F$26,MATCH($C289,'Shultis Faw'!$A$2:$A$26,1)))/(INDEX('Shultis Faw'!$A$2:$A$26,MATCH($C289,'Shultis Faw'!$A$2:$A$26,1)+1)-INDEX('Shultis Faw'!$A$2:$A$26,MATCH($C289,'Shultis Faw'!$A$2:$A$26,1))),$C289*'Shultis Faw'!$F$2/'Shultis Faw'!$A$2)","v":14.216000000000001},{"$f":"J289*(H289*'Externe blootstelling'!$D$23/2)^K289+L289*(TANH(((H289*'Externe blootstelling'!$D$23)/(2*M289))-2)-TANH(-2))/(1-TANH(-2))","v":1.8248296936383563},{"$f":"IF(N289=1,1+(I289-1)*H289*'Externe blootstelling'!$D$23/2,1+(I289-1)*(N289^(H289*'Externe blootstelling'!$D$23/2)-1)/(N289-1))","v":5.1705565021616655},{"$f":"G289*EXP(-H289*'Externe blootstelling'!$D$23/2)*O289","v":1.4647667197651481E-5}]
[null," g ",0.32201999999999997,5.1523199999999996E-14,6.6E-4,{"$f":"_xlfn.IFNA(INDEX('hp (pSv cm2)'!$B$2:$B$52,MATCH($C290,'hp (pSv cm2)'!$A$2:$A$52,1))+($C290-INDEX('hp (pSv cm2)'!$A$2:$A$52,MATCH($C290,'hp (pSv cm2)'!$A$2:$A$52,1)))*(INDEX('hp (pSv cm2)'!$B$2:$B$52,MATCH($C290,'hp (pSv cm2)'!$A$2:$A$52,1)+1)-INDEX('hp (pSv cm2)'!$B$2:$B$52,MATCH($C290,'hp (pSv cm2)'!$A$2:$A$52,1)))/(INDEX('hp (pSv cm2)'!$A$2:$A$52,MATCH($C290,'hp (pSv cm2)'!$A$2:$A$52,1)+1)-INDEX('hp (pSv cm2)'!$A$2:$A$52,MATCH($C290,'hp (pSv cm2)'!$A$2:$A$52,1))),$C290*'hp (pSv cm2)'!$B$2/'hp (pSv cm2)'!$A$2)","v":1.6178979999999998},1.0678126799999999E-3,{"$f":"_xlfn.IFNA(0.997*(INDEX('Mass attenuation coefficients'!$B$2:$B$37,MATCH($C290,'Mass attenuation coefficients'!$A$2:$A$37,1))+($C290-INDEX('Mass attenuation coefficients'!$A$2:$A$37,MATCH($C290,'Mass attenuation coefficients'!$A$2:$A$37,1)))*(INDEX('Mass attenuation coefficients'!$B$2:$B$37,MATCH($C290,'Mass attenuation coefficients'!$A$2:$A$37,1)+1)-INDEX('Mass attenuation coefficients'!$B$2:$B$37,MATCH($C290,'Mass attenuation coefficients'!$A$2:$A$37,1)))/(INDEX('Mass attenuation coefficients'!$A$2:$A$37,MATCH($C290,'Mass attenuation coefficients'!$A$2:$A$37,1)+1)-INDEX('Mass attenuation coefficients'!$A$2:$A$37,MATCH($C290,'Mass attenuation coefficients'!$A$2:$A$37,1)))),0.997*$C290*'Mass attenuation coefficients'!$B$2/'Mass attenuation coefficients'!$A$2)","v":0.1154999575},{"$f":"_xlfn.IFNA(INDEX('Shultis Faw'!$C$2:$C$26,MATCH($C290,'Shultis Faw'!$A$2:$A$26,1))+($C290-INDEX('Shultis Faw'!$A$2:$A$26,MATCH($C290,'Shultis Faw'!$A$2:$A$26,1)))*(INDEX('Shultis Faw'!$C$2:$C$26,MATCH($C290,'Shultis Faw'!$A$2:$A$26,1)+1)-INDEX('Shultis Faw'!$C$2:$C$26,MATCH($C290,'Shultis Faw'!$A$2:$A$26,1)))/(INDEX('Shultis Faw'!$A$2:$A$26,MATCH($C290,'Shultis Faw'!$A$2:$A$26,1)+1)-INDEX('Shultis Faw'!$A$2:$A$26,MATCH($C290,'Shultis Faw'!$A$2:$A$26,1))),$C290*'Shultis Faw'!$C$2/'Shultis Faw'!$A$2)","v":2.8627479999999998},{"$f":"_xlfn.IFNA(INDEX('Shultis Faw'!$D$2:$D$26,MATCH($C290,'Shultis Faw'!$A$2:$A$26,1))+($C290-INDEX('Shultis Faw'!$A$2:$A$26,MATCH($C290,'Shultis Faw'!$A$2:$A$26,1)))*(INDEX('Shultis Faw'!$D$2:$D$26,MATCH($C290,'Shultis Faw'!$A$2:$A$26,1)+1)-INDEX('Shultis Faw'!$D$2:$D$26,MATCH($C290,'Shultis Faw'!$A$2:$A$26,1)))/(INDEX('Shultis Faw'!$A$2:$A$26,MATCH($C290,'Shultis Faw'!$A$2:$A$26,1)+1)-INDEX('Shultis Faw'!$A$2:$A$26,MATCH($C290,'Shultis Faw'!$A$2:$A$26,1))),$C290*'Shultis Faw'!$D$2/'Shultis Faw'!$A$2)","v":1.9911719999999999},{"$f":"_xlfn.IFNA(INDEX('Shultis Faw'!$B$2:$B$26,MATCH($C290,'Shultis Faw'!$A$2:$A$26,1))+($C290-INDEX('Shultis Faw'!$A$2:$A$26,MATCH($C290,'Shultis Faw'!$A$2:$A$26,1)))*(INDEX('Shultis Faw'!$B$2:$B$26,MATCH($C290,'Shultis Faw'!$A$2:$A$26,1)+1)-INDEX('Shultis Faw'!$B$2:$B$26,MATCH($C290,'Shultis Faw'!$A$2:$A$26,1)))/(INDEX('Shultis Faw'!$A$2:$A$26,MATCH($C290,'Shultis Faw'!$A$2:$A$26,1)+1)-INDEX('Shultis Faw'!$A$2:$A$26,MATCH($C290,'Shultis Faw'!$A$2:$A$26,1))),$C290*'Shultis Faw'!$B$2/'Shultis Faw'!$A$2)","v":-0.16069700000000001},{"$f":"_xlfn.IFNA(INDEX('Shultis Faw'!$E$2:$E$26,MATCH($C290,'Shultis Faw'!$A$2:$A$26,1))+($C290-INDEX('Shultis Faw'!$A$2:$A$26,MATCH($C290,'Shultis Faw'!$A$2:$A$26,1)))*(INDEX('Shultis Faw'!$E$2:$E$26,MATCH($C290,'Shultis Faw'!$A$2:$A$26,1)+1)-INDEX('Shultis Faw'!$E$2:$E$26,MATCH($C290,'Shultis Faw'!$A$2:$A$26,1)))/(INDEX('Shultis Faw'!$A$2:$A$26,MATCH($C290,'Shultis Faw'!$A$2:$A$26,1)+1)-INDEX('Shultis Faw'!$A$2:$A$26,MATCH($C290,'Shultis Faw'!$A$2:$A$26,1))),$C290*'Shultis Faw'!$E$2/'Shultis Faw'!$A$2)","v":6.4178800000000008E-2},{"$f":"_xlfn.IFNA(INDEX('Shultis Faw'!$F$2:$F$26,MATCH($C290,'Shultis Faw'!$A$2:$A$26,1))+($C290-INDEX('Shultis Faw'!$A$2:$A$26,MATCH($C290,'Shultis Faw'!$A$2:$A$26,1)))*(INDEX('Shultis Faw'!$F$2:$F$26,MATCH($C290,'Shultis Faw'!$A$2:$A$26,1)+1)-INDEX('Shultis Faw'!$F$2:$F$26,MATCH($C290,'Shultis Faw'!$A$2:$A$26,1)))/(INDEX('Shultis Faw'!$A$2:$A$26,MATCH($C290,'Shultis Faw'!$A$2:$A$26,1)+1)-INDEX('Shultis Faw'!$A$2:$A$26,MATCH($C290,'Shultis Faw'!$A$2:$A$26,1))),$C290*'Shultis Faw'!$F$2/'Shultis Faw'!$A$2)","v":14.216606000000001},{"$f":"J290*(H290*'Externe blootstelling'!$D$23/2)^K290+L290*(TANH(((H290*'Externe blootstelling'!$D$23)/(2*M290))-2)-TANH(-2))/(1-TANH(-2))","v":1.8231829511980686},{"$f":"IF(N290=1,1+(I290-1)*H290*'Externe blootstelling'!$D$23/2,1+(I290-1)*(N290^(H290*'Externe blootstelling'!$D$23/2)-1)/(N290-1))","v":5.1425356939468685},{"$f":"G290*EXP(-H290*'Externe blootstelling'!$D$23/2)*O290","v":9.7108551350120369E-4}]
[null," g ",0.32989999999999997,5.2783999999999996E-14,9.1000000000000003E-5,{"$f":"_xlfn.IFNA(INDEX('hp (pSv cm2)'!$B$2:$B$52,MATCH($C291,'hp (pSv cm2)'!$A$2:$A$52,1))+($C291-INDEX('hp (pSv cm2)'!$A$2:$A$52,MATCH($C291,'hp (pSv cm2)'!$A$2:$A$52,1)))*(INDEX('hp (pSv cm2)'!$B$2:$B$52,MATCH($C291,'hp (pSv cm2)'!$A$2:$A$52,1)+1)-INDEX('hp (pSv cm2)'!$B$2:$B$52,MATCH($C291,'hp (pSv cm2)'!$A$2:$A$52,1)))/(INDEX('hp (pSv cm2)'!$A$2:$A$52,MATCH($C291,'hp (pSv cm2)'!$A$2:$A$52,1)+1)-INDEX('hp (pSv cm2)'!$A$2:$A$52,MATCH($C291,'hp (pSv cm2)'!$A$2:$A$52,1))),$C291*'hp (pSv cm2)'!$B$2/'hp (pSv cm2)'!$A$2)","v":1.6565099999999999},1.5074241E-4,{"$f":"_xlfn.IFNA(0.997*(INDEX('Mass attenuation coefficients'!$B$2:$B$37,MATCH($C291,'Mass attenuation coefficients'!$A$2:$A$37,1))+($C291-INDEX('Mass attenuation coefficients'!$A$2:$A$37,MATCH($C291,'Mass attenuation coefficients'!$A$2:$A$37,1)))*(INDEX('Mass attenuation coefficients'!$B$2:$B$37,MATCH($C291,'Mass attenuation coefficients'!$A$2:$A$37,1)+1)-INDEX('Mass attenuation coefficients'!$B$2:$B$37,MATCH($C291,'Mass attenuation coefficients'!$A$2:$A$37,1)))/(INDEX('Mass attenuation coefficients'!$A$2:$A$37,MATCH($C291,'Mass attenuation coefficients'!$A$2:$A$37,1)+1)-INDEX('Mass attenuation coefficients'!$A$2:$A$37,MATCH($C291,'Mass attenuation coefficients'!$A$2:$A$37,1)))),0.997*$C291*'Mass attenuation coefficients'!$B$2/'Mass attenuation coefficients'!$A$2)","v":0.1145179125},{"$f":"_xlfn.IFNA(INDEX('Shultis Faw'!$C$2:$C$26,MATCH($C291,'Shultis Faw'!$A$2:$A$26,1))+($C291-INDEX('Shultis Faw'!$A$2:$A$26,MATCH($C291,'Shultis Faw'!$A$2:$A$26,1)))*(INDEX('Shultis Faw'!$C$2:$C$26,MATCH($C291,'Shultis Faw'!$A$2:$A$26,1)+1)-INDEX('Shultis Faw'!$C$2:$C$26,MATCH($C291,'Shultis Faw'!$A$2:$A$26,1)))/(INDEX('Shultis Faw'!$A$2:$A$26,MATCH($C291,'Shultis Faw'!$A$2:$A$26,1)+1)-INDEX('Shultis Faw'!$A$2:$A$26,MATCH($C291,'Shultis Faw'!$A$2:$A$26,1))),$C291*'Shultis Faw'!$C$2/'Shultis Faw'!$A$2)","v":2.84226},{"$f":"_xlfn.IFNA(INDEX('Shultis Faw'!$D$2:$D$26,MATCH($C291,'Shultis Faw'!$A$2:$A$26,1))+($C291-INDEX('Shultis Faw'!$A$2:$A$26,MATCH($C291,'Shultis Faw'!$A$2:$A$26,1)))*(INDEX('Shultis Faw'!$D$2:$D$26,MATCH($C291,'Shultis Faw'!$A$2:$A$26,1)+1)-INDEX('Shultis Faw'!$D$2:$D$26,MATCH($C291,'Shultis Faw'!$A$2:$A$26,1)))/(INDEX('Shultis Faw'!$A$2:$A$26,MATCH($C291,'Shultis Faw'!$A$2:$A$26,1)+1)-INDEX('Shultis Faw'!$A$2:$A$26,MATCH($C291,'Shultis Faw'!$A$2:$A$26,1))),$C291*'Shultis Faw'!$D$2/'Shultis Faw'!$A$2)","v":1.9801399999999998},{"$f":"_xlfn.IFNA(INDEX('Shultis Faw'!$B$2:$B$26,MATCH($C291,'Shultis Faw'!$A$2:$A$26,1))+($C291-INDEX('Shultis Faw'!$A$2:$A$26,MATCH($C291,'Shultis Faw'!$A$2:$A$26,1)))*(INDEX('Shultis Faw'!$B$2:$B$26,MATCH($C291,'Shultis Faw'!$A$2:$A$26,1)+1)-INDEX('Shultis Faw'!$B$2:$B$26,MATCH($C291,'Shultis Faw'!$A$2:$A$26,1)))/(INDEX('Shultis Faw'!$A$2:$A$26,MATCH($C291,'Shultis Faw'!$A$2:$A$26,1)+1)-INDEX('Shultis Faw'!$A$2:$A$26,MATCH($C291,'Shultis Faw'!$A$2:$A$26,1))),$C291*'Shultis Faw'!$B$2/'Shultis Faw'!$A$2)","v":-0.15951500000000002},{"$f":"_xlfn.IFNA(INDEX('Shultis Faw'!$E$2:$E$26,MATCH($C291,'Shultis Faw'!$A$2:$A$26,1))+($C291-INDEX('Shultis Faw'!$A$2:$A$26,MATCH($C291,'Shultis Faw'!$A$2:$A$26,1)))*(INDEX('Shultis Faw'!$E$2:$E$26,MATCH($C291,'Shultis Faw'!$A$2:$A$26,1)+1)-INDEX('Shultis Faw'!$E$2:$E$26,MATCH($C291,'Shultis Faw'!$A$2:$A$26,1)))/(INDEX('Shultis Faw'!$A$2:$A$26,MATCH($C291,'Shultis Faw'!$A$2:$A$26,1)+1)-INDEX('Shultis Faw'!$A$2:$A$26,MATCH($C291,'Shultis Faw'!$A$2:$A$26,1))),$C291*'Shultis Faw'!$E$2/'Shultis Faw'!$A$2)","v":6.3705999999999999E-2},{"$f":"_xlfn.IFNA(INDEX('Shultis Faw'!$F$2:$F$26,MATCH($C291,'Shultis Faw'!$A$2:$A$26,1))+($C291-INDEX('Shultis Faw'!$A$2:$A$26,MATCH($C291,'Shultis Faw'!$A$2:$A$26,1)))*(INDEX('Shultis Faw'!$F$2:$F$26,MATCH($C291,'Shultis Faw'!$A$2:$A$26,1)+1)-INDEX('Shultis Faw'!$F$2:$F$26,MATCH($C291,'Shultis Faw'!$A$2:$A$26,1)))/(INDEX('Shultis Faw'!$A$2:$A$26,MATCH($C291,'Shultis Faw'!$A$2:$A$26,1)+1)-INDEX('Shultis Faw'!$A$2:$A$26,MATCH($C291,'Shultis Faw'!$A$2:$A$26,1))),$C291*'Shultis Faw'!$F$2/'Shultis Faw'!$A$2)","v":14.218970000000001},{"$f":"J291*(H291*'Externe blootstelling'!$D$23/2)^K291+L291*(TANH(((H291*'Externe blootstelling'!$D$23)/(2*M291))-2)-TANH(-2))/(1-TANH(-2))","v":1.8167284115194353},{"$f":"IF(N291=1,1+(I291-1)*H291*'Externe blootstelling'!$D$23/2,1+(I291-1)*(N291^(H291*'Externe blootstelling'!$D$23/2)-1)/(N291-1))","v":5.0346732165654533},{"$f":"G291*EXP(-H291*'Externe blootstelling'!$D$23/2)*O291","v":1.3620381727091232E-4}]
[null," g ",0.34672000000000003,5.5475199999999994E-14,2.9E-4,{"$f":"_xlfn.IFNA(INDEX('hp (pSv cm2)'!$B$2:$B$52,MATCH($C292,'hp (pSv cm2)'!$A$2:$A$52,1))+($C292-INDEX('hp (pSv cm2)'!$A$2:$A$52,MATCH($C292,'hp (pSv cm2)'!$A$2:$A$52,1)))*(INDEX('hp (pSv cm2)'!$B$2:$B$52,MATCH($C292,'hp (pSv cm2)'!$A$2:$A$52,1)+1)-INDEX('hp (pSv cm2)'!$B$2:$B$52,MATCH($C292,'hp (pSv cm2)'!$A$2:$A$52,1)))/(INDEX('hp (pSv cm2)'!$A$2:$A$52,MATCH($C292,'hp (pSv cm2)'!$A$2:$A$52,1)+1)-INDEX('hp (pSv cm2)'!$A$2:$A$52,MATCH($C292,'hp (pSv cm2)'!$A$2:$A$52,1))),$C292*'hp (pSv cm2)'!$B$2/'hp (pSv cm2)'!$A$2)","v":1.738928},5.0428912000000006E-4,{"$f":"_xlfn.IFNA(0.997*(INDEX('Mass attenuation coefficients'!$B$2:$B$37,MATCH($C292,'Mass attenuation coefficients'!$A$2:$A$37,1))+($C292-INDEX('Mass attenuation coefficients'!$A$2:$A$37,MATCH($C292,'Mass attenuation coefficients'!$A$2:$A$37,1)))*(INDEX('Mass attenuation coefficients'!$B$2:$B$37,MATCH($C292,'Mass attenuation coefficients'!$A$2:$A$37,1)+1)-INDEX('Mass attenuation coefficients'!$B$2:$B$37,MATCH($C292,'Mass attenuation coefficients'!$A$2:$A$37,1)))/(INDEX('Mass attenuation coefficients'!$A$2:$A$37,MATCH($C292,'Mass attenuation coefficients'!$A$2:$A$37,1)+1)-INDEX('Mass attenuation coefficients'!$A$2:$A$37,MATCH($C292,'Mass attenuation coefficients'!$A$2:$A$37,1)))),0.997*$C292*'Mass attenuation coefficients'!$B$2/'Mass attenuation coefficients'!$A$2)","v":0.11242172},{"$f":"_xlfn.IFNA(INDEX('Shultis Faw'!$C$2:$C$26,MATCH($C292,'Shultis Faw'!$A$2:$A$26,1))+($C292-INDEX('Shultis Faw'!$A$2:$A$26,MATCH($C292,'Shultis Faw'!$A$2:$A$26,1)))*(INDEX('Shultis Faw'!$C$2:$C$26,MATCH($C292,'Shultis Faw'!$A$2:$A$26,1)+1)-INDEX('Shultis Faw'!$C$2:$C$26,MATCH($C292,'Shultis Faw'!$A$2:$A$26,1)))/(INDEX('Shultis Faw'!$A$2:$A$26,MATCH($C292,'Shultis Faw'!$A$2:$A$26,1)+1)-INDEX('Shultis Faw'!$A$2:$A$26,MATCH($C292,'Shultis Faw'!$A$2:$A$26,1))),$C292*'Shultis Faw'!$C$2/'Shultis Faw'!$A$2)","v":2.7985280000000001},{"$f":"_xlfn.IFNA(INDEX('Shultis Faw'!$D$2:$D$26,MATCH($C292,'Shultis Faw'!$A$2:$A$26,1))+($C292-INDEX('Shultis Faw'!$A$2:$A$26,MATCH($C292,'Shultis Faw'!$A$2:$A$26,1)))*(INDEX('Shultis Faw'!$D$2:$D$26,MATCH($C292,'Shultis Faw'!$A$2:$A$26,1)+1)-INDEX('Shultis Faw'!$D$2:$D$26,MATCH($C292,'Shultis Faw'!$A$2:$A$26,1)))/(INDEX('Shultis Faw'!$A$2:$A$26,MATCH($C292,'Shultis Faw'!$A$2:$A$26,1)+1)-INDEX('Shultis Faw'!$A$2:$A$26,MATCH($C292,'Shultis Faw'!$A$2:$A$26,1))),$C292*'Shultis Faw'!$D$2/'Shultis Faw'!$A$2)","v":1.9565919999999999},{"$f":"_xlfn.IFNA(INDEX('Shultis Faw'!$B$2:$B$26,MATCH($C292,'Shultis Faw'!$A$2:$A$26,1))+($C292-INDEX('Shultis Faw'!$A$2:$A$26,MATCH($C292,'Shultis Faw'!$A$2:$A$26,1)))*(INDEX('Shultis Faw'!$B$2:$B$26,MATCH($C292,'Shultis Faw'!$A$2:$A$26,1)+1)-INDEX('Shultis Faw'!$B$2:$B$26,MATCH($C292,'Shultis Faw'!$A$2:$A$26,1)))/(INDEX('Shultis Faw'!$A$2:$A$26,MATCH($C292,'Shultis Faw'!$A$2:$A$26,1)+1)-INDEX('Shultis Faw'!$A$2:$A$26,MATCH($C292,'Shultis Faw'!$A$2:$A$26,1))),$C292*'Shultis Faw'!$B$2/'Shultis Faw'!$A$2)","v":-0.15699199999999999},{"$f":"_xlfn.IFNA(INDEX('Shultis Faw'!$E$2:$E$26,MATCH($C292,'Shultis Faw'!$A$2:$A$26,1))+($C292-INDEX('Shultis Faw'!$A$2:$A$26,MATCH($C292,'Shultis Faw'!$A$2:$A$26,1)))*(INDEX('Shultis Faw'!$E$2:$E$26,MATCH($C292,'Shultis Faw'!$A$2:$A$26,1)+1)-INDEX('Shultis Faw'!$E$2:$E$26,MATCH($C292,'Shultis Faw'!$A$2:$A$26,1)))/(INDEX('Shultis Faw'!$A$2:$A$26,MATCH($C292,'Shultis Faw'!$A$2:$A$26,1)+1)-INDEX('Shultis Faw'!$A$2:$A$26,MATCH($C292,'Shultis Faw'!$A$2:$A$26,1))),$C292*'Shultis Faw'!$E$2/'Shultis Faw'!$A$2)","v":6.2696799999999997E-2},{"$f":"_xlfn.IFNA(INDEX('Shultis Faw'!$F$2:$F$26,MATCH($C292,'Shultis Faw'!$A$2:$A$26,1))+($C292-INDEX('Shultis Faw'!$A$2:$A$26,MATCH($C292,'Shultis Faw'!$A$2:$A$26,1)))*(INDEX('Shultis Faw'!$F$2:$F$26,MATCH($C292,'Shultis Faw'!$A$2:$A$26,1)+1)-INDEX('Shultis Faw'!$F$2:$F$26,MATCH($C292,'Shultis Faw'!$A$2:$A$26,1)))/(INDEX('Shultis Faw'!$A$2:$A$26,MATCH($C292,'Shultis Faw'!$A$2:$A$26,1)+1)-INDEX('Shultis Faw'!$A$2:$A$26,MATCH($C292,'Shultis Faw'!$A$2:$A$26,1))),$C292*'Shultis Faw'!$F$2/'Shultis Faw'!$A$2)","v":14.224016000000001},{"$f":"J292*(H292*'Externe blootstelling'!$D$23/2)^K292+L292*(TANH(((H292*'Externe blootstelling'!$D$23)/(2*M292))-2)-TANH(-2))/(1-TANH(-2))","v":1.8027878582415569},{"$f":"IF(N292=1,1+(I292-1)*H292*'Externe blootstelling'!$D$23/2,1+(I292-1)*(N292^(H292*'Externe blootstelling'!$D$23/2)-1)/(N292-1))","v":4.8119748903733957},{"$f":"G292*EXP(-H292*'Externe blootstelling'!$D$23/2)*O292","v":4.4940816774440495E-4}]
[null," g ",0.36820999999999998,5.8913599999999994E-14,3.0000000000000001E-5,{"$f":"_xlfn.IFNA(INDEX('hp (pSv cm2)'!$B$2:$B$52,MATCH($C293,'hp (pSv cm2)'!$A$2:$A$52,1))+($C293-INDEX('hp (pSv cm2)'!$A$2:$A$52,MATCH($C293,'hp (pSv cm2)'!$A$2:$A$52,1)))*(INDEX('hp (pSv cm2)'!$B$2:$B$52,MATCH($C293,'hp (pSv cm2)'!$A$2:$A$52,1)+1)-INDEX('hp (pSv cm2)'!$B$2:$B$52,MATCH($C293,'hp (pSv cm2)'!$A$2:$A$52,1)))/(INDEX('hp (pSv cm2)'!$A$2:$A$52,MATCH($C293,'hp (pSv cm2)'!$A$2:$A$52,1)+1)-INDEX('hp (pSv cm2)'!$A$2:$A$52,MATCH($C293,'hp (pSv cm2)'!$A$2:$A$52,1))),$C293*'hp (pSv cm2)'!$B$2/'hp (pSv cm2)'!$A$2)","v":1.8442289999999999},5.5326869999999998E-5,{"$f":"_xlfn.IFNA(0.997*(INDEX('Mass attenuation coefficients'!$B$2:$B$37,MATCH($C293,'Mass attenuation coefficients'!$A$2:$A$37,1))+($C293-INDEX('Mass attenuation coefficients'!$A$2:$A$37,MATCH($C293,'Mass attenuation coefficients'!$A$2:$A$37,1)))*(INDEX('Mass attenuation coefficients'!$B$2:$B$37,MATCH($C293,'Mass attenuation coefficients'!$A$2:$A$37,1)+1)-INDEX('Mass attenuation coefficients'!$B$2:$B$37,MATCH($C293,'Mass attenuation coefficients'!$A$2:$A$37,1)))/(INDEX('Mass attenuation coefficients'!$A$2:$A$37,MATCH($C293,'Mass attenuation coefficients'!$A$2:$A$37,1)+1)-INDEX('Mass attenuation coefficients'!$A$2:$A$37,MATCH($C293,'Mass attenuation coefficients'!$A$2:$A$37,1)))),0.997*$C293*'Mass attenuation coefficients'!$B$2/'Mass attenuation coefficients'!$A$2)","v":0.10974352875},{"$f":"_xlfn.IFNA(INDEX('Shultis Faw'!$C$2:$C$26,MATCH($C293,'Shultis Faw'!$A$2:$A$26,1))+($C293-INDEX('Shultis Faw'!$A$2:$A$26,MATCH($C293,'Shultis Faw'!$A$2:$A$26,1)))*(INDEX('Shultis Faw'!$C$2:$C$26,MATCH($C293,'Shultis Faw'!$A$2:$A$26,1)+1)-INDEX('Shultis Faw'!$C$2:$C$26,MATCH($C293,'Shultis Faw'!$A$2:$A$26,1)))/(INDEX('Shultis Faw'!$A$2:$A$26,MATCH($C293,'Shultis Faw'!$A$2:$A$26,1)+1)-INDEX('Shultis Faw'!$A$2:$A$26,MATCH($C293,'Shultis Faw'!$A$2:$A$26,1))),$C293*'Shultis Faw'!$C$2/'Shultis Faw'!$A$2)","v":2.7426540000000004},{"$f":"_xlfn.IFNA(INDEX('Shultis Faw'!$D$2:$D$26,MATCH($C293,'Shultis Faw'!$A$2:$A$26,1))+($C293-INDEX('Shultis Faw'!$A$2:$A$26,MATCH($C293,'Shultis Faw'!$A$2:$A$26,1)))*(INDEX('Shultis Faw'!$D$2:$D$26,MATCH($C293,'Shultis Faw'!$A$2:$A$26,1)+1)-INDEX('Shultis Faw'!$D$2:$D$26,MATCH($C293,'Shultis Faw'!$A$2:$A$26,1)))/(INDEX('Shultis Faw'!$A$2:$A$26,MATCH($C293,'Shultis Faw'!$A$2:$A$26,1)+1)-INDEX('Shultis Faw'!$A$2:$A$26,MATCH($C293,'Shultis Faw'!$A$2:$A$26,1))),$C293*'Shultis Faw'!$D$2/'Shultis Faw'!$A$2)","v":1.9265059999999998},{"$f":"_xlfn.IFNA(INDEX('Shultis Faw'!$B$2:$B$26,MATCH($C293,'Shultis Faw'!$A$2:$A$26,1))+($C293-INDEX('Shultis Faw'!$A$2:$A$26,MATCH($C293,'Shultis Faw'!$A$2:$A$26,1)))*(INDEX('Shultis Faw'!$B$2:$B$26,MATCH($C293,'Shultis Faw'!$A$2:$A$26,1)+1)-INDEX('Shultis Faw'!$B$2:$B$26,MATCH($C293,'Shultis Faw'!$A$2:$A$26,1)))/(INDEX('Shultis Faw'!$A$2:$A$26,MATCH($C293,'Shultis Faw'!$A$2:$A$26,1)+1)-INDEX('Shultis Faw'!$A$2:$A$26,MATCH($C293,'Shultis Faw'!$A$2:$A$26,1))),$C293*'Shultis Faw'!$B$2/'Shultis Faw'!$A$2)","v":-0.1537685},{"$f":"_xlfn.IFNA(INDEX('Shultis Faw'!$E$2:$E$26,MATCH($C293,'Shultis Faw'!$A$2:$A$26,1))+($C293-INDEX('Shultis Faw'!$A$2:$A$26,MATCH($C293,'Shultis Faw'!$A$2:$A$26,1)))*(INDEX('Shultis Faw'!$E$2:$E$26,MATCH($C293,'Shultis Faw'!$A$2:$A$26,1)+1)-INDEX('Shultis Faw'!$E$2:$E$26,MATCH($C293,'Shultis Faw'!$A$2:$A$26,1)))/(INDEX('Shultis Faw'!$A$2:$A$26,MATCH($C293,'Shultis Faw'!$A$2:$A$26,1)+1)-INDEX('Shultis Faw'!$A$2:$A$26,MATCH($C293,'Shultis Faw'!$A$2:$A$26,1))),$C293*'Shultis Faw'!$E$2/'Shultis Faw'!$A$2)","v":6.1407400000000001E-2},{"$f":"_xlfn.IFNA(INDEX('Shultis Faw'!$F$2:$F$26,MATCH($C293,'Shultis Faw'!$A$2:$A$26,1))+($C293-INDEX('Shultis Faw'!$A$2:$A$26,MATCH($C293,'Shultis Faw'!$A$2:$A$26,1)))*(INDEX('Shultis Faw'!$F$2:$F$26,MATCH($C293,'Shultis Faw'!$A$2:$A$26,1)+1)-INDEX('Shultis Faw'!$F$2:$F$26,MATCH($C293,'Shultis Faw'!$A$2:$A$26,1)))/(INDEX('Shultis Faw'!$A$2:$A$26,MATCH($C293,'Shultis Faw'!$A$2:$A$26,1)+1)-INDEX('Shultis Faw'!$A$2:$A$26,MATCH($C293,'Shultis Faw'!$A$2:$A$26,1))),$C293*'Shultis Faw'!$F$2/'Shultis Faw'!$A$2)","v":14.230463},{"$f":"J293*(H293*'Externe blootstelling'!$D$23/2)^K293+L293*(TANH(((H293*'Externe blootstelling'!$D$23)/(2*M293))-2)-TANH(-2))/(1-TANH(-2))","v":1.7846527079509737},{"$f":"IF(N293=1,1+(I293-1)*H293*'Externe blootstelling'!$D$23/2,1+(I293-1)*(N293^(H293*'Externe blootstelling'!$D$23/2)-1)/(N293-1))","v":4.5418233321390762},{"$f":"G293*EXP(-H293*'Externe blootstelling'!$D$23/2)*O293","v":4.844525031529301E-5}]
[null," g ",0.37070999999999998,5.9313599999999997E-14,5.5999999999999999E-5,{"$f":"_xlfn.IFNA(INDEX('hp (pSv cm2)'!$B$2:$B$52,MATCH($C294,'hp (pSv cm2)'!$A$2:$A$52,1))+($C294-INDEX('hp (pSv cm2)'!$A$2:$A$52,MATCH($C294,'hp (pSv cm2)'!$A$2:$A$52,1)))*(INDEX('hp (pSv cm2)'!$B$2:$B$52,MATCH($C294,'hp (pSv cm2)'!$A$2:$A$52,1)+1)-INDEX('hp (pSv cm2)'!$B$2:$B$52,MATCH($C294,'hp (pSv cm2)'!$A$2:$A$52,1)))/(INDEX('hp (pSv cm2)'!$A$2:$A$52,MATCH($C294,'hp (pSv cm2)'!$A$2:$A$52,1)+1)-INDEX('hp (pSv cm2)'!$A$2:$A$52,MATCH($C294,'hp (pSv cm2)'!$A$2:$A$52,1))),$C294*'hp (pSv cm2)'!$B$2/'hp (pSv cm2)'!$A$2)","v":1.8564789999999998},1.0396282399999998E-4,{"$f":"_xlfn.IFNA(0.997*(INDEX('Mass attenuation coefficients'!$B$2:$B$37,MATCH($C294,'Mass attenuation coefficients'!$A$2:$A$37,1))+($C294-INDEX('Mass attenuation coefficients'!$A$2:$A$37,MATCH($C294,'Mass attenuation coefficients'!$A$2:$A$37,1)))*(INDEX('Mass attenuation coefficients'!$B$2:$B$37,MATCH($C294,'Mass attenuation coefficients'!$A$2:$A$37,1)+1)-INDEX('Mass attenuation coefficients'!$B$2:$B$37,MATCH($C294,'Mass attenuation coefficients'!$A$2:$A$37,1)))/(INDEX('Mass attenuation coefficients'!$A$2:$A$37,MATCH($C294,'Mass attenuation coefficients'!$A$2:$A$37,1)+1)-INDEX('Mass attenuation coefficients'!$A$2:$A$37,MATCH($C294,'Mass attenuation coefficients'!$A$2:$A$37,1)))),0.997*$C294*'Mass attenuation coefficients'!$B$2/'Mass attenuation coefficients'!$A$2)","v":0.10943196625},{"$f":"_xlfn.IFNA(INDEX('Shultis Faw'!$C$2:$C$26,MATCH($C294,'Shultis Faw'!$A$2:$A$26,1))+($C294-INDEX('Shultis Faw'!$A$2:$A$26,MATCH($C294,'Shultis Faw'!$A$2:$A$26,1)))*(INDEX('Shultis Faw'!$C$2:$C$26,MATCH($C294,'Shultis Faw'!$A$2:$A$26,1)+1)-INDEX('Shultis Faw'!$C$2:$C$26,MATCH($C294,'Shultis Faw'!$A$2:$A$26,1)))/(INDEX('Shultis Faw'!$A$2:$A$26,MATCH($C294,'Shultis Faw'!$A$2:$A$26,1)+1)-INDEX('Shultis Faw'!$A$2:$A$26,MATCH($C294,'Shultis Faw'!$A$2:$A$26,1))),$C294*'Shultis Faw'!$C$2/'Shultis Faw'!$A$2)","v":2.736154},{"$f":"_xlfn.IFNA(INDEX('Shultis Faw'!$D$2:$D$26,MATCH($C294,'Shultis Faw'!$A$2:$A$26,1))+($C294-INDEX('Shultis Faw'!$A$2:$A$26,MATCH($C294,'Shultis Faw'!$A$2:$A$26,1)))*(INDEX('Shultis Faw'!$D$2:$D$26,MATCH($C294,'Shultis Faw'!$A$2:$A$26,1)+1)-INDEX('Shultis Faw'!$D$2:$D$26,MATCH($C294,'Shultis Faw'!$A$2:$A$26,1)))/(INDEX('Shultis Faw'!$A$2:$A$26,MATCH($C294,'Shultis Faw'!$A$2:$A$26,1)+1)-INDEX('Shultis Faw'!$A$2:$A$26,MATCH($C294,'Shultis Faw'!$A$2:$A$26,1))),$C294*'Shultis Faw'!$D$2/'Shultis Faw'!$A$2)","v":1.923006},{"$f":"_xlfn.IFNA(INDEX('Shultis Faw'!$B$2:$B$26,MATCH($C294,'Shultis Faw'!$A$2:$A$26,1))+($C294-INDEX('Shultis Faw'!$A$2:$A$26,MATCH($C294,'Shultis Faw'!$A$2:$A$26,1)))*(INDEX('Shultis Faw'!$B$2:$B$26,MATCH($C294,'Shultis Faw'!$A$2:$A$26,1)+1)-INDEX('Shultis Faw'!$B$2:$B$26,MATCH($C294,'Shultis Faw'!$A$2:$A$26,1)))/(INDEX('Shultis Faw'!$A$2:$A$26,MATCH($C294,'Shultis Faw'!$A$2:$A$26,1)+1)-INDEX('Shultis Faw'!$A$2:$A$26,MATCH($C294,'Shultis Faw'!$A$2:$A$26,1))),$C294*'Shultis Faw'!$B$2/'Shultis Faw'!$A$2)","v":-0.15339350000000002},{"$f":"_xlfn.IFNA(INDEX('Shultis Faw'!$E$2:$E$26,MATCH($C294,'Shultis Faw'!$A$2:$A$26,1))+($C294-INDEX('Shultis Faw'!$A$2:$A$26,MATCH($C294,'Shultis Faw'!$A$2:$A$26,1)))*(INDEX('Shultis Faw'!$E$2:$E$26,MATCH($C294,'Shultis Faw'!$A$2:$A$26,1)+1)-INDEX('Shultis Faw'!$E$2:$E$26,MATCH($C294,'Shultis Faw'!$A$2:$A$26,1)))/(INDEX('Shultis Faw'!$A$2:$A$26,MATCH($C294,'Shultis Faw'!$A$2:$A$26,1)+1)-INDEX('Shultis Faw'!$A$2:$A$26,MATCH($C294,'Shultis Faw'!$A$2:$A$26,1))),$C294*'Shultis Faw'!$E$2/'Shultis Faw'!$A$2)","v":6.1257400000000004E-2},{"$f":"_xlfn.IFNA(INDEX('Shultis Faw'!$F$2:$F$26,MATCH($C294,'Shultis Faw'!$A$2:$A$26,1))+($C294-INDEX('Shultis Faw'!$A$2:$A$26,MATCH($C294,'Shultis Faw'!$A$2:$A$26,1)))*(INDEX('Shultis Faw'!$F$2:$F$26,MATCH($C294,'Shultis Faw'!$A$2:$A$26,1)+1)-INDEX('Shultis Faw'!$F$2:$F$26,MATCH($C294,'Shultis Faw'!$A$2:$A$26,1)))/(INDEX('Shultis Faw'!$A$2:$A$26,MATCH($C294,'Shultis Faw'!$A$2:$A$26,1)+1)-INDEX('Shultis Faw'!$A$2:$A$26,MATCH($C294,'Shultis Faw'!$A$2:$A$26,1))),$C294*'Shultis Faw'!$F$2/'Shultis Faw'!$A$2)","v":14.231213},{"$f":"J294*(H294*'Externe blootstelling'!$D$23/2)^K294+L294*(TANH(((H294*'Externe blootstelling'!$D$23)/(2*M294))-2)-TANH(-2))/(1-TANH(-2))","v":1.7825193439142815},{"$f":"IF(N294=1,1+(I294-1)*H294*'Externe blootstelling'!$D$23/2,1+(I294-1)*(N294^(H294*'Externe blootstelling'!$D$23/2)-1)/(N294-1))","v":4.5114084009129076},{"$f":"G294*EXP(-H294*'Externe blootstelling'!$D$23/2)*O294","v":9.0845773200906108E-5}]
[null," g ",0.37519999999999998,6.0031999999999991E-14,2.0000000000000002E-5,{"$f":"_xlfn.IFNA(INDEX('hp (pSv cm2)'!$B$2:$B$52,MATCH($C295,'hp (pSv cm2)'!$A$2:$A$52,1))+($C295-INDEX('hp (pSv cm2)'!$A$2:$A$52,MATCH($C295,'hp (pSv cm2)'!$A$2:$A$52,1)))*(INDEX('hp (pSv cm2)'!$B$2:$B$52,MATCH($C295,'hp (pSv cm2)'!$A$2:$A$52,1)+1)-INDEX('hp (pSv cm2)'!$B$2:$B$52,MATCH($C295,'hp (pSv cm2)'!$A$2:$A$52,1)))/(INDEX('hp (pSv cm2)'!$A$2:$A$52,MATCH($C295,'hp (pSv cm2)'!$A$2:$A$52,1)+1)-INDEX('hp (pSv cm2)'!$A$2:$A$52,MATCH($C295,'hp (pSv cm2)'!$A$2:$A$52,1))),$C295*'hp (pSv cm2)'!$B$2/'hp (pSv cm2)'!$A$2)","v":1.8784799999999997},3.75696E-5,{"$f":"_xlfn.IFNA(0.997*(INDEX('Mass attenuation coefficients'!$B$2:$B$37,MATCH($C295,'Mass attenuation coefficients'!$A$2:$A$37,1))+($C295-INDEX('Mass attenuation coefficients'!$A$2:$A$37,MATCH($C295,'Mass attenuation coefficients'!$A$2:$A$37,1)))*(INDEX('Mass attenuation coefficients'!$B$2:$B$37,MATCH($C295,'Mass attenuation coefficients'!$A$2:$A$37,1)+1)-INDEX('Mass attenuation coefficients'!$B$2:$B$37,MATCH($C295,'Mass attenuation coefficients'!$A$2:$A$37,1)))/(INDEX('Mass attenuation coefficients'!$A$2:$A$37,MATCH($C295,'Mass attenuation coefficients'!$A$2:$A$37,1)+1)-INDEX('Mass attenuation coefficients'!$A$2:$A$37,MATCH($C295,'Mass attenuation coefficients'!$A$2:$A$37,1)))),0.997*$C295*'Mass attenuation coefficients'!$B$2/'Mass attenuation coefficients'!$A$2)","v":0.10887240000000001},{"$f":"_xlfn.IFNA(INDEX('Shultis Faw'!$C$2:$C$26,MATCH($C295,'Shultis Faw'!$A$2:$A$26,1))+($C295-INDEX('Shultis Faw'!$A$2:$A$26,MATCH($C295,'Shultis Faw'!$A$2:$A$26,1)))*(INDEX('Shultis Faw'!$C$2:$C$26,MATCH($C295,'Shultis Faw'!$A$2:$A$26,1)+1)-INDEX('Shultis Faw'!$C$2:$C$26,MATCH($C295,'Shultis Faw'!$A$2:$A$26,1)))/(INDEX('Shultis Faw'!$A$2:$A$26,MATCH($C295,'Shultis Faw'!$A$2:$A$26,1)+1)-INDEX('Shultis Faw'!$A$2:$A$26,MATCH($C295,'Shultis Faw'!$A$2:$A$26,1))),$C295*'Shultis Faw'!$C$2/'Shultis Faw'!$A$2)","v":2.7244800000000002},{"$f":"_xlfn.IFNA(INDEX('Shultis Faw'!$D$2:$D$26,MATCH($C295,'Shultis Faw'!$A$2:$A$26,1))+($C295-INDEX('Shultis Faw'!$A$2:$A$26,MATCH($C295,'Shultis Faw'!$A$2:$A$26,1)))*(INDEX('Shultis Faw'!$D$2:$D$26,MATCH($C295,'Shultis Faw'!$A$2:$A$26,1)+1)-INDEX('Shultis Faw'!$D$2:$D$26,MATCH($C295,'Shultis Faw'!$A$2:$A$26,1)))/(INDEX('Shultis Faw'!$A$2:$A$26,MATCH($C295,'Shultis Faw'!$A$2:$A$26,1)+1)-INDEX('Shultis Faw'!$A$2:$A$26,MATCH($C295,'Shultis Faw'!$A$2:$A$26,1))),$C295*'Shultis Faw'!$D$2/'Shultis Faw'!$A$2)","v":1.91672},{"$f":"_xlfn.IFNA(INDEX('Shultis Faw'!$B$2:$B$26,MATCH($C295,'Shultis Faw'!$A$2:$A$26,1))+($C295-INDEX('Shultis Faw'!$A$2:$A$26,MATCH($C295,'Shultis Faw'!$A$2:$A$26,1)))*(INDEX('Shultis Faw'!$B$2:$B$26,MATCH($C295,'Shultis Faw'!$A$2:$A$26,1)+1)-INDEX('Shultis Faw'!$B$2:$B$26,MATCH($C295,'Shultis Faw'!$A$2:$A$26,1)))/(INDEX('Shultis Faw'!$A$2:$A$26,MATCH($C295,'Shultis Faw'!$A$2:$A$26,1)+1)-INDEX('Shultis Faw'!$A$2:$A$26,MATCH($C295,'Shultis Faw'!$A$2:$A$26,1))),$C295*'Shultis Faw'!$B$2/'Shultis Faw'!$A$2)","v":-0.15271999999999999},{"$f":"_xlfn.IFNA(INDEX('Shultis Faw'!$E$2:$E$26,MATCH($C295,'Shultis Faw'!$A$2:$A$26,1))+($C295-INDEX('Shultis Faw'!$A$2:$A$26,MATCH($C295,'Shultis Faw'!$A$2:$A$26,1)))*(INDEX('Shultis Faw'!$E$2:$E$26,MATCH($C295,'Shultis Faw'!$A$2:$A$26,1)+1)-INDEX('Shultis Faw'!$E$2:$E$26,MATCH($C295,'Shultis Faw'!$A$2:$A$26,1)))/(INDEX('Shultis Faw'!$A$2:$A$26,MATCH($C295,'Shultis Faw'!$A$2:$A$26,1)+1)-INDEX('Shultis Faw'!$A$2:$A$26,MATCH($C295,'Shultis Faw'!$A$2:$A$26,1))),$C295*'Shultis Faw'!$E$2/'Shultis Faw'!$A$2)","v":6.0988000000000001E-2},{"$f":"_xlfn.IFNA(INDEX('Shultis Faw'!$F$2:$F$26,MATCH($C295,'Shultis Faw'!$A$2:$A$26,1))+($C295-INDEX('Shultis Faw'!$A$2:$A$26,MATCH($C295,'Shultis Faw'!$A$2:$A$26,1)))*(INDEX('Shultis Faw'!$F$2:$F$26,MATCH($C295,'Shultis Faw'!$A$2:$A$26,1)+1)-INDEX('Shultis Faw'!$F$2:$F$26,MATCH($C295,'Shultis Faw'!$A$2:$A$26,1)))/(INDEX('Shultis Faw'!$A$2:$A$26,MATCH($C295,'Shultis Faw'!$A$2:$A$26,1)+1)-INDEX('Shultis Faw'!$A$2:$A$26,MATCH($C295,'Shultis Faw'!$A$2:$A$26,1))),$C295*'Shultis Faw'!$F$2/'Shultis Faw'!$A$2)","v":14.232560000000001},{"$f":"J295*(H295*'Externe blootstelling'!$D$23/2)^K295+L295*(TANH(((H295*'Externe blootstelling'!$D$23)/(2*M295))-2)-TANH(-2))/(1-TANH(-2))","v":1.7786754363813684},{"$f":"IF(N295=1,1+(I295-1)*H295*'Externe blootstelling'!$D$23/2,1+(I295-1)*(N295^(H295*'Externe blootstelling'!$D$23/2)-1)/(N295-1))","v":4.457300754498343},{"$f":"G295*EXP(-H295*'Externe blootstelling'!$D$23/2)*O295","v":3.270907569412925E-5}]
[null," g ",0.38200000000000001,6.1119999999999996E-14,9.9000000000000008E-5,{"$f":"_xlfn.IFNA(INDEX('hp (pSv cm2)'!$B$2:$B$52,MATCH($C296,'hp (pSv cm2)'!$A$2:$A$52,1))+($C296-INDEX('hp (pSv cm2)'!$A$2:$A$52,MATCH($C296,'hp (pSv cm2)'!$A$2:$A$52,1)))*(INDEX('hp (pSv cm2)'!$B$2:$B$52,MATCH($C296,'hp (pSv cm2)'!$A$2:$A$52,1)+1)-INDEX('hp (pSv cm2)'!$B$2:$B$52,MATCH($C296,'hp (pSv cm2)'!$A$2:$A$52,1)))/(INDEX('hp (pSv cm2)'!$A$2:$A$52,MATCH($C296,'hp (pSv cm2)'!$A$2:$A$52,1)+1)-INDEX('hp (pSv cm2)'!$A$2:$A$52,MATCH($C296,'hp (pSv cm2)'!$A$2:$A$52,1))),$C296*'hp (pSv cm2)'!$B$2/'hp (pSv cm2)'!$A$2)","v":1.9117999999999999},1.8926820000000002E-4,{"$f":"_xlfn.IFNA(0.997*(INDEX('Mass attenuation coefficients'!$B$2:$B$37,MATCH($C296,'Mass attenuation coefficients'!$A$2:$A$37,1))+($C296-INDEX('Mass attenuation coefficients'!$A$2:$A$37,MATCH($C296,'Mass attenuation coefficients'!$A$2:$A$37,1)))*(INDEX('Mass attenuation coefficients'!$B$2:$B$37,MATCH($C296,'Mass attenuation coefficients'!$A$2:$A$37,1)+1)-INDEX('Mass attenuation coefficients'!$B$2:$B$37,MATCH($C296,'Mass attenuation coefficients'!$A$2:$A$37,1)))/(INDEX('Mass attenuation coefficients'!$A$2:$A$37,MATCH($C296,'Mass attenuation coefficients'!$A$2:$A$37,1)+1)-INDEX('Mass attenuation coefficients'!$A$2:$A$37,MATCH($C296,'Mass attenuation coefficients'!$A$2:$A$37,1)))),0.997*$C296*'Mass attenuation coefficients'!$B$2/'Mass attenuation coefficients'!$A$2)","v":0.10802495000000001},{"$f":"_xlfn.IFNA(INDEX('Shultis Faw'!$C$2:$C$26,MATCH($C296,'Shultis Faw'!$A$2:$A$26,1))+($C296-INDEX('Shultis Faw'!$A$2:$A$26,MATCH($C296,'Shultis Faw'!$A$2:$A$26,1)))*(INDEX('Shultis Faw'!$C$2:$C$26,MATCH($C296,'Shultis Faw'!$A$2:$A$26,1)+1)-INDEX('Shultis Faw'!$C$2:$C$26,MATCH($C296,'Shultis Faw'!$A$2:$A$26,1)))/(INDEX('Shultis Faw'!$A$2:$A$26,MATCH($C296,'Shultis Faw'!$A$2:$A$26,1)+1)-INDEX('Shultis Faw'!$A$2:$A$26,MATCH($C296,'Shultis Faw'!$A$2:$A$26,1))),$C296*'Shultis Faw'!$C$2/'Shultis Faw'!$A$2)","v":2.7068000000000003},{"$f":"_xlfn.IFNA(INDEX('Shultis Faw'!$D$2:$D$26,MATCH($C296,'Shultis Faw'!$A$2:$A$26,1))+($C296-INDEX('Shultis Faw'!$A$2:$A$26,MATCH($C296,'Shultis Faw'!$A$2:$A$26,1)))*(INDEX('Shultis Faw'!$D$2:$D$26,MATCH($C296,'Shultis Faw'!$A$2:$A$26,1)+1)-INDEX('Shultis Faw'!$D$2:$D$26,MATCH($C296,'Shultis Faw'!$A$2:$A$26,1)))/(INDEX('Shultis Faw'!$A$2:$A$26,MATCH($C296,'Shultis Faw'!$A$2:$A$26,1)+1)-INDEX('Shultis Faw'!$A$2:$A$26,MATCH($C296,'Shultis Faw'!$A$2:$A$26,1))),$C296*'Shultis Faw'!$D$2/'Shultis Faw'!$A$2)","v":1.9072},{"$f":"_xlfn.IFNA(INDEX('Shultis Faw'!$B$2:$B$26,MATCH($C296,'Shultis Faw'!$A$2:$A$26,1))+($C296-INDEX('Shultis Faw'!$A$2:$A$26,MATCH($C296,'Shultis Faw'!$A$2:$A$26,1)))*(INDEX('Shultis Faw'!$B$2:$B$26,MATCH($C296,'Shultis Faw'!$A$2:$A$26,1)+1)-INDEX('Shultis Faw'!$B$2:$B$26,MATCH($C296,'Shultis Faw'!$A$2:$A$26,1)))/(INDEX('Shultis Faw'!$A$2:$A$26,MATCH($C296,'Shultis Faw'!$A$2:$A$26,1)+1)-INDEX('Shultis Faw'!$A$2:$A$26,MATCH($C296,'Shultis Faw'!$A$2:$A$26,1))),$C296*'Shultis Faw'!$B$2/'Shultis Faw'!$A$2)","v":-0.1517},{"$f":"_xlfn.IFNA(INDEX('Shultis Faw'!$E$2:$E$26,MATCH($C296,'Shultis Faw'!$A$2:$A$26,1))+($C296-INDEX('Shultis Faw'!$A$2:$A$26,MATCH($C296,'Shultis Faw'!$A$2:$A$26,1)))*(INDEX('Shultis Faw'!$E$2:$E$26,MATCH($C296,'Shultis Faw'!$A$2:$A$26,1)+1)-INDEX('Shultis Faw'!$E$2:$E$26,MATCH($C296,'Shultis Faw'!$A$2:$A$26,1)))/(INDEX('Shultis Faw'!$A$2:$A$26,MATCH($C296,'Shultis Faw'!$A$2:$A$26,1)+1)-INDEX('Shultis Faw'!$A$2:$A$26,MATCH($C296,'Shultis Faw'!$A$2:$A$26,1))),$C296*'Shultis Faw'!$E$2/'Shultis Faw'!$A$2)","v":6.0579999999999995E-2},{"$f":"_xlfn.IFNA(INDEX('Shultis Faw'!$F$2:$F$26,MATCH($C296,'Shultis Faw'!$A$2:$A$26,1))+($C296-INDEX('Shultis Faw'!$A$2:$A$26,MATCH($C296,'Shultis Faw'!$A$2:$A$26,1)))*(INDEX('Shultis Faw'!$F$2:$F$26,MATCH($C296,'Shultis Faw'!$A$2:$A$26,1)+1)-INDEX('Shultis Faw'!$F$2:$F$26,MATCH($C296,'Shultis Faw'!$A$2:$A$26,1)))/(INDEX('Shultis Faw'!$A$2:$A$26,MATCH($C296,'Shultis Faw'!$A$2:$A$26,1)+1)-INDEX('Shultis Faw'!$A$2:$A$26,MATCH($C296,'Shultis Faw'!$A$2:$A$26,1))),$C296*'Shultis Faw'!$F$2/'Shultis Faw'!$A$2)","v":14.2346},{"$f":"J296*(H296*'Externe blootstelling'!$D$23/2)^K296+L296*(TANH(((H296*'Externe blootstelling'!$D$23)/(2*M296))-2)-TANH(-2))/(1-TANH(-2))","v":1.7728236172064127},{"$f":"IF(N296=1,1+(I296-1)*H296*'Externe blootstelling'!$D$23/2,1+(I296-1)*(N296^(H296*'Externe blootstelling'!$D$23/2)-1)/(N296-1))","v":4.376607701470113},{"$f":"G296*EXP(-H296*'Externe blootstelling'!$D$23/2)*O296","v":1.6386857485388545E-4}]
[null," g ",0.39710000000000001,6.3536000000000001E-14,2.9E-4,{"$f":"_xlfn.IFNA(INDEX('hp (pSv cm2)'!$B$2:$B$52,MATCH($C297,'hp (pSv cm2)'!$A$2:$A$52,1))+($C297-INDEX('hp (pSv cm2)'!$A$2:$A$52,MATCH($C297,'hp (pSv cm2)'!$A$2:$A$52,1)))*(INDEX('hp (pSv cm2)'!$B$2:$B$52,MATCH($C297,'hp (pSv cm2)'!$A$2:$A$52,1)+1)-INDEX('hp (pSv cm2)'!$B$2:$B$52,MATCH($C297,'hp (pSv cm2)'!$A$2:$A$52,1)))/(INDEX('hp (pSv cm2)'!$A$2:$A$52,MATCH($C297,'hp (pSv cm2)'!$A$2:$A$52,1)+1)-INDEX('hp (pSv cm2)'!$A$2:$A$52,MATCH($C297,'hp (pSv cm2)'!$A$2:$A$52,1))),$C297*'hp (pSv cm2)'!$B$2/'hp (pSv cm2)'!$A$2)","v":1.9857899999999999},5.7587909999999999E-4,{"$f":"_xlfn.IFNA(0.997*(INDEX('Mass attenuation coefficients'!$B$2:$B$37,MATCH($C297,'Mass attenuation coefficients'!$A$2:$A$37,1))+($C297-INDEX('Mass attenuation coefficients'!$A$2:$A$37,MATCH($C297,'Mass attenuation coefficients'!$A$2:$A$37,1)))*(INDEX('Mass attenuation coefficients'!$B$2:$B$37,MATCH($C297,'Mass attenuation coefficients'!$A$2:$A$37,1)+1)-INDEX('Mass attenuation coefficients'!$B$2:$B$37,MATCH($C297,'Mass attenuation coefficients'!$A$2:$A$37,1)))/(INDEX('Mass attenuation coefficients'!$A$2:$A$37,MATCH($C297,'Mass attenuation coefficients'!$A$2:$A$37,1)+1)-INDEX('Mass attenuation coefficients'!$A$2:$A$37,MATCH($C297,'Mass attenuation coefficients'!$A$2:$A$37,1)))),0.997*$C297*'Mass attenuation coefficients'!$B$2/'Mass attenuation coefficients'!$A$2)","v":0.1061431125},{"$f":"_xlfn.IFNA(INDEX('Shultis Faw'!$C$2:$C$26,MATCH($C297,'Shultis Faw'!$A$2:$A$26,1))+($C297-INDEX('Shultis Faw'!$A$2:$A$26,MATCH($C297,'Shultis Faw'!$A$2:$A$26,1)))*(INDEX('Shultis Faw'!$C$2:$C$26,MATCH($C297,'Shultis Faw'!$A$2:$A$26,1)+1)-INDEX('Shultis Faw'!$C$2:$C$26,MATCH($C297,'Shultis Faw'!$A$2:$A$26,1)))/(INDEX('Shultis Faw'!$A$2:$A$26,MATCH($C297,'Shultis Faw'!$A$2:$A$26,1)+1)-INDEX('Shultis Faw'!$A$2:$A$26,MATCH($C297,'Shultis Faw'!$A$2:$A$26,1))),$C297*'Shultis Faw'!$C$2/'Shultis Faw'!$A$2)","v":2.6675400000000002},{"$f":"_xlfn.IFNA(INDEX('Shultis Faw'!$D$2:$D$26,MATCH($C297,'Shultis Faw'!$A$2:$A$26,1))+($C297-INDEX('Shultis Faw'!$A$2:$A$26,MATCH($C297,'Shultis Faw'!$A$2:$A$26,1)))*(INDEX('Shultis Faw'!$D$2:$D$26,MATCH($C297,'Shultis Faw'!$A$2:$A$26,1)+1)-INDEX('Shultis Faw'!$D$2:$D$26,MATCH($C297,'Shultis Faw'!$A$2:$A$26,1)))/(INDEX('Shultis Faw'!$A$2:$A$26,MATCH($C297,'Shultis Faw'!$A$2:$A$26,1)+1)-INDEX('Shultis Faw'!$A$2:$A$26,MATCH($C297,'Shultis Faw'!$A$2:$A$26,1))),$C297*'Shultis Faw'!$D$2/'Shultis Faw'!$A$2)","v":1.8860599999999998},{"$f":"_xlfn.IFNA(INDEX('Shultis Faw'!$B$2:$B$26,MATCH($C297,'Shultis Faw'!$A$2:$A$26,1))+($C297-INDEX('Shultis Faw'!$A$2:$A$26,MATCH($C297,'Shultis Faw'!$A$2:$A$26,1)))*(INDEX('Shultis Faw'!$B$2:$B$26,MATCH($C297,'Shultis Faw'!$A$2:$A$26,1)+1)-INDEX('Shultis Faw'!$B$2:$B$26,MATCH($C297,'Shultis Faw'!$A$2:$A$26,1)))/(INDEX('Shultis Faw'!$A$2:$A$26,MATCH($C297,'Shultis Faw'!$A$2:$A$26,1)+1)-INDEX('Shultis Faw'!$A$2:$A$26,MATCH($C297,'Shultis Faw'!$A$2:$A$26,1))),$C297*'Shultis Faw'!$B$2/'Shultis Faw'!$A$2)","v":-0.14943499999999998},{"$f":"_xlfn.IFNA(INDEX('Shultis Faw'!$E$2:$E$26,MATCH($C297,'Shultis Faw'!$A$2:$A$26,1))+($C297-INDEX('Shultis Faw'!$A$2:$A$26,MATCH($C297,'Shultis Faw'!$A$2:$A$26,1)))*(INDEX('Shultis Faw'!$E$2:$E$26,MATCH($C297,'Shultis Faw'!$A$2:$A$26,1)+1)-INDEX('Shultis Faw'!$E$2:$E$26,MATCH($C297,'Shultis Faw'!$A$2:$A$26,1)))/(INDEX('Shultis Faw'!$A$2:$A$26,MATCH($C297,'Shultis Faw'!$A$2:$A$26,1)+1)-INDEX('Shultis Faw'!$A$2:$A$26,MATCH($C297,'Shultis Faw'!$A$2:$A$26,1))),$C297*'Shultis Faw'!$E$2/'Shultis Faw'!$A$2)","v":5.9673999999999998E-2},{"$f":"_xlfn.IFNA(INDEX('Shultis Faw'!$F$2:$F$26,MATCH($C297,'Shultis Faw'!$A$2:$A$26,1))+($C297-INDEX('Shultis Faw'!$A$2:$A$26,MATCH($C297,'Shultis Faw'!$A$2:$A$26,1)))*(INDEX('Shultis Faw'!$F$2:$F$26,MATCH($C297,'Shultis Faw'!$A$2:$A$26,1)+1)-INDEX('Shultis Faw'!$F$2:$F$26,MATCH($C297,'Shultis Faw'!$A$2:$A$26,1)))/(INDEX('Shultis Faw'!$A$2:$A$26,MATCH($C297,'Shultis Faw'!$A$2:$A$26,1)+1)-INDEX('Shultis Faw'!$A$2:$A$26,MATCH($C297,'Shultis Faw'!$A$2:$A$26,1))),$C297*'Shultis Faw'!$F$2/'Shultis Faw'!$A$2)","v":14.239129999999999},{"$f":"J297*(H297*'Externe blootstelling'!$D$23/2)^K297+L297*(TANH(((H297*'Externe blootstelling'!$D$23)/(2*M297))-2)-TANH(-2))/(1-TANH(-2))","v":1.7596984635219248},{"$f":"IF(N297=1,1+(I297-1)*H297*'Externe blootstelling'!$D$23/2,1+(I297-1)*(N297^(H297*'Externe blootstelling'!$D$23/2)-1)/(N297-1))","v":4.2026972063615204},{"$f":"G297*EXP(-H297*'Externe blootstelling'!$D$23/2)*O297","v":4.9249167971732719E-4}]
[null," g ",0.40125900000000003,6.420144E-14,1.89E-3,{"$f":"_xlfn.IFNA(INDEX('hp (pSv cm2)'!$B$2:$B$52,MATCH($C298,'hp (pSv cm2)'!$A$2:$A$52,1))+($C298-INDEX('hp (pSv cm2)'!$A$2:$A$52,MATCH($C298,'hp (pSv cm2)'!$A$2:$A$52,1)))*(INDEX('hp (pSv cm2)'!$B$2:$B$52,MATCH($C298,'hp (pSv cm2)'!$A$2:$A$52,1)+1)-INDEX('hp (pSv cm2)'!$B$2:$B$52,MATCH($C298,'hp (pSv cm2)'!$A$2:$A$52,1)))/(INDEX('hp (pSv cm2)'!$A$2:$A$52,MATCH($C298,'hp (pSv cm2)'!$A$2:$A$52,1)+1)-INDEX('hp (pSv cm2)'!$A$2:$A$52,MATCH($C298,'hp (pSv cm2)'!$A$2:$A$52,1))),$C298*'hp (pSv cm2)'!$B$2/'hp (pSv cm2)'!$A$2)","v":2.0059173000000001},3.7911836970000003E-3,{"$f":"_xlfn.IFNA(0.997*(INDEX('Mass attenuation coefficients'!$B$2:$B$37,MATCH($C298,'Mass attenuation coefficients'!$A$2:$A$37,1))+($C298-INDEX('Mass attenuation coefficients'!$A$2:$A$37,MATCH($C298,'Mass attenuation coefficients'!$A$2:$A$37,1)))*(INDEX('Mass attenuation coefficients'!$B$2:$B$37,MATCH($C298,'Mass attenuation coefficients'!$A$2:$A$37,1)+1)-INDEX('Mass attenuation coefficients'!$B$2:$B$37,MATCH($C298,'Mass attenuation coefficients'!$A$2:$A$37,1)))/(INDEX('Mass attenuation coefficients'!$A$2:$A$37,MATCH($C298,'Mass attenuation coefficients'!$A$2:$A$37,1)+1)-INDEX('Mass attenuation coefficients'!$A$2:$A$37,MATCH($C298,'Mass attenuation coefficients'!$A$2:$A$37,1)))),0.997*$C298*'Mass attenuation coefficients'!$B$2/'Mass attenuation coefficients'!$A$2)","v":0.1056658429171},{"$f":"_xlfn.IFNA(INDEX('Shultis Faw'!$C$2:$C$26,MATCH($C298,'Shultis Faw'!$A$2:$A$26,1))+($C298-INDEX('Shultis Faw'!$A$2:$A$26,MATCH($C298,'Shultis Faw'!$A$2:$A$26,1)))*(INDEX('Shultis Faw'!$C$2:$C$26,MATCH($C298,'Shultis Faw'!$A$2:$A$26,1)+1)-INDEX('Shultis Faw'!$C$2:$C$26,MATCH($C298,'Shultis Faw'!$A$2:$A$26,1)))/(INDEX('Shultis Faw'!$A$2:$A$26,MATCH($C298,'Shultis Faw'!$A$2:$A$26,1)+1)-INDEX('Shultis Faw'!$A$2:$A$26,MATCH($C298,'Shultis Faw'!$A$2:$A$26,1))),$C298*'Shultis Faw'!$C$2/'Shultis Faw'!$A$2)","v":2.6579855999999999},{"$f":"_xlfn.IFNA(INDEX('Shultis Faw'!$D$2:$D$26,MATCH($C298,'Shultis Faw'!$A$2:$A$26,1))+($C298-INDEX('Shultis Faw'!$A$2:$A$26,MATCH($C298,'Shultis Faw'!$A$2:$A$26,1)))*(INDEX('Shultis Faw'!$D$2:$D$26,MATCH($C298,'Shultis Faw'!$A$2:$A$26,1)+1)-INDEX('Shultis Faw'!$D$2:$D$26,MATCH($C298,'Shultis Faw'!$A$2:$A$26,1)))/(INDEX('Shultis Faw'!$A$2:$A$26,MATCH($C298,'Shultis Faw'!$A$2:$A$26,1)+1)-INDEX('Shultis Faw'!$A$2:$A$26,MATCH($C298,'Shultis Faw'!$A$2:$A$26,1))),$C298*'Shultis Faw'!$D$2/'Shultis Faw'!$A$2)","v":1.8805395599999999},{"$f":"_xlfn.IFNA(INDEX('Shultis Faw'!$B$2:$B$26,MATCH($C298,'Shultis Faw'!$A$2:$A$26,1))+($C298-INDEX('Shultis Faw'!$A$2:$A$26,MATCH($C298,'Shultis Faw'!$A$2:$A$26,1)))*(INDEX('Shultis Faw'!$B$2:$B$26,MATCH($C298,'Shultis Faw'!$A$2:$A$26,1)+1)-INDEX('Shultis Faw'!$B$2:$B$26,MATCH($C298,'Shultis Faw'!$A$2:$A$26,1)))/(INDEX('Shultis Faw'!$A$2:$A$26,MATCH($C298,'Shultis Faw'!$A$2:$A$26,1)+1)-INDEX('Shultis Faw'!$A$2:$A$26,MATCH($C298,'Shultis Faw'!$A$2:$A$26,1))),$C298*'Shultis Faw'!$B$2/'Shultis Faw'!$A$2)","v":-0.14882373999999998},{"$f":"_xlfn.IFNA(INDEX('Shultis Faw'!$E$2:$E$26,MATCH($C298,'Shultis Faw'!$A$2:$A$26,1))+($C298-INDEX('Shultis Faw'!$A$2:$A$26,MATCH($C298,'Shultis Faw'!$A$2:$A$26,1)))*(INDEX('Shultis Faw'!$E$2:$E$26,MATCH($C298,'Shultis Faw'!$A$2:$A$26,1)+1)-INDEX('Shultis Faw'!$E$2:$E$26,MATCH($C298,'Shultis Faw'!$A$2:$A$26,1)))/(INDEX('Shultis Faw'!$A$2:$A$26,MATCH($C298,'Shultis Faw'!$A$2:$A$26,1)+1)-INDEX('Shultis Faw'!$A$2:$A$26,MATCH($C298,'Shultis Faw'!$A$2:$A$26,1))),$C298*'Shultis Faw'!$E$2/'Shultis Faw'!$A$2)","v":5.9438308999999995E-2},{"$f":"_xlfn.IFNA(INDEX('Shultis Faw'!$F$2:$F$26,MATCH($C298,'Shultis Faw'!$A$2:$A$26,1))+($C298-INDEX('Shultis Faw'!$A$2:$A$26,MATCH($C298,'Shultis Faw'!$A$2:$A$26,1)))*(INDEX('Shultis Faw'!$F$2:$F$26,MATCH($C298,'Shultis Faw'!$A$2:$A$26,1)+1)-INDEX('Shultis Faw'!$F$2:$F$26,MATCH($C298,'Shultis Faw'!$A$2:$A$26,1)))/(INDEX('Shultis Faw'!$A$2:$A$26,MATCH($C298,'Shultis Faw'!$A$2:$A$26,1)+1)-INDEX('Shultis Faw'!$A$2:$A$26,MATCH($C298,'Shultis Faw'!$A$2:$A$26,1))),$C298*'Shultis Faw'!$F$2/'Shultis Faw'!$A$2)","v":14.241133100000001},{"$f":"J298*(H298*'Externe blootstelling'!$D$23/2)^K298+L298*(TANH(((H298*'Externe blootstelling'!$D$23)/(2*M298))-2)-TANH(-2))/(1-TANH(-2))","v":1.756222332050533},{"$f":"IF(N298=1,1+(I298-1)*H298*'Externe blootstelling'!$D$23/2,1+(I298-1)*(N298^(H298*'Externe blootstelling'!$D$23/2)-1)/(N298-1))","v":4.160412598751364},{"$f":"G298*EXP(-H298*'Externe blootstelling'!$D$23/2)*O298","v":3.2326586154486784E-3}]
[null," g ",0.40355000000000002,6.4567999999999991E-14,2.5999999999999998E-4,{"$f":"_xlfn.IFNA(INDEX('hp (pSv cm2)'!$B$2:$B$52,MATCH($C299,'hp (pSv cm2)'!$A$2:$A$52,1))+($C299-INDEX('hp (pSv cm2)'!$A$2:$A$52,MATCH($C299,'hp (pSv cm2)'!$A$2:$A$52,1)))*(INDEX('hp (pSv cm2)'!$B$2:$B$52,MATCH($C299,'hp (pSv cm2)'!$A$2:$A$52,1)+1)-INDEX('hp (pSv cm2)'!$B$2:$B$52,MATCH($C299,'hp (pSv cm2)'!$A$2:$A$52,1)))/(INDEX('hp (pSv cm2)'!$A$2:$A$52,MATCH($C299,'hp (pSv cm2)'!$A$2:$A$52,1)+1)-INDEX('hp (pSv cm2)'!$A$2:$A$52,MATCH($C299,'hp (pSv cm2)'!$A$2:$A$52,1))),$C299*'hp (pSv cm2)'!$B$2/'hp (pSv cm2)'!$A$2)","v":2.0166849999999998},5.2433809999999988E-4,{"$f":"_xlfn.IFNA(0.997*(INDEX('Mass attenuation coefficients'!$B$2:$B$37,MATCH($C299,'Mass attenuation coefficients'!$A$2:$A$37,1))+($C299-INDEX('Mass attenuation coefficients'!$A$2:$A$37,MATCH($C299,'Mass attenuation coefficients'!$A$2:$A$37,1)))*(INDEX('Mass attenuation coefficients'!$B$2:$B$37,MATCH($C299,'Mass attenuation coefficients'!$A$2:$A$37,1)+1)-INDEX('Mass attenuation coefficients'!$B$2:$B$37,MATCH($C299,'Mass attenuation coefficients'!$A$2:$A$37,1)))/(INDEX('Mass attenuation coefficients'!$A$2:$A$37,MATCH($C299,'Mass attenuation coefficients'!$A$2:$A$37,1)+1)-INDEX('Mass attenuation coefficients'!$A$2:$A$37,MATCH($C299,'Mass attenuation coefficients'!$A$2:$A$37,1)))),0.997*$C299*'Mass attenuation coefficients'!$B$2/'Mass attenuation coefficients'!$A$2)","v":0.105455017995},{"$f":"_xlfn.IFNA(INDEX('Shultis Faw'!$C$2:$C$26,MATCH($C299,'Shultis Faw'!$A$2:$A$26,1))+($C299-INDEX('Shultis Faw'!$A$2:$A$26,MATCH($C299,'Shultis Faw'!$A$2:$A$26,1)))*(INDEX('Shultis Faw'!$C$2:$C$26,MATCH($C299,'Shultis Faw'!$A$2:$A$26,1)+1)-INDEX('Shultis Faw'!$C$2:$C$26,MATCH($C299,'Shultis Faw'!$A$2:$A$26,1)))/(INDEX('Shultis Faw'!$A$2:$A$26,MATCH($C299,'Shultis Faw'!$A$2:$A$26,1)+1)-INDEX('Shultis Faw'!$A$2:$A$26,MATCH($C299,'Shultis Faw'!$A$2:$A$26,1))),$C299*'Shultis Faw'!$C$2/'Shultis Faw'!$A$2)","v":2.6543200000000002},{"$f":"_xlfn.IFNA(INDEX('Shultis Faw'!$D$2:$D$26,MATCH($C299,'Shultis Faw'!$A$2:$A$26,1))+($C299-INDEX('Shultis Faw'!$A$2:$A$26,MATCH($C299,'Shultis Faw'!$A$2:$A$26,1)))*(INDEX('Shultis Faw'!$D$2:$D$26,MATCH($C299,'Shultis Faw'!$A$2:$A$26,1)+1)-INDEX('Shultis Faw'!$D$2:$D$26,MATCH($C299,'Shultis Faw'!$A$2:$A$26,1)))/(INDEX('Shultis Faw'!$A$2:$A$26,MATCH($C299,'Shultis Faw'!$A$2:$A$26,1)+1)-INDEX('Shultis Faw'!$A$2:$A$26,MATCH($C299,'Shultis Faw'!$A$2:$A$26,1))),$C299*'Shultis Faw'!$D$2/'Shultis Faw'!$A$2)","v":1.8778819999999998},{"$f":"_xlfn.IFNA(INDEX('Shultis Faw'!$B$2:$B$26,MATCH($C299,'Shultis Faw'!$A$2:$A$26,1))+($C299-INDEX('Shultis Faw'!$A$2:$A$26,MATCH($C299,'Shultis Faw'!$A$2:$A$26,1)))*(INDEX('Shultis Faw'!$B$2:$B$26,MATCH($C299,'Shultis Faw'!$A$2:$A$26,1)+1)-INDEX('Shultis Faw'!$B$2:$B$26,MATCH($C299,'Shultis Faw'!$A$2:$A$26,1)))/(INDEX('Shultis Faw'!$A$2:$A$26,MATCH($C299,'Shultis Faw'!$A$2:$A$26,1)+1)-INDEX('Shultis Faw'!$A$2:$A$26,MATCH($C299,'Shultis Faw'!$A$2:$A$26,1))),$C299*'Shultis Faw'!$B$2/'Shultis Faw'!$A$2)","v":-0.148503},{"$f":"_xlfn.IFNA(INDEX('Shultis Faw'!$E$2:$E$26,MATCH($C299,'Shultis Faw'!$A$2:$A$26,1))+($C299-INDEX('Shultis Faw'!$A$2:$A$26,MATCH($C299,'Shultis Faw'!$A$2:$A$26,1)))*(INDEX('Shultis Faw'!$E$2:$E$26,MATCH($C299,'Shultis Faw'!$A$2:$A$26,1)+1)-INDEX('Shultis Faw'!$E$2:$E$26,MATCH($C299,'Shultis Faw'!$A$2:$A$26,1)))/(INDEX('Shultis Faw'!$A$2:$A$26,MATCH($C299,'Shultis Faw'!$A$2:$A$26,1)+1)-INDEX('Shultis Faw'!$A$2:$A$26,MATCH($C299,'Shultis Faw'!$A$2:$A$26,1))),$C299*'Shultis Faw'!$E$2/'Shultis Faw'!$A$2)","v":5.9326049999999998E-2},{"$f":"_xlfn.IFNA(INDEX('Shultis Faw'!$F$2:$F$26,MATCH($C299,'Shultis Faw'!$A$2:$A$26,1))+($C299-INDEX('Shultis Faw'!$A$2:$A$26,MATCH($C299,'Shultis Faw'!$A$2:$A$26,1)))*(INDEX('Shultis Faw'!$F$2:$F$26,MATCH($C299,'Shultis Faw'!$A$2:$A$26,1)+1)-INDEX('Shultis Faw'!$F$2:$F$26,MATCH($C299,'Shultis Faw'!$A$2:$A$26,1)))/(INDEX('Shultis Faw'!$A$2:$A$26,MATCH($C299,'Shultis Faw'!$A$2:$A$26,1)+1)-INDEX('Shultis Faw'!$A$2:$A$26,MATCH($C299,'Shultis Faw'!$A$2:$A$26,1))),$C299*'Shultis Faw'!$F$2/'Shultis Faw'!$A$2)","v":14.243195},{"$f":"J299*(H299*'Externe blootstelling'!$D$23/2)^K299+L299*(TANH(((H299*'Externe blootstelling'!$D$23)/(2*M299))-2)-TANH(-2))/(1-TANH(-2))","v":1.7545189694210952},{"$f":"IF(N299=1,1+(I299-1)*H299*'Externe blootstelling'!$D$23/2,1+(I299-1)*(N299^(H299*'Externe blootstelling'!$D$23/2)-1)/(N299-1))","v":4.1428234135563793},{"$f":"G299*EXP(-H299*'Externe blootstelling'!$D$23/2)*O299","v":4.4661144885812349E-4}]
[null," g ",0.4143,6.6287999999999995E-14,4.8999999999999998E-5,{"$f":"_xlfn.IFNA(INDEX('hp (pSv cm2)'!$B$2:$B$52,MATCH($C300,'hp (pSv cm2)'!$A$2:$A$52,1))+($C300-INDEX('hp (pSv cm2)'!$A$2:$A$52,MATCH($C300,'hp (pSv cm2)'!$A$2:$A$52,1)))*(INDEX('hp (pSv cm2)'!$B$2:$B$52,MATCH($C300,'hp (pSv cm2)'!$A$2:$A$52,1)+1)-INDEX('hp (pSv cm2)'!$B$2:$B$52,MATCH($C300,'hp (pSv cm2)'!$A$2:$A$52,1)))/(INDEX('hp (pSv cm2)'!$A$2:$A$52,MATCH($C300,'hp (pSv cm2)'!$A$2:$A$52,1)+1)-INDEX('hp (pSv cm2)'!$A$2:$A$52,MATCH($C300,'hp (pSv cm2)'!$A$2:$A$52,1))),$C300*'hp (pSv cm2)'!$B$2/'hp (pSv cm2)'!$A$2)","v":2.0672099999999998},1.0129328999999999E-4,{"$f":"_xlfn.IFNA(0.997*(INDEX('Mass attenuation coefficients'!$B$2:$B$37,MATCH($C300,'Mass attenuation coefficients'!$A$2:$A$37,1))+($C300-INDEX('Mass attenuation coefficients'!$A$2:$A$37,MATCH($C300,'Mass attenuation coefficients'!$A$2:$A$37,1)))*(INDEX('Mass attenuation coefficients'!$B$2:$B$37,MATCH($C300,'Mass attenuation coefficients'!$A$2:$A$37,1)+1)-INDEX('Mass attenuation coefficients'!$B$2:$B$37,MATCH($C300,'Mass attenuation coefficients'!$A$2:$A$37,1)))/(INDEX('Mass attenuation coefficients'!$A$2:$A$37,MATCH($C300,'Mass attenuation coefficients'!$A$2:$A$37,1)+1)-INDEX('Mass attenuation coefficients'!$A$2:$A$37,MATCH($C300,'Mass attenuation coefficients'!$A$2:$A$37,1)))),0.997*$C300*'Mass attenuation coefficients'!$B$2/'Mass attenuation coefficients'!$A$2)","v":0.10446576967},{"$f":"_xlfn.IFNA(INDEX('Shultis Faw'!$C$2:$C$26,MATCH($C300,'Shultis Faw'!$A$2:$A$26,1))+($C300-INDEX('Shultis Faw'!$A$2:$A$26,MATCH($C300,'Shultis Faw'!$A$2:$A$26,1)))*(INDEX('Shultis Faw'!$C$2:$C$26,MATCH($C300,'Shultis Faw'!$A$2:$A$26,1)+1)-INDEX('Shultis Faw'!$C$2:$C$26,MATCH($C300,'Shultis Faw'!$A$2:$A$26,1)))/(INDEX('Shultis Faw'!$A$2:$A$26,MATCH($C300,'Shultis Faw'!$A$2:$A$26,1)+1)-INDEX('Shultis Faw'!$A$2:$A$26,MATCH($C300,'Shultis Faw'!$A$2:$A$26,1))),$C300*'Shultis Faw'!$C$2/'Shultis Faw'!$A$2)","v":2.6371200000000004},{"$f":"_xlfn.IFNA(INDEX('Shultis Faw'!$D$2:$D$26,MATCH($C300,'Shultis Faw'!$A$2:$A$26,1))+($C300-INDEX('Shultis Faw'!$A$2:$A$26,MATCH($C300,'Shultis Faw'!$A$2:$A$26,1)))*(INDEX('Shultis Faw'!$D$2:$D$26,MATCH($C300,'Shultis Faw'!$A$2:$A$26,1)+1)-INDEX('Shultis Faw'!$D$2:$D$26,MATCH($C300,'Shultis Faw'!$A$2:$A$26,1)))/(INDEX('Shultis Faw'!$A$2:$A$26,MATCH($C300,'Shultis Faw'!$A$2:$A$26,1)+1)-INDEX('Shultis Faw'!$A$2:$A$26,MATCH($C300,'Shultis Faw'!$A$2:$A$26,1))),$C300*'Shultis Faw'!$D$2/'Shultis Faw'!$A$2)","v":1.8654119999999998},{"$f":"_xlfn.IFNA(INDEX('Shultis Faw'!$B$2:$B$26,MATCH($C300,'Shultis Faw'!$A$2:$A$26,1))+($C300-INDEX('Shultis Faw'!$A$2:$A$26,MATCH($C300,'Shultis Faw'!$A$2:$A$26,1)))*(INDEX('Shultis Faw'!$B$2:$B$26,MATCH($C300,'Shultis Faw'!$A$2:$A$26,1)+1)-INDEX('Shultis Faw'!$B$2:$B$26,MATCH($C300,'Shultis Faw'!$A$2:$A$26,1)))/(INDEX('Shultis Faw'!$A$2:$A$26,MATCH($C300,'Shultis Faw'!$A$2:$A$26,1)+1)-INDEX('Shultis Faw'!$A$2:$A$26,MATCH($C300,'Shultis Faw'!$A$2:$A$26,1))),$C300*'Shultis Faw'!$B$2/'Shultis Faw'!$A$2)","v":-0.14699799999999999},{"$f":"_xlfn.IFNA(INDEX('Shultis Faw'!$E$2:$E$26,MATCH($C300,'Shultis Faw'!$A$2:$A$26,1))+($C300-INDEX('Shultis Faw'!$A$2:$A$26,MATCH($C300,'Shultis Faw'!$A$2:$A$26,1)))*(INDEX('Shultis Faw'!$E$2:$E$26,MATCH($C300,'Shultis Faw'!$A$2:$A$26,1)+1)-INDEX('Shultis Faw'!$E$2:$E$26,MATCH($C300,'Shultis Faw'!$A$2:$A$26,1)))/(INDEX('Shultis Faw'!$A$2:$A$26,MATCH($C300,'Shultis Faw'!$A$2:$A$26,1)+1)-INDEX('Shultis Faw'!$A$2:$A$26,MATCH($C300,'Shultis Faw'!$A$2:$A$26,1))),$C300*'Shultis Faw'!$E$2/'Shultis Faw'!$A$2)","v":5.8799299999999999E-2},{"$f":"_xlfn.IFNA(INDEX('Shultis Faw'!$F$2:$F$26,MATCH($C300,'Shultis Faw'!$A$2:$A$26,1))+($C300-INDEX('Shultis Faw'!$A$2:$A$26,MATCH($C300,'Shultis Faw'!$A$2:$A$26,1)))*(INDEX('Shultis Faw'!$F$2:$F$26,MATCH($C300,'Shultis Faw'!$A$2:$A$26,1)+1)-INDEX('Shultis Faw'!$F$2:$F$26,MATCH($C300,'Shultis Faw'!$A$2:$A$26,1)))/(INDEX('Shultis Faw'!$A$2:$A$26,MATCH($C300,'Shultis Faw'!$A$2:$A$26,1)+1)-INDEX('Shultis Faw'!$A$2:$A$26,MATCH($C300,'Shultis Faw'!$A$2:$A$26,1))),$C300*'Shultis Faw'!$F$2/'Shultis Faw'!$A$2)","v":14.25287},{"$f":"J300*(H300*'Externe blootstelling'!$D$23/2)^K300+L300*(TANH(((H300*'Externe blootstelling'!$D$23)/(2*M300))-2)-TANH(-2))/(1-TANH(-2))","v":1.7464853956768767},{"$f":"IF(N300=1,1+(I300-1)*H300*'Externe blootstelling'!$D$23/2,1+(I300-1)*(N300^(H300*'Externe blootstelling'!$D$23/2)-1)/(N300-1))","v":4.0613602538884885},{"$f":"G300*EXP(-H300*'Externe blootstelling'!$D$23/2)*O300","v":8.5845707021622525E-5}]
[null," g ",0.4194,6.7103999999999999E-14,3.4E-5,{"$f":"_xlfn.IFNA(INDEX('hp (pSv cm2)'!$B$2:$B$52,MATCH($C301,'hp (pSv cm2)'!$A$2:$A$52,1))+($C301-INDEX('hp (pSv cm2)'!$A$2:$A$52,MATCH($C301,'hp (pSv cm2)'!$A$2:$A$52,1)))*(INDEX('hp (pSv cm2)'!$B$2:$B$52,MATCH($C301,'hp (pSv cm2)'!$A$2:$A$52,1)+1)-INDEX('hp (pSv cm2)'!$B$2:$B$52,MATCH($C301,'hp (pSv cm2)'!$A$2:$A$52,1)))/(INDEX('hp (pSv cm2)'!$A$2:$A$52,MATCH($C301,'hp (pSv cm2)'!$A$2:$A$52,1)+1)-INDEX('hp (pSv cm2)'!$A$2:$A$52,MATCH($C301,'hp (pSv cm2)'!$A$2:$A$52,1))),$C301*'hp (pSv cm2)'!$B$2/'hp (pSv cm2)'!$A$2)","v":2.09118},7.1100120000000002E-5,{"$f":"_xlfn.IFNA(0.997*(INDEX('Mass attenuation coefficients'!$B$2:$B$37,MATCH($C301,'Mass attenuation coefficients'!$A$2:$A$37,1))+($C301-INDEX('Mass attenuation coefficients'!$A$2:$A$37,MATCH($C301,'Mass attenuation coefficients'!$A$2:$A$37,1)))*(INDEX('Mass attenuation coefficients'!$B$2:$B$37,MATCH($C301,'Mass attenuation coefficients'!$A$2:$A$37,1)+1)-INDEX('Mass attenuation coefficients'!$B$2:$B$37,MATCH($C301,'Mass attenuation coefficients'!$A$2:$A$37,1)))/(INDEX('Mass attenuation coefficients'!$A$2:$A$37,MATCH($C301,'Mass attenuation coefficients'!$A$2:$A$37,1)+1)-INDEX('Mass attenuation coefficients'!$A$2:$A$37,MATCH($C301,'Mass attenuation coefficients'!$A$2:$A$37,1)))),0.997*$C301*'Mass attenuation coefficients'!$B$2/'Mass attenuation coefficients'!$A$2)","v":0.10399645186000001},{"$f":"_xlfn.IFNA(INDEX('Shultis Faw'!$C$2:$C$26,MATCH($C301,'Shultis Faw'!$A$2:$A$26,1))+($C301-INDEX('Shultis Faw'!$A$2:$A$26,MATCH($C301,'Shultis Faw'!$A$2:$A$26,1)))*(INDEX('Shultis Faw'!$C$2:$C$26,MATCH($C301,'Shultis Faw'!$A$2:$A$26,1)+1)-INDEX('Shultis Faw'!$C$2:$C$26,MATCH($C301,'Shultis Faw'!$A$2:$A$26,1)))/(INDEX('Shultis Faw'!$A$2:$A$26,MATCH($C301,'Shultis Faw'!$A$2:$A$26,1)+1)-INDEX('Shultis Faw'!$A$2:$A$26,MATCH($C301,'Shultis Faw'!$A$2:$A$26,1))),$C301*'Shultis Faw'!$C$2/'Shultis Faw'!$A$2)","v":2.6289600000000002},{"$f":"_xlfn.IFNA(INDEX('Shultis Faw'!$D$2:$D$26,MATCH($C301,'Shultis Faw'!$A$2:$A$26,1))+($C301-INDEX('Shultis Faw'!$A$2:$A$26,MATCH($C301,'Shultis Faw'!$A$2:$A$26,1)))*(INDEX('Shultis Faw'!$D$2:$D$26,MATCH($C301,'Shultis Faw'!$A$2:$A$26,1)+1)-INDEX('Shultis Faw'!$D$2:$D$26,MATCH($C301,'Shultis Faw'!$A$2:$A$26,1)))/(INDEX('Shultis Faw'!$A$2:$A$26,MATCH($C301,'Shultis Faw'!$A$2:$A$26,1)+1)-INDEX('Shultis Faw'!$A$2:$A$26,MATCH($C301,'Shultis Faw'!$A$2:$A$26,1))),$C301*'Shultis Faw'!$D$2/'Shultis Faw'!$A$2)","v":1.859496},{"$f":"_xlfn.IFNA(INDEX('Shultis Faw'!$B$2:$B$26,MATCH($C301,'Shultis Faw'!$A$2:$A$26,1))+($C301-INDEX('Shultis Faw'!$A$2:$A$26,MATCH($C301,'Shultis Faw'!$A$2:$A$26,1)))*(INDEX('Shultis Faw'!$B$2:$B$26,MATCH($C301,'Shultis Faw'!$A$2:$A$26,1)+1)-INDEX('Shultis Faw'!$B$2:$B$26,MATCH($C301,'Shultis Faw'!$A$2:$A$26,1)))/(INDEX('Shultis Faw'!$A$2:$A$26,MATCH($C301,'Shultis Faw'!$A$2:$A$26,1)+1)-INDEX('Shultis Faw'!$A$2:$A$26,MATCH($C301,'Shultis Faw'!$A$2:$A$26,1))),$C301*'Shultis Faw'!$B$2/'Shultis Faw'!$A$2)","v":-0.146284},{"$f":"_xlfn.IFNA(INDEX('Shultis Faw'!$E$2:$E$26,MATCH($C301,'Shultis Faw'!$A$2:$A$26,1))+($C301-INDEX('Shultis Faw'!$A$2:$A$26,MATCH($C301,'Shultis Faw'!$A$2:$A$26,1)))*(INDEX('Shultis Faw'!$E$2:$E$26,MATCH($C301,'Shultis Faw'!$A$2:$A$26,1)+1)-INDEX('Shultis Faw'!$E$2:$E$26,MATCH($C301,'Shultis Faw'!$A$2:$A$26,1)))/(INDEX('Shultis Faw'!$A$2:$A$26,MATCH($C301,'Shultis Faw'!$A$2:$A$26,1)+1)-INDEX('Shultis Faw'!$A$2:$A$26,MATCH($C301,'Shultis Faw'!$A$2:$A$26,1))),$C301*'Shultis Faw'!$E$2/'Shultis Faw'!$A$2)","v":5.8549400000000001E-2},{"$f":"_xlfn.IFNA(INDEX('Shultis Faw'!$F$2:$F$26,MATCH($C301,'Shultis Faw'!$A$2:$A$26,1))+($C301-INDEX('Shultis Faw'!$A$2:$A$26,MATCH($C301,'Shultis Faw'!$A$2:$A$26,1)))*(INDEX('Shultis Faw'!$F$2:$F$26,MATCH($C301,'Shultis Faw'!$A$2:$A$26,1)+1)-INDEX('Shultis Faw'!$F$2:$F$26,MATCH($C301,'Shultis Faw'!$A$2:$A$26,1)))/(INDEX('Shultis Faw'!$A$2:$A$26,MATCH($C301,'Shultis Faw'!$A$2:$A$26,1)+1)-INDEX('Shultis Faw'!$A$2:$A$26,MATCH($C301,'Shultis Faw'!$A$2:$A$26,1))),$C301*'Shultis Faw'!$F$2/'Shultis Faw'!$A$2)","v":14.25746},{"$f":"J301*(H301*'Externe blootstelling'!$D$23/2)^K301+L301*(TANH(((H301*'Externe blootstelling'!$D$23)/(2*M301))-2)-TANH(-2))/(1-TANH(-2))","v":1.7426505113997697},{"$f":"IF(N301=1,1+(I301-1)*H301*'Externe blootstelling'!$D$23/2,1+(I301-1)*(N301^(H301*'Externe blootstelling'!$D$23/2)-1)/(N301-1))","v":4.0233227804537677},{"$f":"G301*EXP(-H301*'Externe blootstelling'!$D$23/2)*O301","v":6.0114457510438999E-5}]
[null," g ",0.42210000000000003,6.7536000000000009E-14,2.2000000000000003E-5,{"$f":"_xlfn.IFNA(INDEX('hp (pSv cm2)'!$B$2:$B$52,MATCH($C302,'hp (pSv cm2)'!$A$2:$A$52,1))+($C302-INDEX('hp (pSv cm2)'!$A$2:$A$52,MATCH($C302,'hp (pSv cm2)'!$A$2:$A$52,1)))*(INDEX('hp (pSv cm2)'!$B$2:$B$52,MATCH($C302,'hp (pSv cm2)'!$A$2:$A$52,1)+1)-INDEX('hp (pSv cm2)'!$B$2:$B$52,MATCH($C302,'hp (pSv cm2)'!$A$2:$A$52,1)))/(INDEX('hp (pSv cm2)'!$A$2:$A$52,MATCH($C302,'hp (pSv cm2)'!$A$2:$A$52,1)+1)-INDEX('hp (pSv cm2)'!$A$2:$A$52,MATCH($C302,'hp (pSv cm2)'!$A$2:$A$52,1))),$C302*'hp (pSv cm2)'!$B$2/'hp (pSv cm2)'!$A$2)","v":2.1038700000000001},4.6285140000000011E-5,{"$f":"_xlfn.IFNA(0.997*(INDEX('Mass attenuation coefficients'!$B$2:$B$37,MATCH($C302,'Mass attenuation coefficients'!$A$2:$A$37,1))+($C302-INDEX('Mass attenuation coefficients'!$A$2:$A$37,MATCH($C302,'Mass attenuation coefficients'!$A$2:$A$37,1)))*(INDEX('Mass attenuation coefficients'!$B$2:$B$37,MATCH($C302,'Mass attenuation coefficients'!$A$2:$A$37,1)+1)-INDEX('Mass attenuation coefficients'!$B$2:$B$37,MATCH($C302,'Mass attenuation coefficients'!$A$2:$A$37,1)))/(INDEX('Mass attenuation coefficients'!$A$2:$A$37,MATCH($C302,'Mass attenuation coefficients'!$A$2:$A$37,1)+1)-INDEX('Mass attenuation coefficients'!$A$2:$A$37,MATCH($C302,'Mass attenuation coefficients'!$A$2:$A$37,1)))),0.997*$C302*'Mass attenuation coefficients'!$B$2/'Mass attenuation coefficients'!$A$2)","v":0.10374798949},{"$f":"_xlfn.IFNA(INDEX('Shultis Faw'!$C$2:$C$26,MATCH($C302,'Shultis Faw'!$A$2:$A$26,1))+($C302-INDEX('Shultis Faw'!$A$2:$A$26,MATCH($C302,'Shultis Faw'!$A$2:$A$26,1)))*(INDEX('Shultis Faw'!$C$2:$C$26,MATCH($C302,'Shultis Faw'!$A$2:$A$26,1)+1)-INDEX('Shultis Faw'!$C$2:$C$26,MATCH($C302,'Shultis Faw'!$A$2:$A$26,1)))/(INDEX('Shultis Faw'!$A$2:$A$26,MATCH($C302,'Shultis Faw'!$A$2:$A$26,1)+1)-INDEX('Shultis Faw'!$A$2:$A$26,MATCH($C302,'Shultis Faw'!$A$2:$A$26,1))),$C302*'Shultis Faw'!$C$2/'Shultis Faw'!$A$2)","v":2.6246400000000003},{"$f":"_xlfn.IFNA(INDEX('Shultis Faw'!$D$2:$D$26,MATCH($C302,'Shultis Faw'!$A$2:$A$26,1))+($C302-INDEX('Shultis Faw'!$A$2:$A$26,MATCH($C302,'Shultis Faw'!$A$2:$A$26,1)))*(INDEX('Shultis Faw'!$D$2:$D$26,MATCH($C302,'Shultis Faw'!$A$2:$A$26,1)+1)-INDEX('Shultis Faw'!$D$2:$D$26,MATCH($C302,'Shultis Faw'!$A$2:$A$26,1)))/(INDEX('Shultis Faw'!$A$2:$A$26,MATCH($C302,'Shultis Faw'!$A$2:$A$26,1)+1)-INDEX('Shultis Faw'!$A$2:$A$26,MATCH($C302,'Shultis Faw'!$A$2:$A$26,1))),$C302*'Shultis Faw'!$D$2/'Shultis Faw'!$A$2)","v":1.8563639999999999},{"$f":"_xlfn.IFNA(INDEX('Shultis Faw'!$B$2:$B$26,MATCH($C302,'Shultis Faw'!$A$2:$A$26,1))+($C302-INDEX('Shultis Faw'!$A$2:$A$26,MATCH($C302,'Shultis Faw'!$A$2:$A$26,1)))*(INDEX('Shultis Faw'!$B$2:$B$26,MATCH($C302,'Shultis Faw'!$A$2:$A$26,1)+1)-INDEX('Shultis Faw'!$B$2:$B$26,MATCH($C302,'Shultis Faw'!$A$2:$A$26,1)))/(INDEX('Shultis Faw'!$A$2:$A$26,MATCH($C302,'Shultis Faw'!$A$2:$A$26,1)+1)-INDEX('Shultis Faw'!$A$2:$A$26,MATCH($C302,'Shultis Faw'!$A$2:$A$26,1))),$C302*'Shultis Faw'!$B$2/'Shultis Faw'!$A$2)","v":-0.14590600000000001},{"$f":"_xlfn.IFNA(INDEX('Shultis Faw'!$E$2:$E$26,MATCH($C302,'Shultis Faw'!$A$2:$A$26,1))+($C302-INDEX('Shultis Faw'!$A$2:$A$26,MATCH($C302,'Shultis Faw'!$A$2:$A$26,1)))*(INDEX('Shultis Faw'!$E$2:$E$26,MATCH($C302,'Shultis Faw'!$A$2:$A$26,1)+1)-INDEX('Shultis Faw'!$E$2:$E$26,MATCH($C302,'Shultis Faw'!$A$2:$A$26,1)))/(INDEX('Shultis Faw'!$A$2:$A$26,MATCH($C302,'Shultis Faw'!$A$2:$A$26,1)+1)-INDEX('Shultis Faw'!$A$2:$A$26,MATCH($C302,'Shultis Faw'!$A$2:$A$26,1))),$C302*'Shultis Faw'!$E$2/'Shultis Faw'!$A$2)","v":5.84171E-2},{"$f":"_xlfn.IFNA(INDEX('Shultis Faw'!$F$2:$F$26,MATCH($C302,'Shultis Faw'!$A$2:$A$26,1))+($C302-INDEX('Shultis Faw'!$A$2:$A$26,MATCH($C302,'Shultis Faw'!$A$2:$A$26,1)))*(INDEX('Shultis Faw'!$F$2:$F$26,MATCH($C302,'Shultis Faw'!$A$2:$A$26,1)+1)-INDEX('Shultis Faw'!$F$2:$F$26,MATCH($C302,'Shultis Faw'!$A$2:$A$26,1)))/(INDEX('Shultis Faw'!$A$2:$A$26,MATCH($C302,'Shultis Faw'!$A$2:$A$26,1)+1)-INDEX('Shultis Faw'!$A$2:$A$26,MATCH($C302,'Shultis Faw'!$A$2:$A$26,1))),$C302*'Shultis Faw'!$F$2/'Shultis Faw'!$A$2)","v":14.25989},{"$f":"J302*(H302*'Externe blootstelling'!$D$23/2)^K302+L302*(TANH(((H302*'Externe blootstelling'!$D$23)/(2*M302))-2)-TANH(-2))/(1-TANH(-2))","v":1.7406141262567292},{"$f":"IF(N302=1,1+(I302-1)*H302*'Externe blootstelling'!$D$23/2,1+(I302-1)*(N302^(H302*'Externe blootstelling'!$D$23/2)-1)/(N302-1))","v":4.0033424464261103},{"$f":"G302*EXP(-H302*'Externe blootstelling'!$D$23/2)*O302","v":3.9084686501556821E-5}]
[null," g ",0.43589999999999995,6.9743999999999988E-14,3.8000000000000002E-5,{"$f":"_xlfn.IFNA(INDEX('hp (pSv cm2)'!$B$2:$B$52,MATCH($C303,'hp (pSv cm2)'!$A$2:$A$52,1))+($C303-INDEX('hp (pSv cm2)'!$A$2:$A$52,MATCH($C303,'hp (pSv cm2)'!$A$2:$A$52,1)))*(INDEX('hp (pSv cm2)'!$B$2:$B$52,MATCH($C303,'hp (pSv cm2)'!$A$2:$A$52,1)+1)-INDEX('hp (pSv cm2)'!$B$2:$B$52,MATCH($C303,'hp (pSv cm2)'!$A$2:$A$52,1)))/(INDEX('hp (pSv cm2)'!$A$2:$A$52,MATCH($C303,'hp (pSv cm2)'!$A$2:$A$52,1)+1)-INDEX('hp (pSv cm2)'!$A$2:$A$52,MATCH($C303,'hp (pSv cm2)'!$A$2:$A$52,1))),$C303*'hp (pSv cm2)'!$B$2/'hp (pSv cm2)'!$A$2)","v":2.1687299999999996},8.2411739999999992E-5,{"$f":"_xlfn.IFNA(0.997*(INDEX('Mass attenuation coefficients'!$B$2:$B$37,MATCH($C303,'Mass attenuation coefficients'!$A$2:$A$37,1))+($C303-INDEX('Mass attenuation coefficients'!$A$2:$A$37,MATCH($C303,'Mass attenuation coefficients'!$A$2:$A$37,1)))*(INDEX('Mass attenuation coefficients'!$B$2:$B$37,MATCH($C303,'Mass attenuation coefficients'!$A$2:$A$37,1)+1)-INDEX('Mass attenuation coefficients'!$B$2:$B$37,MATCH($C303,'Mass attenuation coefficients'!$A$2:$A$37,1)))/(INDEX('Mass attenuation coefficients'!$A$2:$A$37,MATCH($C303,'Mass attenuation coefficients'!$A$2:$A$37,1)+1)-INDEX('Mass attenuation coefficients'!$A$2:$A$37,MATCH($C303,'Mass attenuation coefficients'!$A$2:$A$37,1)))),0.997*$C303*'Mass attenuation coefficients'!$B$2/'Mass attenuation coefficients'!$A$2)","v":0.10247807070999999},{"$f":"_xlfn.IFNA(INDEX('Shultis Faw'!$C$2:$C$26,MATCH($C303,'Shultis Faw'!$A$2:$A$26,1))+($C303-INDEX('Shultis Faw'!$A$2:$A$26,MATCH($C303,'Shultis Faw'!$A$2:$A$26,1)))*(INDEX('Shultis Faw'!$C$2:$C$26,MATCH($C303,'Shultis Faw'!$A$2:$A$26,1)+1)-INDEX('Shultis Faw'!$C$2:$C$26,MATCH($C303,'Shultis Faw'!$A$2:$A$26,1)))/(INDEX('Shultis Faw'!$A$2:$A$26,MATCH($C303,'Shultis Faw'!$A$2:$A$26,1)+1)-INDEX('Shultis Faw'!$A$2:$A$26,MATCH($C303,'Shultis Faw'!$A$2:$A$26,1))),$C303*'Shultis Faw'!$C$2/'Shultis Faw'!$A$2)","v":2.60256},{"$f":"_xlfn.IFNA(INDEX('Shultis Faw'!$D$2:$D$26,MATCH($C303,'Shultis Faw'!$A$2:$A$26,1))+($C303-INDEX('Shultis Faw'!$A$2:$A$26,MATCH($C303,'Shultis Faw'!$A$2:$A$26,1)))*(INDEX('Shultis Faw'!$D$2:$D$26,MATCH($C303,'Shultis Faw'!$A$2:$A$26,1)+1)-INDEX('Shultis Faw'!$D$2:$D$26,MATCH($C303,'Shultis Faw'!$A$2:$A$26,1)))/(INDEX('Shultis Faw'!$A$2:$A$26,MATCH($C303,'Shultis Faw'!$A$2:$A$26,1)+1)-INDEX('Shultis Faw'!$A$2:$A$26,MATCH($C303,'Shultis Faw'!$A$2:$A$26,1))),$C303*'Shultis Faw'!$D$2/'Shultis Faw'!$A$2)","v":1.8403560000000001},{"$f":"_xlfn.IFNA(INDEX('Shultis Faw'!$B$2:$B$26,MATCH($C303,'Shultis Faw'!$A$2:$A$26,1))+($C303-INDEX('Shultis Faw'!$A$2:$A$26,MATCH($C303,'Shultis Faw'!$A$2:$A$26,1)))*(INDEX('Shultis Faw'!$B$2:$B$26,MATCH($C303,'Shultis Faw'!$A$2:$A$26,1)+1)-INDEX('Shultis Faw'!$B$2:$B$26,MATCH($C303,'Shultis Faw'!$A$2:$A$26,1)))/(INDEX('Shultis Faw'!$A$2:$A$26,MATCH($C303,'Shultis Faw'!$A$2:$A$26,1)+1)-INDEX('Shultis Faw'!$A$2:$A$26,MATCH($C303,'Shultis Faw'!$A$2:$A$26,1))),$C303*'Shultis Faw'!$B$2/'Shultis Faw'!$A$2)","v":-0.14397400000000002},{"$f":"_xlfn.IFNA(INDEX('Shultis Faw'!$E$2:$E$26,MATCH($C303,'Shultis Faw'!$A$2:$A$26,1))+($C303-INDEX('Shultis Faw'!$A$2:$A$26,MATCH($C303,'Shultis Faw'!$A$2:$A$26,1)))*(INDEX('Shultis Faw'!$E$2:$E$26,MATCH($C303,'Shultis Faw'!$A$2:$A$26,1)+1)-INDEX('Shultis Faw'!$E$2:$E$26,MATCH($C303,'Shultis Faw'!$A$2:$A$26,1)))/(INDEX('Shultis Faw'!$A$2:$A$26,MATCH($C303,'Shultis Faw'!$A$2:$A$26,1)+1)-INDEX('Shultis Faw'!$A$2:$A$26,MATCH($C303,'Shultis Faw'!$A$2:$A$26,1))),$C303*'Shultis Faw'!$E$2/'Shultis Faw'!$A$2)","v":5.7740900000000005E-2},{"$f":"_xlfn.IFNA(INDEX('Shultis Faw'!$F$2:$F$26,MATCH($C303,'Shultis Faw'!$A$2:$A$26,1))+($C303-INDEX('Shultis Faw'!$A$2:$A$26,MATCH($C303,'Shultis Faw'!$A$2:$A$26,1)))*(INDEX('Shultis Faw'!$F$2:$F$26,MATCH($C303,'Shultis Faw'!$A$2:$A$26,1)+1)-INDEX('Shultis Faw'!$F$2:$F$26,MATCH($C303,'Shultis Faw'!$A$2:$A$26,1)))/(INDEX('Shultis Faw'!$A$2:$A$26,MATCH($C303,'Shultis Faw'!$A$2:$A$26,1)+1)-INDEX('Shultis Faw'!$A$2:$A$26,MATCH($C303,'Shultis Faw'!$A$2:$A$26,1))),$C303*'Shultis Faw'!$F$2/'Shultis Faw'!$A$2)","v":14.272310000000001},{"$f":"J303*(H303*'Externe blootstelling'!$D$23/2)^K303+L303*(TANH(((H303*'Externe blootstelling'!$D$23)/(2*M303))-2)-TANH(-2))/(1-TANH(-2))","v":1.7301393962041858},{"$f":"IF(N303=1,1+(I303-1)*H303*'Externe blootstelling'!$D$23/2,1+(I303-1)*(N303^(H303*'Externe blootstelling'!$D$23/2)-1)/(N303-1))","v":3.9028973255736883},{"$f":"G303*EXP(-H303*'Externe blootstelling'!$D$23/2)*O303","v":6.914985928310097E-5}]
[null," g ",0.44449239999999995,7.1118783999999996E-14,5.6000000000000008E-3,{"$f":"_xlfn.IFNA(INDEX('hp (pSv cm2)'!$B$2:$B$52,MATCH($C304,'hp (pSv cm2)'!$A$2:$A$52,1))+($C304-INDEX('hp (pSv cm2)'!$A$2:$A$52,MATCH($C304,'hp (pSv cm2)'!$A$2:$A$52,1)))*(INDEX('hp (pSv cm2)'!$B$2:$B$52,MATCH($C304,'hp (pSv cm2)'!$A$2:$A$52,1)+1)-INDEX('hp (pSv cm2)'!$B$2:$B$52,MATCH($C304,'hp (pSv cm2)'!$A$2:$A$52,1)))/(INDEX('hp (pSv cm2)'!$A$2:$A$52,MATCH($C304,'hp (pSv cm2)'!$A$2:$A$52,1)+1)-INDEX('hp (pSv cm2)'!$A$2:$A$52,MATCH($C304,'hp (pSv cm2)'!$A$2:$A$52,1))),$C304*'hp (pSv cm2)'!$B$2/'hp (pSv cm2)'!$A$2)","v":2.2091142799999997},1.2371039968E-2,{"$f":"_xlfn.IFNA(0.997*(INDEX('Mass attenuation coefficients'!$B$2:$B$37,MATCH($C304,'Mass attenuation coefficients'!$A$2:$A$37,1))+($C304-INDEX('Mass attenuation coefficients'!$A$2:$A$37,MATCH($C304,'Mass attenuation coefficients'!$A$2:$A$37,1)))*(INDEX('Mass attenuation coefficients'!$B$2:$B$37,MATCH($C304,'Mass attenuation coefficients'!$A$2:$A$37,1)+1)-INDEX('Mass attenuation coefficients'!$B$2:$B$37,MATCH($C304,'Mass attenuation coefficients'!$A$2:$A$37,1)))/(INDEX('Mass attenuation coefficients'!$A$2:$A$37,MATCH($C304,'Mass attenuation coefficients'!$A$2:$A$37,1)+1)-INDEX('Mass attenuation coefficients'!$A$2:$A$37,MATCH($C304,'Mass attenuation coefficients'!$A$2:$A$37,1)))),0.997*$C304*'Mass attenuation coefficients'!$B$2/'Mass attenuation coefficients'!$A$2)","v":0.10168737142556},{"$f":"_xlfn.IFNA(INDEX('Shultis Faw'!$C$2:$C$26,MATCH($C304,'Shultis Faw'!$A$2:$A$26,1))+($C304-INDEX('Shultis Faw'!$A$2:$A$26,MATCH($C304,'Shultis Faw'!$A$2:$A$26,1)))*(INDEX('Shultis Faw'!$C$2:$C$26,MATCH($C304,'Shultis Faw'!$A$2:$A$26,1)+1)-INDEX('Shultis Faw'!$C$2:$C$26,MATCH($C304,'Shultis Faw'!$A$2:$A$26,1)))/(INDEX('Shultis Faw'!$A$2:$A$26,MATCH($C304,'Shultis Faw'!$A$2:$A$26,1)+1)-INDEX('Shultis Faw'!$A$2:$A$26,MATCH($C304,'Shultis Faw'!$A$2:$A$26,1))),$C304*'Shultis Faw'!$C$2/'Shultis Faw'!$A$2)","v":2.5888121600000003},{"$f":"_xlfn.IFNA(INDEX('Shultis Faw'!$D$2:$D$26,MATCH($C304,'Shultis Faw'!$A$2:$A$26,1))+($C304-INDEX('Shultis Faw'!$A$2:$A$26,MATCH($C304,'Shultis Faw'!$A$2:$A$26,1)))*(INDEX('Shultis Faw'!$D$2:$D$26,MATCH($C304,'Shultis Faw'!$A$2:$A$26,1)+1)-INDEX('Shultis Faw'!$D$2:$D$26,MATCH($C304,'Shultis Faw'!$A$2:$A$26,1)))/(INDEX('Shultis Faw'!$A$2:$A$26,MATCH($C304,'Shultis Faw'!$A$2:$A$26,1)+1)-INDEX('Shultis Faw'!$A$2:$A$26,MATCH($C304,'Shultis Faw'!$A$2:$A$26,1))),$C304*'Shultis Faw'!$D$2/'Shultis Faw'!$A$2)","v":1.8303888159999999},{"$f":"_xlfn.IFNA(INDEX('Shultis Faw'!$B$2:$B$26,MATCH($C304,'Shultis Faw'!$A$2:$A$26,1))+($C304-INDEX('Shultis Faw'!$A$2:$A$26,MATCH($C304,'Shultis Faw'!$A$2:$A$26,1)))*(INDEX('Shultis Faw'!$B$2:$B$26,MATCH($C304,'Shultis Faw'!$A$2:$A$26,1)+1)-INDEX('Shultis Faw'!$B$2:$B$26,MATCH($C304,'Shultis Faw'!$A$2:$A$26,1)))/(INDEX('Shultis Faw'!$A$2:$A$26,MATCH($C304,'Shultis Faw'!$A$2:$A$26,1)+1)-INDEX('Shultis Faw'!$A$2:$A$26,MATCH($C304,'Shultis Faw'!$A$2:$A$26,1))),$C304*'Shultis Faw'!$B$2/'Shultis Faw'!$A$2)","v":-0.142771064},{"$f":"_xlfn.IFNA(INDEX('Shultis Faw'!$E$2:$E$26,MATCH($C304,'Shultis Faw'!$A$2:$A$26,1))+($C304-INDEX('Shultis Faw'!$A$2:$A$26,MATCH($C304,'Shultis Faw'!$A$2:$A$26,1)))*(INDEX('Shultis Faw'!$E$2:$E$26,MATCH($C304,'Shultis Faw'!$A$2:$A$26,1)+1)-INDEX('Shultis Faw'!$E$2:$E$26,MATCH($C304,'Shultis Faw'!$A$2:$A$26,1)))/(INDEX('Shultis Faw'!$A$2:$A$26,MATCH($C304,'Shultis Faw'!$A$2:$A$26,1)+1)-INDEX('Shultis Faw'!$A$2:$A$26,MATCH($C304,'Shultis Faw'!$A$2:$A$26,1))),$C304*'Shultis Faw'!$E$2/'Shultis Faw'!$A$2)","v":5.7319872399999999E-2},{"$f":"_xlfn.IFNA(INDEX('Shultis Faw'!$F$2:$F$26,MATCH($C304,'Shultis Faw'!$A$2:$A$26,1))+($C304-INDEX('Shultis Faw'!$A$2:$A$26,MATCH($C304,'Shultis Faw'!$A$2:$A$26,1)))*(INDEX('Shultis Faw'!$F$2:$F$26,MATCH($C304,'Shultis Faw'!$A$2:$A$26,1)+1)-INDEX('Shultis Faw'!$F$2:$F$26,MATCH($C304,'Shultis Faw'!$A$2:$A$26,1)))/(INDEX('Shultis Faw'!$A$2:$A$26,MATCH($C304,'Shultis Faw'!$A$2:$A$26,1)+1)-INDEX('Shultis Faw'!$A$2:$A$26,MATCH($C304,'Shultis Faw'!$A$2:$A$26,1))),$C304*'Shultis Faw'!$F$2/'Shultis Faw'!$A$2)","v":14.28004316},{"$f":"J304*(H304*'Externe blootstelling'!$D$23/2)^K304+L304*(TANH(((H304*'Externe blootstelling'!$D$23)/(2*M304))-2)-TANH(-2))/(1-TANH(-2))","v":1.7235611907760136},{"$f":"IF(N304=1,1+(I304-1)*H304*'Externe blootstelling'!$D$23/2,1+(I304-1)*(N304^(H304*'Externe blootstelling'!$D$23/2)-1)/(N304-1))","v":3.8417512729625827},{"$f":"G304*EXP(-H304*'Externe blootstelling'!$D$23/2)*O304","v":1.0339546471659043E-2}]
[null," g ",0.46389999999999998,{"$f":"C305*1000000*1.6E-19","v":7.4223999999999998E-14},4.1999999999999998E-5,{"$f":"_xlfn.IFNA(INDEX('hp (pSv cm2)'!$B$2:$B$52,MATCH($C305,'hp (pSv cm2)'!$A$2:$A$52,1))+($C305-INDEX('hp (pSv cm2)'!$A$2:$A$52,MATCH($C305,'hp (pSv cm2)'!$A$2:$A$52,1)))*(INDEX('hp (pSv cm2)'!$B$2:$B$52,MATCH($C305,'hp (pSv cm2)'!$A$2:$A$52,1)+1)-INDEX('hp (pSv cm2)'!$B$2:$B$52,MATCH($C305,'hp (pSv cm2)'!$A$2:$A$52,1)))/(INDEX('hp (pSv cm2)'!$A$2:$A$52,MATCH($C305,'hp (pSv cm2)'!$A$2:$A$52,1)+1)-INDEX('hp (pSv cm2)'!$A$2:$A$52,MATCH($C305,'hp (pSv cm2)'!$A$2:$A$52,1))),$C305*'hp (pSv cm2)'!$B$2/'hp (pSv cm2)'!$A$2)","v":2.3003299999999998},{"$f":"F305*E305","v":9.6613859999999984E-5},{"$f":"_xlfn.IFNA(0.997*(INDEX('Mass attenuation coefficients'!$B$2:$B$37,MATCH($C305,'Mass attenuation coefficients'!$A$2:$A$37,1))+($C305-INDEX('Mass attenuation coefficients'!$A$2:$A$37,MATCH($C305,'Mass attenuation coefficients'!$A$2:$A$37,1)))*(INDEX('Mass attenuation coefficients'!$B$2:$B$37,MATCH($C305,'Mass attenuation coefficients'!$A$2:$A$37,1)+1)-INDEX('Mass attenuation coefficients'!$B$2:$B$37,MATCH($C305,'Mass attenuation coefficients'!$A$2:$A$37,1)))/(INDEX('Mass attenuation coefficients'!$A$2:$A$37,MATCH($C305,'Mass attenuation coefficients'!$A$2:$A$37,1)+1)-INDEX('Mass attenuation coefficients'!$A$2:$A$37,MATCH($C305,'Mass attenuation coefficients'!$A$2:$A$37,1)))),0.997*$C305*'Mass attenuation coefficients'!$B$2/'Mass attenuation coefficients'!$A$2)","v":9.9901423909999995E-2},{"$f":"_xlfn.IFNA(INDEX('Shultis Faw'!$C$2:$C$26,MATCH($C305,'Shultis Faw'!$A$2:$A$26,1))+($C305-INDEX('Shultis Faw'!$A$2:$A$26,MATCH($C305,'Shultis Faw'!$A$2:$A$26,1)))*(INDEX('Shultis Faw'!$C$2:$C$26,MATCH($C305,'Shultis Faw'!$A$2:$A$26,1)+1)-INDEX('Shultis Faw'!$C$2:$C$26,MATCH($C305,'Shultis Faw'!$A$2:$A$26,1)))/(INDEX('Shultis Faw'!$A$2:$A$26,MATCH($C305,'Shultis Faw'!$A$2:$A$26,1)+1)-INDEX('Shultis Faw'!$A$2:$A$26,MATCH($C305,'Shultis Faw'!$A$2:$A$26,1))),$C305*'Shultis Faw'!$C$2/'Shultis Faw'!$A$2)","v":2.55776},{"$f":"_xlfn.IFNA(INDEX('Shultis Faw'!$D$2:$D$26,MATCH($C305,'Shultis Faw'!$A$2:$A$26,1))+($C305-INDEX('Shultis Faw'!$A$2:$A$26,MATCH($C305,'Shultis Faw'!$A$2:$A$26,1)))*(INDEX('Shultis Faw'!$D$2:$D$26,MATCH($C305,'Shultis Faw'!$A$2:$A$26,1)+1)-INDEX('Shultis Faw'!$D$2:$D$26,MATCH($C305,'Shultis Faw'!$A$2:$A$26,1)))/(INDEX('Shultis Faw'!$A$2:$A$26,MATCH($C305,'Shultis Faw'!$A$2:$A$26,1)+1)-INDEX('Shultis Faw'!$A$2:$A$26,MATCH($C305,'Shultis Faw'!$A$2:$A$26,1))),$C305*'Shultis Faw'!$D$2/'Shultis Faw'!$A$2)","v":1.807876},{"$f":"_xlfn.IFNA(INDEX('Shultis Faw'!$B$2:$B$26,MATCH($C305,'Shultis Faw'!$A$2:$A$26,1))+($C305-INDEX('Shultis Faw'!$A$2:$A$26,MATCH($C305,'Shultis Faw'!$A$2:$A$26,1)))*(INDEX('Shultis Faw'!$B$2:$B$26,MATCH($C305,'Shultis Faw'!$A$2:$A$26,1)+1)-INDEX('Shultis Faw'!$B$2:$B$26,MATCH($C305,'Shultis Faw'!$A$2:$A$26,1)))/(INDEX('Shultis Faw'!$A$2:$A$26,MATCH($C305,'Shultis Faw'!$A$2:$A$26,1)+1)-INDEX('Shultis Faw'!$A$2:$A$26,MATCH($C305,'Shultis Faw'!$A$2:$A$26,1))),$C305*'Shultis Faw'!$B$2/'Shultis Faw'!$A$2)","v":-0.14005400000000001},{"$f":"_xlfn.IFNA(INDEX('Shultis Faw'!$E$2:$E$26,MATCH($C305,'Shultis Faw'!$A$2:$A$26,1))+($C305-INDEX('Shultis Faw'!$A$2:$A$26,MATCH($C305,'Shultis Faw'!$A$2:$A$26,1)))*(INDEX('Shultis Faw'!$E$2:$E$26,MATCH($C305,'Shultis Faw'!$A$2:$A$26,1)+1)-INDEX('Shultis Faw'!$E$2:$E$26,MATCH($C305,'Shultis Faw'!$A$2:$A$26,1)))/(INDEX('Shultis Faw'!$A$2:$A$26,MATCH($C305,'Shultis Faw'!$A$2:$A$26,1)+1)-INDEX('Shultis Faw'!$A$2:$A$26,MATCH($C305,'Shultis Faw'!$A$2:$A$26,1))),$C305*'Shultis Faw'!$E$2/'Shultis Faw'!$A$2)","v":5.63689E-2},{"$f":"_xlfn.IFNA(INDEX('Shultis Faw'!$F$2:$F$26,MATCH($C305,'Shultis Faw'!$A$2:$A$26,1))+($C305-INDEX('Shultis Faw'!$A$2:$A$26,MATCH($C305,'Shultis Faw'!$A$2:$A$26,1)))*(INDEX('Shultis Faw'!$F$2:$F$26,MATCH($C305,'Shultis Faw'!$A$2:$A$26,1)+1)-INDEX('Shultis Faw'!$F$2:$F$26,MATCH($C305,'Shultis Faw'!$A$2:$A$26,1)))/(INDEX('Shultis Faw'!$A$2:$A$26,MATCH($C305,'Shultis Faw'!$A$2:$A$26,1)+1)-INDEX('Shultis Faw'!$A$2:$A$26,MATCH($C305,'Shultis Faw'!$A$2:$A$26,1))),$C305*'Shultis Faw'!$F$2/'Shultis Faw'!$A$2)","v":14.297510000000001},{"$f":"J305*(H305*'Externe blootstelling'!$D$23/2)^K305+L305*(TANH(((H305*'Externe blootstelling'!$D$23)/(2*M305))-2)-TANH(-2))/(1-TANH(-2))","v":1.7085441142523594},{"$f":"IF(N305=1,1+(I305-1)*H305*'Externe blootstelling'!$D$23/2,1+(I305-1)*(N305^(H305*'Externe blootstelling'!$D$23/2)-1)/(N305-1))","v":3.7074798307417267},{"$f":"G305*EXP(-H305*'Externe blootstelling'!$D$23/2)*O305","v":8.0042136753416158E-5}]
[null," g ",0.46783999999999998,7.4854399999999995E-14,6.0400000000000004E-4,{"$f":"_xlfn.IFNA(INDEX('hp (pSv cm2)'!$B$2:$B$52,MATCH($C306,'hp (pSv cm2)'!$A$2:$A$52,1))+($C306-INDEX('hp (pSv cm2)'!$A$2:$A$52,MATCH($C306,'hp (pSv cm2)'!$A$2:$A$52,1)))*(INDEX('hp (pSv cm2)'!$B$2:$B$52,MATCH($C306,'hp (pSv cm2)'!$A$2:$A$52,1)+1)-INDEX('hp (pSv cm2)'!$B$2:$B$52,MATCH($C306,'hp (pSv cm2)'!$A$2:$A$52,1)))/(INDEX('hp (pSv cm2)'!$A$2:$A$52,MATCH($C306,'hp (pSv cm2)'!$A$2:$A$52,1)+1)-INDEX('hp (pSv cm2)'!$A$2:$A$52,MATCH($C306,'hp (pSv cm2)'!$A$2:$A$52,1))),$C306*'hp (pSv cm2)'!$B$2/'hp (pSv cm2)'!$A$2)","v":2.318848},1.4005841920000002E-3,{"$f":"_xlfn.IFNA(0.997*(INDEX('Mass attenuation coefficients'!$B$2:$B$37,MATCH($C306,'Mass attenuation coefficients'!$A$2:$A$37,1))+($C306-INDEX('Mass attenuation coefficients'!$A$2:$A$37,MATCH($C306,'Mass attenuation coefficients'!$A$2:$A$37,1)))*(INDEX('Mass attenuation coefficients'!$B$2:$B$37,MATCH($C306,'Mass attenuation coefficients'!$A$2:$A$37,1)+1)-INDEX('Mass attenuation coefficients'!$B$2:$B$37,MATCH($C306,'Mass attenuation coefficients'!$A$2:$A$37,1)))/(INDEX('Mass attenuation coefficients'!$A$2:$A$37,MATCH($C306,'Mass attenuation coefficients'!$A$2:$A$37,1)+1)-INDEX('Mass attenuation coefficients'!$A$2:$A$37,MATCH($C306,'Mass attenuation coefficients'!$A$2:$A$37,1)))),0.997*$C306*'Mass attenuation coefficients'!$B$2/'Mass attenuation coefficients'!$A$2)","v":9.9538852895999994E-2},{"$f":"_xlfn.IFNA(INDEX('Shultis Faw'!$C$2:$C$26,MATCH($C306,'Shultis Faw'!$A$2:$A$26,1))+($C306-INDEX('Shultis Faw'!$A$2:$A$26,MATCH($C306,'Shultis Faw'!$A$2:$A$26,1)))*(INDEX('Shultis Faw'!$C$2:$C$26,MATCH($C306,'Shultis Faw'!$A$2:$A$26,1)+1)-INDEX('Shultis Faw'!$C$2:$C$26,MATCH($C306,'Shultis Faw'!$A$2:$A$26,1)))/(INDEX('Shultis Faw'!$A$2:$A$26,MATCH($C306,'Shultis Faw'!$A$2:$A$26,1)+1)-INDEX('Shultis Faw'!$A$2:$A$26,MATCH($C306,'Shultis Faw'!$A$2:$A$26,1))),$C306*'Shultis Faw'!$C$2/'Shultis Faw'!$A$2)","v":2.5514559999999999},{"$f":"_xlfn.IFNA(INDEX('Shultis Faw'!$D$2:$D$26,MATCH($C306,'Shultis Faw'!$A$2:$A$26,1))+($C306-INDEX('Shultis Faw'!$A$2:$A$26,MATCH($C306,'Shultis Faw'!$A$2:$A$26,1)))*(INDEX('Shultis Faw'!$D$2:$D$26,MATCH($C306,'Shultis Faw'!$A$2:$A$26,1)+1)-INDEX('Shultis Faw'!$D$2:$D$26,MATCH($C306,'Shultis Faw'!$A$2:$A$26,1)))/(INDEX('Shultis Faw'!$A$2:$A$26,MATCH($C306,'Shultis Faw'!$A$2:$A$26,1)+1)-INDEX('Shultis Faw'!$A$2:$A$26,MATCH($C306,'Shultis Faw'!$A$2:$A$26,1))),$C306*'Shultis Faw'!$D$2/'Shultis Faw'!$A$2)","v":1.8033056000000001},{"$f":"_xlfn.IFNA(INDEX('Shultis Faw'!$B$2:$B$26,MATCH($C306,'Shultis Faw'!$A$2:$A$26,1))+($C306-INDEX('Shultis Faw'!$A$2:$A$26,MATCH($C306,'Shultis Faw'!$A$2:$A$26,1)))*(INDEX('Shultis Faw'!$B$2:$B$26,MATCH($C306,'Shultis Faw'!$A$2:$A$26,1)+1)-INDEX('Shultis Faw'!$B$2:$B$26,MATCH($C306,'Shultis Faw'!$A$2:$A$26,1)))/(INDEX('Shultis Faw'!$A$2:$A$26,MATCH($C306,'Shultis Faw'!$A$2:$A$26,1)+1)-INDEX('Shultis Faw'!$A$2:$A$26,MATCH($C306,'Shultis Faw'!$A$2:$A$26,1))),$C306*'Shultis Faw'!$B$2/'Shultis Faw'!$A$2)","v":-0.1395024},{"$f":"_xlfn.IFNA(INDEX('Shultis Faw'!$E$2:$E$26,MATCH($C306,'Shultis Faw'!$A$2:$A$26,1))+($C306-INDEX('Shultis Faw'!$A$2:$A$26,MATCH($C306,'Shultis Faw'!$A$2:$A$26,1)))*(INDEX('Shultis Faw'!$E$2:$E$26,MATCH($C306,'Shultis Faw'!$A$2:$A$26,1)+1)-INDEX('Shultis Faw'!$E$2:$E$26,MATCH($C306,'Shultis Faw'!$A$2:$A$26,1)))/(INDEX('Shultis Faw'!$A$2:$A$26,MATCH($C306,'Shultis Faw'!$A$2:$A$26,1)+1)-INDEX('Shultis Faw'!$A$2:$A$26,MATCH($C306,'Shultis Faw'!$A$2:$A$26,1))),$C306*'Shultis Faw'!$E$2/'Shultis Faw'!$A$2)","v":5.6175840000000005E-2},{"$f":"_xlfn.IFNA(INDEX('Shultis Faw'!$F$2:$F$26,MATCH($C306,'Shultis Faw'!$A$2:$A$26,1))+($C306-INDEX('Shultis Faw'!$A$2:$A$26,MATCH($C306,'Shultis Faw'!$A$2:$A$26,1)))*(INDEX('Shultis Faw'!$F$2:$F$26,MATCH($C306,'Shultis Faw'!$A$2:$A$26,1)+1)-INDEX('Shultis Faw'!$F$2:$F$26,MATCH($C306,'Shultis Faw'!$A$2:$A$26,1)))/(INDEX('Shultis Faw'!$A$2:$A$26,MATCH($C306,'Shultis Faw'!$A$2:$A$26,1)+1)-INDEX('Shultis Faw'!$A$2:$A$26,MATCH($C306,'Shultis Faw'!$A$2:$A$26,1))),$C306*'Shultis Faw'!$F$2/'Shultis Faw'!$A$2)","v":14.301056000000001},{"$f":"J306*(H306*'Externe blootstelling'!$D$23/2)^K306+L306*(TANH(((H306*'Externe blootstelling'!$D$23)/(2*M306))-2)-TANH(-2))/(1-TANH(-2))","v":1.7054685378550722},{"$f":"IF(N306=1,1+(I306-1)*H306*'Externe blootstelling'!$D$23/2,1+(I306-1)*(N306^(H306*'Externe blootstelling'!$D$23/2)-1)/(N306-1))","v":3.680857997678904},{"$f":"G306*EXP(-H306*'Externe blootstelling'!$D$23/2)*O306","v":1.1582989572251243E-3}]
[null," g ",0.47826999999999997,7.652319999999999E-14,2.2400000000000002E-3,{"$f":"_xlfn.IFNA(INDEX('hp (pSv cm2)'!$B$2:$B$52,MATCH($C307,'hp (pSv cm2)'!$A$2:$A$52,1))+($C307-INDEX('hp (pSv cm2)'!$A$2:$A$52,MATCH($C307,'hp (pSv cm2)'!$A$2:$A$52,1)))*(INDEX('hp (pSv cm2)'!$B$2:$B$52,MATCH($C307,'hp (pSv cm2)'!$A$2:$A$52,1)+1)-INDEX('hp (pSv cm2)'!$B$2:$B$52,MATCH($C307,'hp (pSv cm2)'!$A$2:$A$52,1)))/(INDEX('hp (pSv cm2)'!$A$2:$A$52,MATCH($C307,'hp (pSv cm2)'!$A$2:$A$52,1)+1)-INDEX('hp (pSv cm2)'!$A$2:$A$52,MATCH($C307,'hp (pSv cm2)'!$A$2:$A$52,1))),$C307*'hp (pSv cm2)'!$B$2/'hp (pSv cm2)'!$A$2)","v":2.3678689999999998},5.3040265600000002E-3,{"$f":"_xlfn.IFNA(0.997*(INDEX('Mass attenuation coefficients'!$B$2:$B$37,MATCH($C307,'Mass attenuation coefficients'!$A$2:$A$37,1))+($C307-INDEX('Mass attenuation coefficients'!$A$2:$A$37,MATCH($C307,'Mass attenuation coefficients'!$A$2:$A$37,1)))*(INDEX('Mass attenuation coefficients'!$B$2:$B$37,MATCH($C307,'Mass attenuation coefficients'!$A$2:$A$37,1)+1)-INDEX('Mass attenuation coefficients'!$B$2:$B$37,MATCH($C307,'Mass attenuation coefficients'!$A$2:$A$37,1)))/(INDEX('Mass attenuation coefficients'!$A$2:$A$37,MATCH($C307,'Mass attenuation coefficients'!$A$2:$A$37,1)+1)-INDEX('Mass attenuation coefficients'!$A$2:$A$37,MATCH($C307,'Mass attenuation coefficients'!$A$2:$A$37,1)))),0.997*$C307*'Mass attenuation coefficients'!$B$2/'Mass attenuation coefficients'!$A$2)","v":9.8579051963000014E-2},{"$f":"_xlfn.IFNA(INDEX('Shultis Faw'!$C$2:$C$26,MATCH($C307,'Shultis Faw'!$A$2:$A$26,1))+($C307-INDEX('Shultis Faw'!$A$2:$A$26,MATCH($C307,'Shultis Faw'!$A$2:$A$26,1)))*(INDEX('Shultis Faw'!$C$2:$C$26,MATCH($C307,'Shultis Faw'!$A$2:$A$26,1)+1)-INDEX('Shultis Faw'!$C$2:$C$26,MATCH($C307,'Shultis Faw'!$A$2:$A$26,1)))/(INDEX('Shultis Faw'!$A$2:$A$26,MATCH($C307,'Shultis Faw'!$A$2:$A$26,1)+1)-INDEX('Shultis Faw'!$A$2:$A$26,MATCH($C307,'Shultis Faw'!$A$2:$A$26,1))),$C307*'Shultis Faw'!$C$2/'Shultis Faw'!$A$2)","v":2.5347680000000001},{"$f":"_xlfn.IFNA(INDEX('Shultis Faw'!$D$2:$D$26,MATCH($C307,'Shultis Faw'!$A$2:$A$26,1))+($C307-INDEX('Shultis Faw'!$A$2:$A$26,MATCH($C307,'Shultis Faw'!$A$2:$A$26,1)))*(INDEX('Shultis Faw'!$D$2:$D$26,MATCH($C307,'Shultis Faw'!$A$2:$A$26,1)+1)-INDEX('Shultis Faw'!$D$2:$D$26,MATCH($C307,'Shultis Faw'!$A$2:$A$26,1)))/(INDEX('Shultis Faw'!$A$2:$A$26,MATCH($C307,'Shultis Faw'!$A$2:$A$26,1)+1)-INDEX('Shultis Faw'!$A$2:$A$26,MATCH($C307,'Shultis Faw'!$A$2:$A$26,1))),$C307*'Shultis Faw'!$D$2/'Shultis Faw'!$A$2)","v":1.7912068000000001},{"$f":"_xlfn.IFNA(INDEX('Shultis Faw'!$B$2:$B$26,MATCH($C307,'Shultis Faw'!$A$2:$A$26,1))+($C307-INDEX('Shultis Faw'!$A$2:$A$26,MATCH($C307,'Shultis Faw'!$A$2:$A$26,1)))*(INDEX('Shultis Faw'!$B$2:$B$26,MATCH($C307,'Shultis Faw'!$A$2:$A$26,1)+1)-INDEX('Shultis Faw'!$B$2:$B$26,MATCH($C307,'Shultis Faw'!$A$2:$A$26,1)))/(INDEX('Shultis Faw'!$A$2:$A$26,MATCH($C307,'Shultis Faw'!$A$2:$A$26,1)+1)-INDEX('Shultis Faw'!$A$2:$A$26,MATCH($C307,'Shultis Faw'!$A$2:$A$26,1))),$C307*'Shultis Faw'!$B$2/'Shultis Faw'!$A$2)","v":-0.1380422},{"$f":"_xlfn.IFNA(INDEX('Shultis Faw'!$E$2:$E$26,MATCH($C307,'Shultis Faw'!$A$2:$A$26,1))+($C307-INDEX('Shultis Faw'!$A$2:$A$26,MATCH($C307,'Shultis Faw'!$A$2:$A$26,1)))*(INDEX('Shultis Faw'!$E$2:$E$26,MATCH($C307,'Shultis Faw'!$A$2:$A$26,1)+1)-INDEX('Shultis Faw'!$E$2:$E$26,MATCH($C307,'Shultis Faw'!$A$2:$A$26,1)))/(INDEX('Shultis Faw'!$A$2:$A$26,MATCH($C307,'Shultis Faw'!$A$2:$A$26,1)+1)-INDEX('Shultis Faw'!$A$2:$A$26,MATCH($C307,'Shultis Faw'!$A$2:$A$26,1))),$C307*'Shultis Faw'!$E$2/'Shultis Faw'!$A$2)","v":5.5664770000000002E-2},{"$f":"_xlfn.IFNA(INDEX('Shultis Faw'!$F$2:$F$26,MATCH($C307,'Shultis Faw'!$A$2:$A$26,1))+($C307-INDEX('Shultis Faw'!$A$2:$A$26,MATCH($C307,'Shultis Faw'!$A$2:$A$26,1)))*(INDEX('Shultis Faw'!$F$2:$F$26,MATCH($C307,'Shultis Faw'!$A$2:$A$26,1)+1)-INDEX('Shultis Faw'!$F$2:$F$26,MATCH($C307,'Shultis Faw'!$A$2:$A$26,1)))/(INDEX('Shultis Faw'!$A$2:$A$26,MATCH($C307,'Shultis Faw'!$A$2:$A$26,1)+1)-INDEX('Shultis Faw'!$A$2:$A$26,MATCH($C307,'Shultis Faw'!$A$2:$A$26,1))),$C307*'Shultis Faw'!$F$2/'Shultis Faw'!$A$2)","v":14.310442999999999},{"$f":"J307*(H307*'Externe blootstelling'!$D$23/2)^K307+L307*(TANH(((H307*'Externe blootstelling'!$D$23)/(2*M307))-2)-TANH(-2))/(1-TANH(-2))","v":1.6972829905021667},{"$f":"IF(N307=1,1+(I307-1)*H307*'Externe blootstelling'!$D$23/2,1+(I307-1)*(N307^(H307*'Externe blootstelling'!$D$23/2)-1)/(N307-1))","v":3.6114007928986913},{"$f":"G307*EXP(-H307*'Externe blootstelling'!$D$23/2)*O307","v":4.3661264027416566E-3}]
[null," g ",0.48061000000000004,7.6897600000000009E-14,4.7999999999999994E-5,{"$f":"_xlfn.IFNA(INDEX('hp (pSv cm2)'!$B$2:$B$52,MATCH($C308,'hp (pSv cm2)'!$A$2:$A$52,1))+($C308-INDEX('hp (pSv cm2)'!$A$2:$A$52,MATCH($C308,'hp (pSv cm2)'!$A$2:$A$52,1)))*(INDEX('hp (pSv cm2)'!$B$2:$B$52,MATCH($C308,'hp (pSv cm2)'!$A$2:$A$52,1)+1)-INDEX('hp (pSv cm2)'!$B$2:$B$52,MATCH($C308,'hp (pSv cm2)'!$A$2:$A$52,1)))/(INDEX('hp (pSv cm2)'!$A$2:$A$52,MATCH($C308,'hp (pSv cm2)'!$A$2:$A$52,1)+1)-INDEX('hp (pSv cm2)'!$A$2:$A$52,MATCH($C308,'hp (pSv cm2)'!$A$2:$A$52,1))),$C308*'hp (pSv cm2)'!$B$2/'hp (pSv cm2)'!$A$2)","v":2.3788670000000005},1.1418561600000001E-4,{"$f":"_xlfn.IFNA(0.997*(INDEX('Mass attenuation coefficients'!$B$2:$B$37,MATCH($C308,'Mass attenuation coefficients'!$A$2:$A$37,1))+($C308-INDEX('Mass attenuation coefficients'!$A$2:$A$37,MATCH($C308,'Mass attenuation coefficients'!$A$2:$A$37,1)))*(INDEX('Mass attenuation coefficients'!$B$2:$B$37,MATCH($C308,'Mass attenuation coefficients'!$A$2:$A$37,1)+1)-INDEX('Mass attenuation coefficients'!$B$2:$B$37,MATCH($C308,'Mass attenuation coefficients'!$A$2:$A$37,1)))/(INDEX('Mass attenuation coefficients'!$A$2:$A$37,MATCH($C308,'Mass attenuation coefficients'!$A$2:$A$37,1)+1)-INDEX('Mass attenuation coefficients'!$A$2:$A$37,MATCH($C308,'Mass attenuation coefficients'!$A$2:$A$37,1)))),0.997*$C308*'Mass attenuation coefficients'!$B$2/'Mass attenuation coefficients'!$A$2)","v":9.836371790899999E-2},{"$f":"_xlfn.IFNA(INDEX('Shultis Faw'!$C$2:$C$26,MATCH($C308,'Shultis Faw'!$A$2:$A$26,1))+($C308-INDEX('Shultis Faw'!$A$2:$A$26,MATCH($C308,'Shultis Faw'!$A$2:$A$26,1)))*(INDEX('Shultis Faw'!$C$2:$C$26,MATCH($C308,'Shultis Faw'!$A$2:$A$26,1)+1)-INDEX('Shultis Faw'!$C$2:$C$26,MATCH($C308,'Shultis Faw'!$A$2:$A$26,1)))/(INDEX('Shultis Faw'!$A$2:$A$26,MATCH($C308,'Shultis Faw'!$A$2:$A$26,1)+1)-INDEX('Shultis Faw'!$A$2:$A$26,MATCH($C308,'Shultis Faw'!$A$2:$A$26,1))),$C308*'Shultis Faw'!$C$2/'Shultis Faw'!$A$2)","v":2.5310239999999999},{"$f":"_xlfn.IFNA(INDEX('Shultis Faw'!$D$2:$D$26,MATCH($C308,'Shultis Faw'!$A$2:$A$26,1))+($C308-INDEX('Shultis Faw'!$A$2:$A$26,MATCH($C308,'Shultis Faw'!$A$2:$A$26,1)))*(INDEX('Shultis Faw'!$D$2:$D$26,MATCH($C308,'Shultis Faw'!$A$2:$A$26,1)+1)-INDEX('Shultis Faw'!$D$2:$D$26,MATCH($C308,'Shultis Faw'!$A$2:$A$26,1)))/(INDEX('Shultis Faw'!$A$2:$A$26,MATCH($C308,'Shultis Faw'!$A$2:$A$26,1)+1)-INDEX('Shultis Faw'!$A$2:$A$26,MATCH($C308,'Shultis Faw'!$A$2:$A$26,1))),$C308*'Shultis Faw'!$D$2/'Shultis Faw'!$A$2)","v":1.7884924},{"$f":"_xlfn.IFNA(INDEX('Shultis Faw'!$B$2:$B$26,MATCH($C308,'Shultis Faw'!$A$2:$A$26,1))+($C308-INDEX('Shultis Faw'!$A$2:$A$26,MATCH($C308,'Shultis Faw'!$A$2:$A$26,1)))*(INDEX('Shultis Faw'!$B$2:$B$26,MATCH($C308,'Shultis Faw'!$A$2:$A$26,1)+1)-INDEX('Shultis Faw'!$B$2:$B$26,MATCH($C308,'Shultis Faw'!$A$2:$A$26,1)))/(INDEX('Shultis Faw'!$A$2:$A$26,MATCH($C308,'Shultis Faw'!$A$2:$A$26,1)+1)-INDEX('Shultis Faw'!$A$2:$A$26,MATCH($C308,'Shultis Faw'!$A$2:$A$26,1))),$C308*'Shultis Faw'!$B$2/'Shultis Faw'!$A$2)","v":-0.13771459999999999},{"$f":"_xlfn.IFNA(INDEX('Shultis Faw'!$E$2:$E$26,MATCH($C308,'Shultis Faw'!$A$2:$A$26,1))+($C308-INDEX('Shultis Faw'!$A$2:$A$26,MATCH($C308,'Shultis Faw'!$A$2:$A$26,1)))*(INDEX('Shultis Faw'!$E$2:$E$26,MATCH($C308,'Shultis Faw'!$A$2:$A$26,1)+1)-INDEX('Shultis Faw'!$E$2:$E$26,MATCH($C308,'Shultis Faw'!$A$2:$A$26,1)))/(INDEX('Shultis Faw'!$A$2:$A$26,MATCH($C308,'Shultis Faw'!$A$2:$A$26,1)+1)-INDEX('Shultis Faw'!$A$2:$A$26,MATCH($C308,'Shultis Faw'!$A$2:$A$26,1))),$C308*'Shultis Faw'!$E$2/'Shultis Faw'!$A$2)","v":5.555011E-2},{"$f":"_xlfn.IFNA(INDEX('Shultis Faw'!$F$2:$F$26,MATCH($C308,'Shultis Faw'!$A$2:$A$26,1))+($C308-INDEX('Shultis Faw'!$A$2:$A$26,MATCH($C308,'Shultis Faw'!$A$2:$A$26,1)))*(INDEX('Shultis Faw'!$F$2:$F$26,MATCH($C308,'Shultis Faw'!$A$2:$A$26,1)+1)-INDEX('Shultis Faw'!$F$2:$F$26,MATCH($C308,'Shultis Faw'!$A$2:$A$26,1)))/(INDEX('Shultis Faw'!$A$2:$A$26,MATCH($C308,'Shultis Faw'!$A$2:$A$26,1)+1)-INDEX('Shultis Faw'!$A$2:$A$26,MATCH($C308,'Shultis Faw'!$A$2:$A$26,1))),$C308*'Shultis Faw'!$F$2/'Shultis Faw'!$A$2)","v":14.312549000000001},{"$f":"J308*(H308*'Externe blootstelling'!$D$23/2)^K308+L308*(TANH(((H308*'Externe blootstelling'!$D$23)/(2*M308))-2)-TANH(-2))/(1-TANH(-2))","v":1.6954377952164115},{"$f":"IF(N308=1,1+(I308-1)*H308*'Externe blootstelling'!$D$23/2,1+(I308-1)*(N308^(H308*'Externe blootstelling'!$D$23/2)-1)/(N308-1))","v":3.5960184016491472},{"$f":"G308*EXP(-H308*'Externe blootstelling'!$D$23/2)*O308","v":9.3896846311150592E-5}]
[null," g ",0.48374,7.7398400000000001E-14,5.0000000000000002E-5,{"$f":"_xlfn.IFNA(INDEX('hp (pSv cm2)'!$B$2:$B$52,MATCH($C309,'hp (pSv cm2)'!$A$2:$A$52,1))+($C309-INDEX('hp (pSv cm2)'!$A$2:$A$52,MATCH($C309,'hp (pSv cm2)'!$A$2:$A$52,1)))*(INDEX('hp (pSv cm2)'!$B$2:$B$52,MATCH($C309,'hp (pSv cm2)'!$A$2:$A$52,1)+1)-INDEX('hp (pSv cm2)'!$B$2:$B$52,MATCH($C309,'hp (pSv cm2)'!$A$2:$A$52,1)))/(INDEX('hp (pSv cm2)'!$A$2:$A$52,MATCH($C309,'hp (pSv cm2)'!$A$2:$A$52,1)+1)-INDEX('hp (pSv cm2)'!$A$2:$A$52,MATCH($C309,'hp (pSv cm2)'!$A$2:$A$52,1))),$C309*'hp (pSv cm2)'!$B$2/'hp (pSv cm2)'!$A$2)","v":2.3935780000000002},1.1967890000000001E-4,{"$f":"_xlfn.IFNA(0.997*(INDEX('Mass attenuation coefficients'!$B$2:$B$37,MATCH($C309,'Mass attenuation coefficients'!$A$2:$A$37,1))+($C309-INDEX('Mass attenuation coefficients'!$A$2:$A$37,MATCH($C309,'Mass attenuation coefficients'!$A$2:$A$37,1)))*(INDEX('Mass attenuation coefficients'!$B$2:$B$37,MATCH($C309,'Mass attenuation coefficients'!$A$2:$A$37,1)+1)-INDEX('Mass attenuation coefficients'!$B$2:$B$37,MATCH($C309,'Mass attenuation coefficients'!$A$2:$A$37,1)))/(INDEX('Mass attenuation coefficients'!$A$2:$A$37,MATCH($C309,'Mass attenuation coefficients'!$A$2:$A$37,1)+1)-INDEX('Mass attenuation coefficients'!$A$2:$A$37,MATCH($C309,'Mass attenuation coefficients'!$A$2:$A$37,1)))),0.997*$C309*'Mass attenuation coefficients'!$B$2/'Mass attenuation coefficients'!$A$2)","v":9.8075685605999996E-2},{"$f":"_xlfn.IFNA(INDEX('Shultis Faw'!$C$2:$C$26,MATCH($C309,'Shultis Faw'!$A$2:$A$26,1))+($C309-INDEX('Shultis Faw'!$A$2:$A$26,MATCH($C309,'Shultis Faw'!$A$2:$A$26,1)))*(INDEX('Shultis Faw'!$C$2:$C$26,MATCH($C309,'Shultis Faw'!$A$2:$A$26,1)+1)-INDEX('Shultis Faw'!$C$2:$C$26,MATCH($C309,'Shultis Faw'!$A$2:$A$26,1)))/(INDEX('Shultis Faw'!$A$2:$A$26,MATCH($C309,'Shultis Faw'!$A$2:$A$26,1)+1)-INDEX('Shultis Faw'!$A$2:$A$26,MATCH($C309,'Shultis Faw'!$A$2:$A$26,1))),$C309*'Shultis Faw'!$C$2/'Shultis Faw'!$A$2)","v":2.5260160000000003},{"$f":"_xlfn.IFNA(INDEX('Shultis Faw'!$D$2:$D$26,MATCH($C309,'Shultis Faw'!$A$2:$A$26,1))+($C309-INDEX('Shultis Faw'!$A$2:$A$26,MATCH($C309,'Shultis Faw'!$A$2:$A$26,1)))*(INDEX('Shultis Faw'!$D$2:$D$26,MATCH($C309,'Shultis Faw'!$A$2:$A$26,1)+1)-INDEX('Shultis Faw'!$D$2:$D$26,MATCH($C309,'Shultis Faw'!$A$2:$A$26,1)))/(INDEX('Shultis Faw'!$A$2:$A$26,MATCH($C309,'Shultis Faw'!$A$2:$A$26,1)+1)-INDEX('Shultis Faw'!$A$2:$A$26,MATCH($C309,'Shultis Faw'!$A$2:$A$26,1))),$C309*'Shultis Faw'!$D$2/'Shultis Faw'!$A$2)","v":1.7848615999999999},{"$f":"_xlfn.IFNA(INDEX('Shultis Faw'!$B$2:$B$26,MATCH($C309,'Shultis Faw'!$A$2:$A$26,1))+($C309-INDEX('Shultis Faw'!$A$2:$A$26,MATCH($C309,'Shultis Faw'!$A$2:$A$26,1)))*(INDEX('Shultis Faw'!$B$2:$B$26,MATCH($C309,'Shultis Faw'!$A$2:$A$26,1)+1)-INDEX('Shultis Faw'!$B$2:$B$26,MATCH($C309,'Shultis Faw'!$A$2:$A$26,1)))/(INDEX('Shultis Faw'!$A$2:$A$26,MATCH($C309,'Shultis Faw'!$A$2:$A$26,1)+1)-INDEX('Shultis Faw'!$A$2:$A$26,MATCH($C309,'Shultis Faw'!$A$2:$A$26,1))),$C309*'Shultis Faw'!$B$2/'Shultis Faw'!$A$2)","v":-0.13727640000000002},{"$f":"_xlfn.IFNA(INDEX('Shultis Faw'!$E$2:$E$26,MATCH($C309,'Shultis Faw'!$A$2:$A$26,1))+($C309-INDEX('Shultis Faw'!$A$2:$A$26,MATCH($C309,'Shultis Faw'!$A$2:$A$26,1)))*(INDEX('Shultis Faw'!$E$2:$E$26,MATCH($C309,'Shultis Faw'!$A$2:$A$26,1)+1)-INDEX('Shultis Faw'!$E$2:$E$26,MATCH($C309,'Shultis Faw'!$A$2:$A$26,1)))/(INDEX('Shultis Faw'!$A$2:$A$26,MATCH($C309,'Shultis Faw'!$A$2:$A$26,1)+1)-INDEX('Shultis Faw'!$A$2:$A$26,MATCH($C309,'Shultis Faw'!$A$2:$A$26,1))),$C309*'Shultis Faw'!$E$2/'Shultis Faw'!$A$2)","v":5.539674E-2},{"$f":"_xlfn.IFNA(INDEX('Shultis Faw'!$F$2:$F$26,MATCH($C309,'Shultis Faw'!$A$2:$A$26,1))+($C309-INDEX('Shultis Faw'!$A$2:$A$26,MATCH($C309,'Shultis Faw'!$A$2:$A$26,1)))*(INDEX('Shultis Faw'!$F$2:$F$26,MATCH($C309,'Shultis Faw'!$A$2:$A$26,1)+1)-INDEX('Shultis Faw'!$F$2:$F$26,MATCH($C309,'Shultis Faw'!$A$2:$A$26,1)))/(INDEX('Shultis Faw'!$A$2:$A$26,MATCH($C309,'Shultis Faw'!$A$2:$A$26,1)+1)-INDEX('Shultis Faw'!$A$2:$A$26,MATCH($C309,'Shultis Faw'!$A$2:$A$26,1))),$C309*'Shultis Faw'!$F$2/'Shultis Faw'!$A$2)","v":14.315366000000001},{"$f":"J309*(H309*'Externe blootstelling'!$D$23/2)^K309+L309*(TANH(((H309*'Externe blootstelling'!$D$23)/(2*M309))-2)-TANH(-2))/(1-TANH(-2))","v":1.692964638725599},{"$f":"IF(N309=1,1+(I309-1)*H309*'Externe blootstelling'!$D$23/2,1+(I309-1)*(N309^(H309*'Externe blootstelling'!$D$23/2)-1)/(N309-1))","v":3.5755565708478363},{"$f":"G309*EXP(-H309*'Externe blootstelling'!$D$23/2)*O309","v":9.8277772946002919E-5}]
[null," g ",0.48463999999999996,7.7542399999999988E-14,3.8999999999999999E-5,{"$f":"_xlfn.IFNA(INDEX('hp (pSv cm2)'!$B$2:$B$52,MATCH($C310,'hp (pSv cm2)'!$A$2:$A$52,1))+($C310-INDEX('hp (pSv cm2)'!$A$2:$A$52,MATCH($C310,'hp (pSv cm2)'!$A$2:$A$52,1)))*(INDEX('hp (pSv cm2)'!$B$2:$B$52,MATCH($C310,'hp (pSv cm2)'!$A$2:$A$52,1)+1)-INDEX('hp (pSv cm2)'!$B$2:$B$52,MATCH($C310,'hp (pSv cm2)'!$A$2:$A$52,1)))/(INDEX('hp (pSv cm2)'!$A$2:$A$52,MATCH($C310,'hp (pSv cm2)'!$A$2:$A$52,1)+1)-INDEX('hp (pSv cm2)'!$A$2:$A$52,MATCH($C310,'hp (pSv cm2)'!$A$2:$A$52,1))),$C310*'hp (pSv cm2)'!$B$2/'hp (pSv cm2)'!$A$2)","v":2.3978079999999999},9.3514512E-5,{"$f":"_xlfn.IFNA(0.997*(INDEX('Mass attenuation coefficients'!$B$2:$B$37,MATCH($C310,'Mass attenuation coefficients'!$A$2:$A$37,1))+($C310-INDEX('Mass attenuation coefficients'!$A$2:$A$37,MATCH($C310,'Mass attenuation coefficients'!$A$2:$A$37,1)))*(INDEX('Mass attenuation coefficients'!$B$2:$B$37,MATCH($C310,'Mass attenuation coefficients'!$A$2:$A$37,1)+1)-INDEX('Mass attenuation coefficients'!$B$2:$B$37,MATCH($C310,'Mass attenuation coefficients'!$A$2:$A$37,1)))/(INDEX('Mass attenuation coefficients'!$A$2:$A$37,MATCH($C310,'Mass attenuation coefficients'!$A$2:$A$37,1)+1)-INDEX('Mass attenuation coefficients'!$A$2:$A$37,MATCH($C310,'Mass attenuation coefficients'!$A$2:$A$37,1)))),0.997*$C310*'Mass attenuation coefficients'!$B$2/'Mass attenuation coefficients'!$A$2)","v":9.7992864816000003E-2},{"$f":"_xlfn.IFNA(INDEX('Shultis Faw'!$C$2:$C$26,MATCH($C310,'Shultis Faw'!$A$2:$A$26,1))+($C310-INDEX('Shultis Faw'!$A$2:$A$26,MATCH($C310,'Shultis Faw'!$A$2:$A$26,1)))*(INDEX('Shultis Faw'!$C$2:$C$26,MATCH($C310,'Shultis Faw'!$A$2:$A$26,1)+1)-INDEX('Shultis Faw'!$C$2:$C$26,MATCH($C310,'Shultis Faw'!$A$2:$A$26,1)))/(INDEX('Shultis Faw'!$A$2:$A$26,MATCH($C310,'Shultis Faw'!$A$2:$A$26,1)+1)-INDEX('Shultis Faw'!$A$2:$A$26,MATCH($C310,'Shultis Faw'!$A$2:$A$26,1))),$C310*'Shultis Faw'!$C$2/'Shultis Faw'!$A$2)","v":2.5245760000000002},{"$f":"_xlfn.IFNA(INDEX('Shultis Faw'!$D$2:$D$26,MATCH($C310,'Shultis Faw'!$A$2:$A$26,1))+($C310-INDEX('Shultis Faw'!$A$2:$A$26,MATCH($C310,'Shultis Faw'!$A$2:$A$26,1)))*(INDEX('Shultis Faw'!$D$2:$D$26,MATCH($C310,'Shultis Faw'!$A$2:$A$26,1)+1)-INDEX('Shultis Faw'!$D$2:$D$26,MATCH($C310,'Shultis Faw'!$A$2:$A$26,1)))/(INDEX('Shultis Faw'!$A$2:$A$26,MATCH($C310,'Shultis Faw'!$A$2:$A$26,1)+1)-INDEX('Shultis Faw'!$A$2:$A$26,MATCH($C310,'Shultis Faw'!$A$2:$A$26,1))),$C310*'Shultis Faw'!$D$2/'Shultis Faw'!$A$2)","v":1.7838176000000001},{"$f":"_xlfn.IFNA(INDEX('Shultis Faw'!$B$2:$B$26,MATCH($C310,'Shultis Faw'!$A$2:$A$26,1))+($C310-INDEX('Shultis Faw'!$A$2:$A$26,MATCH($C310,'Shultis Faw'!$A$2:$A$26,1)))*(INDEX('Shultis Faw'!$B$2:$B$26,MATCH($C310,'Shultis Faw'!$A$2:$A$26,1)+1)-INDEX('Shultis Faw'!$B$2:$B$26,MATCH($C310,'Shultis Faw'!$A$2:$A$26,1)))/(INDEX('Shultis Faw'!$A$2:$A$26,MATCH($C310,'Shultis Faw'!$A$2:$A$26,1)+1)-INDEX('Shultis Faw'!$A$2:$A$26,MATCH($C310,'Shultis Faw'!$A$2:$A$26,1))),$C310*'Shultis Faw'!$B$2/'Shultis Faw'!$A$2)","v":-0.13715040000000001},{"$f":"_xlfn.IFNA(INDEX('Shultis Faw'!$E$2:$E$26,MATCH($C310,'Shultis Faw'!$A$2:$A$26,1))+($C310-INDEX('Shultis Faw'!$A$2:$A$26,MATCH($C310,'Shultis Faw'!$A$2:$A$26,1)))*(INDEX('Shultis Faw'!$E$2:$E$26,MATCH($C310,'Shultis Faw'!$A$2:$A$26,1)+1)-INDEX('Shultis Faw'!$E$2:$E$26,MATCH($C310,'Shultis Faw'!$A$2:$A$26,1)))/(INDEX('Shultis Faw'!$A$2:$A$26,MATCH($C310,'Shultis Faw'!$A$2:$A$26,1)+1)-INDEX('Shultis Faw'!$A$2:$A$26,MATCH($C310,'Shultis Faw'!$A$2:$A$26,1))),$C310*'Shultis Faw'!$E$2/'Shultis Faw'!$A$2)","v":5.5352640000000002E-2},{"$f":"_xlfn.IFNA(INDEX('Shultis Faw'!$F$2:$F$26,MATCH($C310,'Shultis Faw'!$A$2:$A$26,1))+($C310-INDEX('Shultis Faw'!$A$2:$A$26,MATCH($C310,'Shultis Faw'!$A$2:$A$26,1)))*(INDEX('Shultis Faw'!$F$2:$F$26,MATCH($C310,'Shultis Faw'!$A$2:$A$26,1)+1)-INDEX('Shultis Faw'!$F$2:$F$26,MATCH($C310,'Shultis Faw'!$A$2:$A$26,1)))/(INDEX('Shultis Faw'!$A$2:$A$26,MATCH($C310,'Shultis Faw'!$A$2:$A$26,1)+1)-INDEX('Shultis Faw'!$A$2:$A$26,MATCH($C310,'Shultis Faw'!$A$2:$A$26,1))),$C310*'Shultis Faw'!$F$2/'Shultis Faw'!$A$2)","v":14.316176},{"$f":"J310*(H310*'Externe blootstelling'!$D$23/2)^K310+L310*(TANH(((H310*'Externe blootstelling'!$D$23)/(2*M310))-2)-TANH(-2))/(1-TANH(-2))","v":1.6922524459639925},{"$f":"IF(N310=1,1+(I310-1)*H310*'Externe blootstelling'!$D$23/2,1+(I310-1)*(N310^(H310*'Externe blootstelling'!$D$23/2)-1)/(N310-1))","v":3.5696969813100203},{"$f":"G310*EXP(-H310*'Externe blootstelling'!$D$23/2)*O310","v":7.6761589135124195E-5}]
[null," g ",0.48825999999999997,7.8121600000000002E-14,7.0000000000000007E-5,{"$f":"_xlfn.IFNA(INDEX('hp (pSv cm2)'!$B$2:$B$52,MATCH($C311,'hp (pSv cm2)'!$A$2:$A$52,1))+($C311-INDEX('hp (pSv cm2)'!$A$2:$A$52,MATCH($C311,'hp (pSv cm2)'!$A$2:$A$52,1)))*(INDEX('hp (pSv cm2)'!$B$2:$B$52,MATCH($C311,'hp (pSv cm2)'!$A$2:$A$52,1)+1)-INDEX('hp (pSv cm2)'!$B$2:$B$52,MATCH($C311,'hp (pSv cm2)'!$A$2:$A$52,1)))/(INDEX('hp (pSv cm2)'!$A$2:$A$52,MATCH($C311,'hp (pSv cm2)'!$A$2:$A$52,1)+1)-INDEX('hp (pSv cm2)'!$A$2:$A$52,MATCH($C311,'hp (pSv cm2)'!$A$2:$A$52,1))),$C311*'hp (pSv cm2)'!$B$2/'hp (pSv cm2)'!$A$2)","v":2.414822},1.6903754000000001E-4,{"$f":"_xlfn.IFNA(0.997*(INDEX('Mass attenuation coefficients'!$B$2:$B$37,MATCH($C311,'Mass attenuation coefficients'!$A$2:$A$37,1))+($C311-INDEX('Mass attenuation coefficients'!$A$2:$A$37,MATCH($C311,'Mass attenuation coefficients'!$A$2:$A$37,1)))*(INDEX('Mass attenuation coefficients'!$B$2:$B$37,MATCH($C311,'Mass attenuation coefficients'!$A$2:$A$37,1)+1)-INDEX('Mass attenuation coefficients'!$B$2:$B$37,MATCH($C311,'Mass attenuation coefficients'!$A$2:$A$37,1)))/(INDEX('Mass attenuation coefficients'!$A$2:$A$37,MATCH($C311,'Mass attenuation coefficients'!$A$2:$A$37,1)+1)-INDEX('Mass attenuation coefficients'!$A$2:$A$37,MATCH($C311,'Mass attenuation coefficients'!$A$2:$A$37,1)))),0.997*$C311*'Mass attenuation coefficients'!$B$2/'Mass attenuation coefficients'!$A$2)","v":9.7659741194000005E-2},{"$f":"_xlfn.IFNA(INDEX('Shultis Faw'!$C$2:$C$26,MATCH($C311,'Shultis Faw'!$A$2:$A$26,1))+($C311-INDEX('Shultis Faw'!$A$2:$A$26,MATCH($C311,'Shultis Faw'!$A$2:$A$26,1)))*(INDEX('Shultis Faw'!$C$2:$C$26,MATCH($C311,'Shultis Faw'!$A$2:$A$26,1)+1)-INDEX('Shultis Faw'!$C$2:$C$26,MATCH($C311,'Shultis Faw'!$A$2:$A$26,1)))/(INDEX('Shultis Faw'!$A$2:$A$26,MATCH($C311,'Shultis Faw'!$A$2:$A$26,1)+1)-INDEX('Shultis Faw'!$A$2:$A$26,MATCH($C311,'Shultis Faw'!$A$2:$A$26,1))),$C311*'Shultis Faw'!$C$2/'Shultis Faw'!$A$2)","v":2.5187840000000001},{"$f":"_xlfn.IFNA(INDEX('Shultis Faw'!$D$2:$D$26,MATCH($C311,'Shultis Faw'!$A$2:$A$26,1))+($C311-INDEX('Shultis Faw'!$A$2:$A$26,MATCH($C311,'Shultis Faw'!$A$2:$A$26,1)))*(INDEX('Shultis Faw'!$D$2:$D$26,MATCH($C311,'Shultis Faw'!$A$2:$A$26,1)+1)-INDEX('Shultis Faw'!$D$2:$D$26,MATCH($C311,'Shultis Faw'!$A$2:$A$26,1)))/(INDEX('Shultis Faw'!$A$2:$A$26,MATCH($C311,'Shultis Faw'!$A$2:$A$26,1)+1)-INDEX('Shultis Faw'!$A$2:$A$26,MATCH($C311,'Shultis Faw'!$A$2:$A$26,1))),$C311*'Shultis Faw'!$D$2/'Shultis Faw'!$A$2)","v":1.7796183999999999},{"$f":"_xlfn.IFNA(INDEX('Shultis Faw'!$B$2:$B$26,MATCH($C311,'Shultis Faw'!$A$2:$A$26,1))+($C311-INDEX('Shultis Faw'!$A$2:$A$26,MATCH($C311,'Shultis Faw'!$A$2:$A$26,1)))*(INDEX('Shultis Faw'!$B$2:$B$26,MATCH($C311,'Shultis Faw'!$A$2:$A$26,1)+1)-INDEX('Shultis Faw'!$B$2:$B$26,MATCH($C311,'Shultis Faw'!$A$2:$A$26,1)))/(INDEX('Shultis Faw'!$A$2:$A$26,MATCH($C311,'Shultis Faw'!$A$2:$A$26,1)+1)-INDEX('Shultis Faw'!$A$2:$A$26,MATCH($C311,'Shultis Faw'!$A$2:$A$26,1))),$C311*'Shultis Faw'!$B$2/'Shultis Faw'!$A$2)","v":-0.1366436},{"$f":"_xlfn.IFNA(INDEX('Shultis Faw'!$E$2:$E$26,MATCH($C311,'Shultis Faw'!$A$2:$A$26,1))+($C311-INDEX('Shultis Faw'!$A$2:$A$26,MATCH($C311,'Shultis Faw'!$A$2:$A$26,1)))*(INDEX('Shultis Faw'!$E$2:$E$26,MATCH($C311,'Shultis Faw'!$A$2:$A$26,1)+1)-INDEX('Shultis Faw'!$E$2:$E$26,MATCH($C311,'Shultis Faw'!$A$2:$A$26,1)))/(INDEX('Shultis Faw'!$A$2:$A$26,MATCH($C311,'Shultis Faw'!$A$2:$A$26,1)+1)-INDEX('Shultis Faw'!$A$2:$A$26,MATCH($C311,'Shultis Faw'!$A$2:$A$26,1))),$C311*'Shultis Faw'!$E$2/'Shultis Faw'!$A$2)","v":5.5175260000000004E-2},{"$f":"_xlfn.IFNA(INDEX('Shultis Faw'!$F$2:$F$26,MATCH($C311,'Shultis Faw'!$A$2:$A$26,1))+($C311-INDEX('Shultis Faw'!$A$2:$A$26,MATCH($C311,'Shultis Faw'!$A$2:$A$26,1)))*(INDEX('Shultis Faw'!$F$2:$F$26,MATCH($C311,'Shultis Faw'!$A$2:$A$26,1)+1)-INDEX('Shultis Faw'!$F$2:$F$26,MATCH($C311,'Shultis Faw'!$A$2:$A$26,1)))/(INDEX('Shultis Faw'!$A$2:$A$26,MATCH($C311,'Shultis Faw'!$A$2:$A$26,1)+1)-INDEX('Shultis Faw'!$A$2:$A$26,MATCH($C311,'Shultis Faw'!$A$2:$A$26,1))),$C311*'Shultis Faw'!$F$2/'Shultis Faw'!$A$2)","v":14.319433999999999},{"$f":"J311*(H311*'Externe blootstelling'!$D$23/2)^K311+L311*(TANH(((H311*'Externe blootstelling'!$D$23)/(2*M311))-2)-TANH(-2))/(1-TANH(-2))","v":1.6893830595651935},{"$f":"IF(N311=1,1+(I311-1)*H311*'Externe blootstelling'!$D$23/2,1+(I311-1)*(N311^(H311*'Externe blootstelling'!$D$23/2)-1)/(N311-1))","v":3.5462361831695874},{"$f":"G311*EXP(-H311*'Externe blootstelling'!$D$23/2)*O311","v":1.3853340854574862E-4}]
[null," g ",0.50639999999999996,8.1023999999999991E-14,6.3E-5,{"$f":"_xlfn.IFNA(INDEX('hp (pSv cm2)'!$B$2:$B$52,MATCH($C312,'hp (pSv cm2)'!$A$2:$A$52,1))+($C312-INDEX('hp (pSv cm2)'!$A$2:$A$52,MATCH($C312,'hp (pSv cm2)'!$A$2:$A$52,1)))*(INDEX('hp (pSv cm2)'!$B$2:$B$52,MATCH($C312,'hp (pSv cm2)'!$A$2:$A$52,1)+1)-INDEX('hp (pSv cm2)'!$B$2:$B$52,MATCH($C312,'hp (pSv cm2)'!$A$2:$A$52,1)))/(INDEX('hp (pSv cm2)'!$A$2:$A$52,MATCH($C312,'hp (pSv cm2)'!$A$2:$A$52,1)+1)-INDEX('hp (pSv cm2)'!$A$2:$A$52,MATCH($C312,'hp (pSv cm2)'!$A$2:$A$52,1))),$C312*'hp (pSv cm2)'!$B$2/'hp (pSv cm2)'!$A$2)","v":2.4981599999999999},1.5738408E-4,{"$f":"_xlfn.IFNA(0.997*(INDEX('Mass attenuation coefficients'!$B$2:$B$37,MATCH($C312,'Mass attenuation coefficients'!$A$2:$A$37,1))+($C312-INDEX('Mass attenuation coefficients'!$A$2:$A$37,MATCH($C312,'Mass attenuation coefficients'!$A$2:$A$37,1)))*(INDEX('Mass attenuation coefficients'!$B$2:$B$37,MATCH($C312,'Mass attenuation coefficients'!$A$2:$A$37,1)+1)-INDEX('Mass attenuation coefficients'!$B$2:$B$37,MATCH($C312,'Mass attenuation coefficients'!$A$2:$A$37,1)))/(INDEX('Mass attenuation coefficients'!$A$2:$A$37,MATCH($C312,'Mass attenuation coefficients'!$A$2:$A$37,1)+1)-INDEX('Mass attenuation coefficients'!$A$2:$A$37,MATCH($C312,'Mass attenuation coefficients'!$A$2:$A$37,1)))),0.997*$C312*'Mass attenuation coefficients'!$B$2/'Mass attenuation coefficients'!$A$2)","v":9.6112953520000002E-2},{"$f":"_xlfn.IFNA(INDEX('Shultis Faw'!$C$2:$C$26,MATCH($C312,'Shultis Faw'!$A$2:$A$26,1))+($C312-INDEX('Shultis Faw'!$A$2:$A$26,MATCH($C312,'Shultis Faw'!$A$2:$A$26,1)))*(INDEX('Shultis Faw'!$C$2:$C$26,MATCH($C312,'Shultis Faw'!$A$2:$A$26,1)+1)-INDEX('Shultis Faw'!$C$2:$C$26,MATCH($C312,'Shultis Faw'!$A$2:$A$26,1)))/(INDEX('Shultis Faw'!$A$2:$A$26,MATCH($C312,'Shultis Faw'!$A$2:$A$26,1)+1)-INDEX('Shultis Faw'!$A$2:$A$26,MATCH($C312,'Shultis Faw'!$A$2:$A$26,1))),$C312*'Shultis Faw'!$C$2/'Shultis Faw'!$A$2)","v":2.4921280000000001},{"$f":"_xlfn.IFNA(INDEX('Shultis Faw'!$D$2:$D$26,MATCH($C312,'Shultis Faw'!$A$2:$A$26,1))+($C312-INDEX('Shultis Faw'!$A$2:$A$26,MATCH($C312,'Shultis Faw'!$A$2:$A$26,1)))*(INDEX('Shultis Faw'!$D$2:$D$26,MATCH($C312,'Shultis Faw'!$A$2:$A$26,1)+1)-INDEX('Shultis Faw'!$D$2:$D$26,MATCH($C312,'Shultis Faw'!$A$2:$A$26,1)))/(INDEX('Shultis Faw'!$A$2:$A$26,MATCH($C312,'Shultis Faw'!$A$2:$A$26,1)+1)-INDEX('Shultis Faw'!$A$2:$A$26,MATCH($C312,'Shultis Faw'!$A$2:$A$26,1))),$C312*'Shultis Faw'!$D$2/'Shultis Faw'!$A$2)","v":1.760432},{"$f":"_xlfn.IFNA(INDEX('Shultis Faw'!$B$2:$B$26,MATCH($C312,'Shultis Faw'!$A$2:$A$26,1))+($C312-INDEX('Shultis Faw'!$A$2:$A$26,MATCH($C312,'Shultis Faw'!$A$2:$A$26,1)))*(INDEX('Shultis Faw'!$B$2:$B$26,MATCH($C312,'Shultis Faw'!$A$2:$A$26,1)+1)-INDEX('Shultis Faw'!$B$2:$B$26,MATCH($C312,'Shultis Faw'!$A$2:$A$26,1)))/(INDEX('Shultis Faw'!$A$2:$A$26,MATCH($C312,'Shultis Faw'!$A$2:$A$26,1)+1)-INDEX('Shultis Faw'!$A$2:$A$26,MATCH($C312,'Shultis Faw'!$A$2:$A$26,1))),$C312*'Shultis Faw'!$B$2/'Shultis Faw'!$A$2)","v":-0.134296},{"$f":"_xlfn.IFNA(INDEX('Shultis Faw'!$E$2:$E$26,MATCH($C312,'Shultis Faw'!$A$2:$A$26,1))+($C312-INDEX('Shultis Faw'!$A$2:$A$26,MATCH($C312,'Shultis Faw'!$A$2:$A$26,1)))*(INDEX('Shultis Faw'!$E$2:$E$26,MATCH($C312,'Shultis Faw'!$A$2:$A$26,1)+1)-INDEX('Shultis Faw'!$E$2:$E$26,MATCH($C312,'Shultis Faw'!$A$2:$A$26,1)))/(INDEX('Shultis Faw'!$A$2:$A$26,MATCH($C312,'Shultis Faw'!$A$2:$A$26,1)+1)-INDEX('Shultis Faw'!$A$2:$A$26,MATCH($C312,'Shultis Faw'!$A$2:$A$26,1))),$C312*'Shultis Faw'!$E$2/'Shultis Faw'!$A$2)","v":5.4324800000000006E-2},{"$f":"_xlfn.IFNA(INDEX('Shultis Faw'!$F$2:$F$26,MATCH($C312,'Shultis Faw'!$A$2:$A$26,1))+($C312-INDEX('Shultis Faw'!$A$2:$A$26,MATCH($C312,'Shultis Faw'!$A$2:$A$26,1)))*(INDEX('Shultis Faw'!$F$2:$F$26,MATCH($C312,'Shultis Faw'!$A$2:$A$26,1)+1)-INDEX('Shultis Faw'!$F$2:$F$26,MATCH($C312,'Shultis Faw'!$A$2:$A$26,1)))/(INDEX('Shultis Faw'!$A$2:$A$26,MATCH($C312,'Shultis Faw'!$A$2:$A$26,1)+1)-INDEX('Shultis Faw'!$A$2:$A$26,MATCH($C312,'Shultis Faw'!$A$2:$A$26,1))),$C312*'Shultis Faw'!$F$2/'Shultis Faw'!$A$2)","v":14.323600000000001},{"$f":"J312*(H312*'Externe blootstelling'!$D$23/2)^K312+L312*(TANH(((H312*'Externe blootstelling'!$D$23)/(2*M312))-2)-TANH(-2))/(1-TANH(-2))","v":1.676252549909071},{"$f":"IF(N312=1,1+(I312-1)*H312*'Externe blootstelling'!$D$23/2,1+(I312-1)*(N312^(H312*'Externe blootstelling'!$D$23/2)-1)/(N312-1))","v":3.4400357949761062},{"$f":"G312*EXP(-H312*'Externe blootstelling'!$D$23/2)*O312","v":1.2805716442974567E-4}]
[null," g ",0.51,8.1600000000000001E-14,5.8999999999999992E-4,{"$f":"_xlfn.IFNA(INDEX('hp (pSv cm2)'!$B$2:$B$52,MATCH($C313,'hp (pSv cm2)'!$A$2:$A$52,1))+($C313-INDEX('hp (pSv cm2)'!$A$2:$A$52,MATCH($C313,'hp (pSv cm2)'!$A$2:$A$52,1)))*(INDEX('hp (pSv cm2)'!$B$2:$B$52,MATCH($C313,'hp (pSv cm2)'!$A$2:$A$52,1)+1)-INDEX('hp (pSv cm2)'!$B$2:$B$52,MATCH($C313,'hp (pSv cm2)'!$A$2:$A$52,1)))/(INDEX('hp (pSv cm2)'!$A$2:$A$52,MATCH($C313,'hp (pSv cm2)'!$A$2:$A$52,1)+1)-INDEX('hp (pSv cm2)'!$A$2:$A$52,MATCH($C313,'hp (pSv cm2)'!$A$2:$A$52,1))),$C313*'hp (pSv cm2)'!$B$2/'hp (pSv cm2)'!$A$2)","v":2.5140000000000002},1.4832599999999999E-3,{"$f":"_xlfn.IFNA(0.997*(INDEX('Mass attenuation coefficients'!$B$2:$B$37,MATCH($C313,'Mass attenuation coefficients'!$A$2:$A$37,1))+($C313-INDEX('Mass attenuation coefficients'!$A$2:$A$37,MATCH($C313,'Mass attenuation coefficients'!$A$2:$A$37,1)))*(INDEX('Mass attenuation coefficients'!$B$2:$B$37,MATCH($C313,'Mass attenuation coefficients'!$A$2:$A$37,1)+1)-INDEX('Mass attenuation coefficients'!$B$2:$B$37,MATCH($C313,'Mass attenuation coefficients'!$A$2:$A$37,1)))/(INDEX('Mass attenuation coefficients'!$A$2:$A$37,MATCH($C313,'Mass attenuation coefficients'!$A$2:$A$37,1)+1)-INDEX('Mass attenuation coefficients'!$A$2:$A$37,MATCH($C313,'Mass attenuation coefficients'!$A$2:$A$37,1)))),0.997*$C313*'Mass attenuation coefficients'!$B$2/'Mass attenuation coefficients'!$A$2)","v":9.5850583000000003E-2},{"$f":"_xlfn.IFNA(INDEX('Shultis Faw'!$C$2:$C$26,MATCH($C313,'Shultis Faw'!$A$2:$A$26,1))+($C313-INDEX('Shultis Faw'!$A$2:$A$26,MATCH($C313,'Shultis Faw'!$A$2:$A$26,1)))*(INDEX('Shultis Faw'!$C$2:$C$26,MATCH($C313,'Shultis Faw'!$A$2:$A$26,1)+1)-INDEX('Shultis Faw'!$C$2:$C$26,MATCH($C313,'Shultis Faw'!$A$2:$A$26,1)))/(INDEX('Shultis Faw'!$A$2:$A$26,MATCH($C313,'Shultis Faw'!$A$2:$A$26,1)+1)-INDEX('Shultis Faw'!$A$2:$A$26,MATCH($C313,'Shultis Faw'!$A$2:$A$26,1))),$C313*'Shultis Faw'!$C$2/'Shultis Faw'!$A$2)","v":2.4876999999999998},{"$f":"_xlfn.IFNA(INDEX('Shultis Faw'!$D$2:$D$26,MATCH($C313,'Shultis Faw'!$A$2:$A$26,1))+($C313-INDEX('Shultis Faw'!$A$2:$A$26,MATCH($C313,'Shultis Faw'!$A$2:$A$26,1)))*(INDEX('Shultis Faw'!$D$2:$D$26,MATCH($C313,'Shultis Faw'!$A$2:$A$26,1)+1)-INDEX('Shultis Faw'!$D$2:$D$26,MATCH($C313,'Shultis Faw'!$A$2:$A$26,1)))/(INDEX('Shultis Faw'!$A$2:$A$26,MATCH($C313,'Shultis Faw'!$A$2:$A$26,1)+1)-INDEX('Shultis Faw'!$A$2:$A$26,MATCH($C313,'Shultis Faw'!$A$2:$A$26,1))),$C313*'Shultis Faw'!$D$2/'Shultis Faw'!$A$2)","v":1.7573000000000001},{"$f":"_xlfn.IFNA(INDEX('Shultis Faw'!$B$2:$B$26,MATCH($C313,'Shultis Faw'!$A$2:$A$26,1))+($C313-INDEX('Shultis Faw'!$A$2:$A$26,MATCH($C313,'Shultis Faw'!$A$2:$A$26,1)))*(INDEX('Shultis Faw'!$B$2:$B$26,MATCH($C313,'Shultis Faw'!$A$2:$A$26,1)+1)-INDEX('Shultis Faw'!$B$2:$B$26,MATCH($C313,'Shultis Faw'!$A$2:$A$26,1)))/(INDEX('Shultis Faw'!$A$2:$A$26,MATCH($C313,'Shultis Faw'!$A$2:$A$26,1)+1)-INDEX('Shultis Faw'!$A$2:$A$26,MATCH($C313,'Shultis Faw'!$A$2:$A$26,1))),$C313*'Shultis Faw'!$B$2/'Shultis Faw'!$A$2)","v":-0.13390000000000002},{"$f":"_xlfn.IFNA(INDEX('Shultis Faw'!$E$2:$E$26,MATCH($C313,'Shultis Faw'!$A$2:$A$26,1))+($C313-INDEX('Shultis Faw'!$A$2:$A$26,MATCH($C313,'Shultis Faw'!$A$2:$A$26,1)))*(INDEX('Shultis Faw'!$E$2:$E$26,MATCH($C313,'Shultis Faw'!$A$2:$A$26,1)+1)-INDEX('Shultis Faw'!$E$2:$E$26,MATCH($C313,'Shultis Faw'!$A$2:$A$26,1)))/(INDEX('Shultis Faw'!$A$2:$A$26,MATCH($C313,'Shultis Faw'!$A$2:$A$26,1)+1)-INDEX('Shultis Faw'!$A$2:$A$26,MATCH($C313,'Shultis Faw'!$A$2:$A$26,1))),$C313*'Shultis Faw'!$E$2/'Shultis Faw'!$A$2)","v":5.4170000000000003E-2},{"$f":"_xlfn.IFNA(INDEX('Shultis Faw'!$F$2:$F$26,MATCH($C313,'Shultis Faw'!$A$2:$A$26,1))+($C313-INDEX('Shultis Faw'!$A$2:$A$26,MATCH($C313,'Shultis Faw'!$A$2:$A$26,1)))*(INDEX('Shultis Faw'!$F$2:$F$26,MATCH($C313,'Shultis Faw'!$A$2:$A$26,1)+1)-INDEX('Shultis Faw'!$F$2:$F$26,MATCH($C313,'Shultis Faw'!$A$2:$A$26,1)))/(INDEX('Shultis Faw'!$A$2:$A$26,MATCH($C313,'Shultis Faw'!$A$2:$A$26,1)+1)-INDEX('Shultis Faw'!$A$2:$A$26,MATCH($C313,'Shultis Faw'!$A$2:$A$26,1))),$C313*'Shultis Faw'!$F$2/'Shultis Faw'!$A$2)","v":14.32},{"$f":"J313*(H313*'Externe blootstelling'!$D$23/2)^K313+L313*(TANH(((H313*'Externe blootstelling'!$D$23)/(2*M313))-2)-TANH(-2))/(1-TANH(-2))","v":1.6741244507878512},{"$f":"IF(N313=1,1+(I313-1)*H313*'Externe blootstelling'!$D$23/2,1+(I313-1)*(N313^(H313*'Externe blootstelling'!$D$23/2)-1)/(N313-1))","v":3.4225732253435317},{"$f":"G313*EXP(-H313*'Externe blootstelling'!$D$23/2)*O313","v":1.2054781537382076E-3}]
[null," g ",0.51200000000000001,8.1919999999999993E-14,3.2000000000000003E-4,{"$f":"_xlfn.IFNA(INDEX('hp (pSv cm2)'!$B$2:$B$52,MATCH($C314,'hp (pSv cm2)'!$A$2:$A$52,1))+($C314-INDEX('hp (pSv cm2)'!$A$2:$A$52,MATCH($C314,'hp (pSv cm2)'!$A$2:$A$52,1)))*(INDEX('hp (pSv cm2)'!$B$2:$B$52,MATCH($C314,'hp (pSv cm2)'!$A$2:$A$52,1)+1)-INDEX('hp (pSv cm2)'!$B$2:$B$52,MATCH($C314,'hp (pSv cm2)'!$A$2:$A$52,1)))/(INDEX('hp (pSv cm2)'!$A$2:$A$52,MATCH($C314,'hp (pSv cm2)'!$A$2:$A$52,1)+1)-INDEX('hp (pSv cm2)'!$A$2:$A$52,MATCH($C314,'hp (pSv cm2)'!$A$2:$A$52,1))),$C314*'hp (pSv cm2)'!$B$2/'hp (pSv cm2)'!$A$2)","v":2.5228000000000002},8.072960000000001E-4,{"$f":"_xlfn.IFNA(0.997*(INDEX('Mass attenuation coefficients'!$B$2:$B$37,MATCH($C314,'Mass attenuation coefficients'!$A$2:$A$37,1))+($C314-INDEX('Mass attenuation coefficients'!$A$2:$A$37,MATCH($C314,'Mass attenuation coefficients'!$A$2:$A$37,1)))*(INDEX('Mass attenuation coefficients'!$B$2:$B$37,MATCH($C314,'Mass attenuation coefficients'!$A$2:$A$37,1)+1)-INDEX('Mass attenuation coefficients'!$B$2:$B$37,MATCH($C314,'Mass attenuation coefficients'!$A$2:$A$37,1)))/(INDEX('Mass attenuation coefficients'!$A$2:$A$37,MATCH($C314,'Mass attenuation coefficients'!$A$2:$A$37,1)+1)-INDEX('Mass attenuation coefficients'!$A$2:$A$37,MATCH($C314,'Mass attenuation coefficients'!$A$2:$A$37,1)))),0.997*$C314*'Mass attenuation coefficients'!$B$2/'Mass attenuation coefficients'!$A$2)","v":9.5704821600000003E-2},{"$f":"_xlfn.IFNA(INDEX('Shultis Faw'!$C$2:$C$26,MATCH($C314,'Shultis Faw'!$A$2:$A$26,1))+($C314-INDEX('Shultis Faw'!$A$2:$A$26,MATCH($C314,'Shultis Faw'!$A$2:$A$26,1)))*(INDEX('Shultis Faw'!$C$2:$C$26,MATCH($C314,'Shultis Faw'!$A$2:$A$26,1)+1)-INDEX('Shultis Faw'!$C$2:$C$26,MATCH($C314,'Shultis Faw'!$A$2:$A$26,1)))/(INDEX('Shultis Faw'!$A$2:$A$26,MATCH($C314,'Shultis Faw'!$A$2:$A$26,1)+1)-INDEX('Shultis Faw'!$A$2:$A$26,MATCH($C314,'Shultis Faw'!$A$2:$A$26,1))),$C314*'Shultis Faw'!$C$2/'Shultis Faw'!$A$2)","v":2.4852400000000001},{"$f":"_xlfn.IFNA(INDEX('Shultis Faw'!$D$2:$D$26,MATCH($C314,'Shultis Faw'!$A$2:$A$26,1))+($C314-INDEX('Shultis Faw'!$A$2:$A$26,MATCH($C314,'Shultis Faw'!$A$2:$A$26,1)))*(INDEX('Shultis Faw'!$D$2:$D$26,MATCH($C314,'Shultis Faw'!$A$2:$A$26,1)+1)-INDEX('Shultis Faw'!$D$2:$D$26,MATCH($C314,'Shultis Faw'!$A$2:$A$26,1)))/(INDEX('Shultis Faw'!$A$2:$A$26,MATCH($C314,'Shultis Faw'!$A$2:$A$26,1)+1)-INDEX('Shultis Faw'!$A$2:$A$26,MATCH($C314,'Shultis Faw'!$A$2:$A$26,1))),$C314*'Shultis Faw'!$D$2/'Shultis Faw'!$A$2)","v":1.75556},{"$f":"_xlfn.IFNA(INDEX('Shultis Faw'!$B$2:$B$26,MATCH($C314,'Shultis Faw'!$A$2:$A$26,1))+($C314-INDEX('Shultis Faw'!$A$2:$A$26,MATCH($C314,'Shultis Faw'!$A$2:$A$26,1)))*(INDEX('Shultis Faw'!$B$2:$B$26,MATCH($C314,'Shultis Faw'!$A$2:$A$26,1)+1)-INDEX('Shultis Faw'!$B$2:$B$26,MATCH($C314,'Shultis Faw'!$A$2:$A$26,1)))/(INDEX('Shultis Faw'!$A$2:$A$26,MATCH($C314,'Shultis Faw'!$A$2:$A$26,1)+1)-INDEX('Shultis Faw'!$A$2:$A$26,MATCH($C314,'Shultis Faw'!$A$2:$A$26,1))),$C314*'Shultis Faw'!$B$2/'Shultis Faw'!$A$2)","v":-0.13367999999999999},{"$f":"_xlfn.IFNA(INDEX('Shultis Faw'!$E$2:$E$26,MATCH($C314,'Shultis Faw'!$A$2:$A$26,1))+($C314-INDEX('Shultis Faw'!$A$2:$A$26,MATCH($C314,'Shultis Faw'!$A$2:$A$26,1)))*(INDEX('Shultis Faw'!$E$2:$E$26,MATCH($C314,'Shultis Faw'!$A$2:$A$26,1)+1)-INDEX('Shultis Faw'!$E$2:$E$26,MATCH($C314,'Shultis Faw'!$A$2:$A$26,1)))/(INDEX('Shultis Faw'!$A$2:$A$26,MATCH($C314,'Shultis Faw'!$A$2:$A$26,1)+1)-INDEX('Shultis Faw'!$A$2:$A$26,MATCH($C314,'Shultis Faw'!$A$2:$A$26,1))),$C314*'Shultis Faw'!$E$2/'Shultis Faw'!$A$2)","v":5.4084E-2},{"$f":"_xlfn.IFNA(INDEX('Shultis Faw'!$F$2:$F$26,MATCH($C314,'Shultis Faw'!$A$2:$A$26,1))+($C314-INDEX('Shultis Faw'!$A$2:$A$26,MATCH($C314,'Shultis Faw'!$A$2:$A$26,1)))*(INDEX('Shultis Faw'!$F$2:$F$26,MATCH($C314,'Shultis Faw'!$A$2:$A$26,1)+1)-INDEX('Shultis Faw'!$F$2:$F$26,MATCH($C314,'Shultis Faw'!$A$2:$A$26,1)))/(INDEX('Shultis Faw'!$A$2:$A$26,MATCH($C314,'Shultis Faw'!$A$2:$A$26,1)+1)-INDEX('Shultis Faw'!$A$2:$A$26,MATCH($C314,'Shultis Faw'!$A$2:$A$26,1))),$C314*'Shultis Faw'!$F$2/'Shultis Faw'!$A$2)","v":14.318},{"$f":"J314*(H314*'Externe blootstelling'!$D$23/2)^K314+L314*(TANH(((H314*'Externe blootstelling'!$D$23)/(2*M314))-2)-TANH(-2))/(1-TANH(-2))","v":1.6729402052603881},{"$f":"IF(N314=1,1+(I314-1)*H314*'Externe blootstelling'!$D$23/2,1+(I314-1)*(N314^(H314*'Externe blootstelling'!$D$23/2)-1)/(N314-1))","v":3.4129146037520837},{"$f":"G314*EXP(-H314*'Externe blootstelling'!$D$23/2)*O314","v":6.5568777069770158E-4}]
[null," g ",0.51800000000000002,8.2879999999999996E-14,4.6999999999999999E-4,{"$f":"_xlfn.IFNA(INDEX('hp (pSv cm2)'!$B$2:$B$52,MATCH($C315,'hp (pSv cm2)'!$A$2:$A$52,1))+($C315-INDEX('hp (pSv cm2)'!$A$2:$A$52,MATCH($C315,'hp (pSv cm2)'!$A$2:$A$52,1)))*(INDEX('hp (pSv cm2)'!$B$2:$B$52,MATCH($C315,'hp (pSv cm2)'!$A$2:$A$52,1)+1)-INDEX('hp (pSv cm2)'!$B$2:$B$52,MATCH($C315,'hp (pSv cm2)'!$A$2:$A$52,1)))/(INDEX('hp (pSv cm2)'!$A$2:$A$52,MATCH($C315,'hp (pSv cm2)'!$A$2:$A$52,1)+1)-INDEX('hp (pSv cm2)'!$A$2:$A$52,MATCH($C315,'hp (pSv cm2)'!$A$2:$A$52,1))),$C315*'hp (pSv cm2)'!$B$2/'hp (pSv cm2)'!$A$2)","v":2.5492000000000004},1.1981240000000001E-3,{"$f":"_xlfn.IFNA(0.997*(INDEX('Mass attenuation coefficients'!$B$2:$B$37,MATCH($C315,'Mass attenuation coefficients'!$A$2:$A$37,1))+($C315-INDEX('Mass attenuation coefficients'!$A$2:$A$37,MATCH($C315,'Mass attenuation coefficients'!$A$2:$A$37,1)))*(INDEX('Mass attenuation coefficients'!$B$2:$B$37,MATCH($C315,'Mass attenuation coefficients'!$A$2:$A$37,1)+1)-INDEX('Mass attenuation coefficients'!$B$2:$B$37,MATCH($C315,'Mass attenuation coefficients'!$A$2:$A$37,1)))/(INDEX('Mass attenuation coefficients'!$A$2:$A$37,MATCH($C315,'Mass attenuation coefficients'!$A$2:$A$37,1)+1)-INDEX('Mass attenuation coefficients'!$A$2:$A$37,MATCH($C315,'Mass attenuation coefficients'!$A$2:$A$37,1)))),0.997*$C315*'Mass attenuation coefficients'!$B$2/'Mass attenuation coefficients'!$A$2)","v":9.5267537399999991E-2},{"$f":"_xlfn.IFNA(INDEX('Shultis Faw'!$C$2:$C$26,MATCH($C315,'Shultis Faw'!$A$2:$A$26,1))+($C315-INDEX('Shultis Faw'!$A$2:$A$26,MATCH($C315,'Shultis Faw'!$A$2:$A$26,1)))*(INDEX('Shultis Faw'!$C$2:$C$26,MATCH($C315,'Shultis Faw'!$A$2:$A$26,1)+1)-INDEX('Shultis Faw'!$C$2:$C$26,MATCH($C315,'Shultis Faw'!$A$2:$A$26,1)))/(INDEX('Shultis Faw'!$A$2:$A$26,MATCH($C315,'Shultis Faw'!$A$2:$A$26,1)+1)-INDEX('Shultis Faw'!$A$2:$A$26,MATCH($C315,'Shultis Faw'!$A$2:$A$26,1))),$C315*'Shultis Faw'!$C$2/'Shultis Faw'!$A$2)","v":2.4778599999999997},{"$f":"_xlfn.IFNA(INDEX('Shultis Faw'!$D$2:$D$26,MATCH($C315,'Shultis Faw'!$A$2:$A$26,1))+($C315-INDEX('Shultis Faw'!$A$2:$A$26,MATCH($C315,'Shultis Faw'!$A$2:$A$26,1)))*(INDEX('Shultis Faw'!$D$2:$D$26,MATCH($C315,'Shultis Faw'!$A$2:$A$26,1)+1)-INDEX('Shultis Faw'!$D$2:$D$26,MATCH($C315,'Shultis Faw'!$A$2:$A$26,1)))/(INDEX('Shultis Faw'!$A$2:$A$26,MATCH($C315,'Shultis Faw'!$A$2:$A$26,1)+1)-INDEX('Shultis Faw'!$A$2:$A$26,MATCH($C315,'Shultis Faw'!$A$2:$A$26,1))),$C315*'Shultis Faw'!$D$2/'Shultis Faw'!$A$2)","v":1.75034},{"$f":"_xlfn.IFNA(INDEX('Shultis Faw'!$B$2:$B$26,MATCH($C315,'Shultis Faw'!$A$2:$A$26,1))+($C315-INDEX('Shultis Faw'!$A$2:$A$26,MATCH($C315,'Shultis Faw'!$A$2:$A$26,1)))*(INDEX('Shultis Faw'!$B$2:$B$26,MATCH($C315,'Shultis Faw'!$A$2:$A$26,1)+1)-INDEX('Shultis Faw'!$B$2:$B$26,MATCH($C315,'Shultis Faw'!$A$2:$A$26,1)))/(INDEX('Shultis Faw'!$A$2:$A$26,MATCH($C315,'Shultis Faw'!$A$2:$A$26,1)+1)-INDEX('Shultis Faw'!$A$2:$A$26,MATCH($C315,'Shultis Faw'!$A$2:$A$26,1))),$C315*'Shultis Faw'!$B$2/'Shultis Faw'!$A$2)","v":-0.13302},{"$f":"_xlfn.IFNA(INDEX('Shultis Faw'!$E$2:$E$26,MATCH($C315,'Shultis Faw'!$A$2:$A$26,1))+($C315-INDEX('Shultis Faw'!$A$2:$A$26,MATCH($C315,'Shultis Faw'!$A$2:$A$26,1)))*(INDEX('Shultis Faw'!$E$2:$E$26,MATCH($C315,'Shultis Faw'!$A$2:$A$26,1)+1)-INDEX('Shultis Faw'!$E$2:$E$26,MATCH($C315,'Shultis Faw'!$A$2:$A$26,1)))/(INDEX('Shultis Faw'!$A$2:$A$26,MATCH($C315,'Shultis Faw'!$A$2:$A$26,1)+1)-INDEX('Shultis Faw'!$A$2:$A$26,MATCH($C315,'Shultis Faw'!$A$2:$A$26,1))),$C315*'Shultis Faw'!$E$2/'Shultis Faw'!$A$2)","v":5.3825999999999999E-2},{"$f":"_xlfn.IFNA(INDEX('Shultis Faw'!$F$2:$F$26,MATCH($C315,'Shultis Faw'!$A$2:$A$26,1))+($C315-INDEX('Shultis Faw'!$A$2:$A$26,MATCH($C315,'Shultis Faw'!$A$2:$A$26,1)))*(INDEX('Shultis Faw'!$F$2:$F$26,MATCH($C315,'Shultis Faw'!$A$2:$A$26,1)+1)-INDEX('Shultis Faw'!$F$2:$F$26,MATCH($C315,'Shultis Faw'!$A$2:$A$26,1)))/(INDEX('Shultis Faw'!$A$2:$A$26,MATCH($C315,'Shultis Faw'!$A$2:$A$26,1)+1)-INDEX('Shultis Faw'!$A$2:$A$26,MATCH($C315,'Shultis Faw'!$A$2:$A$26,1))),$C315*'Shultis Faw'!$F$2/'Shultis Faw'!$A$2)","v":14.311999999999999},{"$f":"J315*(H315*'Externe blootstelling'!$D$23/2)^K315+L315*(TANH(((H315*'Externe blootstelling'!$D$23)/(2*M315))-2)-TANH(-2))/(1-TANH(-2))","v":1.6693790326440876},{"$f":"IF(N315=1,1+(I315-1)*H315*'Externe blootstelling'!$D$23/2,1+(I315-1)*(N315^(H315*'Externe blootstelling'!$D$23/2)-1)/(N315-1))","v":3.384121174536344},{"$f":"G315*EXP(-H315*'Externe blootstelling'!$D$23/2)*O315","v":9.7125929069292289E-4}]
[null," g ",0.53310000000000002,8.5296000000000001E-14,4.0000000000000003E-5,{"$f":"_xlfn.IFNA(INDEX('hp (pSv cm2)'!$B$2:$B$52,MATCH($C316,'hp (pSv cm2)'!$A$2:$A$52,1))+($C316-INDEX('hp (pSv cm2)'!$A$2:$A$52,MATCH($C316,'hp (pSv cm2)'!$A$2:$A$52,1)))*(INDEX('hp (pSv cm2)'!$B$2:$B$52,MATCH($C316,'hp (pSv cm2)'!$A$2:$A$52,1)+1)-INDEX('hp (pSv cm2)'!$B$2:$B$52,MATCH($C316,'hp (pSv cm2)'!$A$2:$A$52,1)))/(INDEX('hp (pSv cm2)'!$A$2:$A$52,MATCH($C316,'hp (pSv cm2)'!$A$2:$A$52,1)+1)-INDEX('hp (pSv cm2)'!$A$2:$A$52,MATCH($C316,'hp (pSv cm2)'!$A$2:$A$52,1))),$C316*'hp (pSv cm2)'!$B$2/'hp (pSv cm2)'!$A$2)","v":2.6156400000000004},1.0462560000000002E-4,{"$f":"_xlfn.IFNA(0.997*(INDEX('Mass attenuation coefficients'!$B$2:$B$37,MATCH($C316,'Mass attenuation coefficients'!$A$2:$A$37,1))+($C316-INDEX('Mass attenuation coefficients'!$A$2:$A$37,MATCH($C316,'Mass attenuation coefficients'!$A$2:$A$37,1)))*(INDEX('Mass attenuation coefficients'!$B$2:$B$37,MATCH($C316,'Mass attenuation coefficients'!$A$2:$A$37,1)+1)-INDEX('Mass attenuation coefficients'!$B$2:$B$37,MATCH($C316,'Mass attenuation coefficients'!$A$2:$A$37,1)))/(INDEX('Mass attenuation coefficients'!$A$2:$A$37,MATCH($C316,'Mass attenuation coefficients'!$A$2:$A$37,1)+1)-INDEX('Mass attenuation coefficients'!$A$2:$A$37,MATCH($C316,'Mass attenuation coefficients'!$A$2:$A$37,1)))),0.997*$C316*'Mass attenuation coefficients'!$B$2/'Mass attenuation coefficients'!$A$2)","v":9.4167038829999994E-2},{"$f":"_xlfn.IFNA(INDEX('Shultis Faw'!$C$2:$C$26,MATCH($C316,'Shultis Faw'!$A$2:$A$26,1))+($C316-INDEX('Shultis Faw'!$A$2:$A$26,MATCH($C316,'Shultis Faw'!$A$2:$A$26,1)))*(INDEX('Shultis Faw'!$C$2:$C$26,MATCH($C316,'Shultis Faw'!$A$2:$A$26,1)+1)-INDEX('Shultis Faw'!$C$2:$C$26,MATCH($C316,'Shultis Faw'!$A$2:$A$26,1)))/(INDEX('Shultis Faw'!$A$2:$A$26,MATCH($C316,'Shultis Faw'!$A$2:$A$26,1)+1)-INDEX('Shultis Faw'!$A$2:$A$26,MATCH($C316,'Shultis Faw'!$A$2:$A$26,1))),$C316*'Shultis Faw'!$C$2/'Shultis Faw'!$A$2)","v":2.4592869999999998},{"$f":"_xlfn.IFNA(INDEX('Shultis Faw'!$D$2:$D$26,MATCH($C316,'Shultis Faw'!$A$2:$A$26,1))+($C316-INDEX('Shultis Faw'!$A$2:$A$26,MATCH($C316,'Shultis Faw'!$A$2:$A$26,1)))*(INDEX('Shultis Faw'!$D$2:$D$26,MATCH($C316,'Shultis Faw'!$A$2:$A$26,1)+1)-INDEX('Shultis Faw'!$D$2:$D$26,MATCH($C316,'Shultis Faw'!$A$2:$A$26,1)))/(INDEX('Shultis Faw'!$A$2:$A$26,MATCH($C316,'Shultis Faw'!$A$2:$A$26,1)+1)-INDEX('Shultis Faw'!$A$2:$A$26,MATCH($C316,'Shultis Faw'!$A$2:$A$26,1))),$C316*'Shultis Faw'!$D$2/'Shultis Faw'!$A$2)","v":1.7372030000000001},{"$f":"_xlfn.IFNA(INDEX('Shultis Faw'!$B$2:$B$26,MATCH($C316,'Shultis Faw'!$A$2:$A$26,1))+($C316-INDEX('Shultis Faw'!$A$2:$A$26,MATCH($C316,'Shultis Faw'!$A$2:$A$26,1)))*(INDEX('Shultis Faw'!$B$2:$B$26,MATCH($C316,'Shultis Faw'!$A$2:$A$26,1)+1)-INDEX('Shultis Faw'!$B$2:$B$26,MATCH($C316,'Shultis Faw'!$A$2:$A$26,1)))/(INDEX('Shultis Faw'!$A$2:$A$26,MATCH($C316,'Shultis Faw'!$A$2:$A$26,1)+1)-INDEX('Shultis Faw'!$A$2:$A$26,MATCH($C316,'Shultis Faw'!$A$2:$A$26,1))),$C316*'Shultis Faw'!$B$2/'Shultis Faw'!$A$2)","v":-0.131359},{"$f":"_xlfn.IFNA(INDEX('Shultis Faw'!$E$2:$E$26,MATCH($C316,'Shultis Faw'!$A$2:$A$26,1))+($C316-INDEX('Shultis Faw'!$A$2:$A$26,MATCH($C316,'Shultis Faw'!$A$2:$A$26,1)))*(INDEX('Shultis Faw'!$E$2:$E$26,MATCH($C316,'Shultis Faw'!$A$2:$A$26,1)+1)-INDEX('Shultis Faw'!$E$2:$E$26,MATCH($C316,'Shultis Faw'!$A$2:$A$26,1)))/(INDEX('Shultis Faw'!$A$2:$A$26,MATCH($C316,'Shultis Faw'!$A$2:$A$26,1)+1)-INDEX('Shultis Faw'!$A$2:$A$26,MATCH($C316,'Shultis Faw'!$A$2:$A$26,1))),$C316*'Shultis Faw'!$E$2/'Shultis Faw'!$A$2)","v":5.31767E-2},{"$f":"_xlfn.IFNA(INDEX('Shultis Faw'!$F$2:$F$26,MATCH($C316,'Shultis Faw'!$A$2:$A$26,1))+($C316-INDEX('Shultis Faw'!$A$2:$A$26,MATCH($C316,'Shultis Faw'!$A$2:$A$26,1)))*(INDEX('Shultis Faw'!$F$2:$F$26,MATCH($C316,'Shultis Faw'!$A$2:$A$26,1)+1)-INDEX('Shultis Faw'!$F$2:$F$26,MATCH($C316,'Shultis Faw'!$A$2:$A$26,1)))/(INDEX('Shultis Faw'!$A$2:$A$26,MATCH($C316,'Shultis Faw'!$A$2:$A$26,1)+1)-INDEX('Shultis Faw'!$A$2:$A$26,MATCH($C316,'Shultis Faw'!$A$2:$A$26,1))),$C316*'Shultis Faw'!$F$2/'Shultis Faw'!$A$2)","v":14.296900000000001},{"$f":"J316*(H316*'Externe blootstelling'!$D$23/2)^K316+L316*(TANH(((H316*'Externe blootstelling'!$D$23)/(2*M316))-2)-TANH(-2))/(1-TANH(-2))","v":1.6603607436098116},{"$f":"IF(N316=1,1+(I316-1)*H316*'Externe blootstelling'!$D$23/2,1+(I316-1)*(N316^(H316*'Externe blootstelling'!$D$23/2)-1)/(N316-1))","v":3.3128553218656438},{"$f":"G316*EXP(-H316*'Externe blootstelling'!$D$23/2)*O316","v":8.4410612451853582E-5}]
[null," g ",0.53310000000000002,8.5296000000000001E-14,7.0000000000000007E-5,{"$f":"_xlfn.IFNA(INDEX('hp (pSv cm2)'!$B$2:$B$52,MATCH($C317,'hp (pSv cm2)'!$A$2:$A$52,1))+($C317-INDEX('hp (pSv cm2)'!$A$2:$A$52,MATCH($C317,'hp (pSv cm2)'!$A$2:$A$52,1)))*(INDEX('hp (pSv cm2)'!$B$2:$B$52,MATCH($C317,'hp (pSv cm2)'!$A$2:$A$52,1)+1)-INDEX('hp (pSv cm2)'!$B$2:$B$52,MATCH($C317,'hp (pSv cm2)'!$A$2:$A$52,1)))/(INDEX('hp (pSv cm2)'!$A$2:$A$52,MATCH($C317,'hp (pSv cm2)'!$A$2:$A$52,1)+1)-INDEX('hp (pSv cm2)'!$A$2:$A$52,MATCH($C317,'hp (pSv cm2)'!$A$2:$A$52,1))),$C317*'hp (pSv cm2)'!$B$2/'hp (pSv cm2)'!$A$2)","v":2.6156400000000004},1.8309480000000005E-4,{"$f":"_xlfn.IFNA(0.997*(INDEX('Mass attenuation coefficients'!$B$2:$B$37,MATCH($C317,'Mass attenuation coefficients'!$A$2:$A$37,1))+($C317-INDEX('Mass attenuation coefficients'!$A$2:$A$37,MATCH($C317,'Mass attenuation coefficients'!$A$2:$A$37,1)))*(INDEX('Mass attenuation coefficients'!$B$2:$B$37,MATCH($C317,'Mass attenuation coefficients'!$A$2:$A$37,1)+1)-INDEX('Mass attenuation coefficients'!$B$2:$B$37,MATCH($C317,'Mass attenuation coefficients'!$A$2:$A$37,1)))/(INDEX('Mass attenuation coefficients'!$A$2:$A$37,MATCH($C317,'Mass attenuation coefficients'!$A$2:$A$37,1)+1)-INDEX('Mass attenuation coefficients'!$A$2:$A$37,MATCH($C317,'Mass attenuation coefficients'!$A$2:$A$37,1)))),0.997*$C317*'Mass attenuation coefficients'!$B$2/'Mass attenuation coefficients'!$A$2)","v":9.4167038829999994E-2},{"$f":"_xlfn.IFNA(INDEX('Shultis Faw'!$C$2:$C$26,MATCH($C317,'Shultis Faw'!$A$2:$A$26,1))+($C317-INDEX('Shultis Faw'!$A$2:$A$26,MATCH($C317,'Shultis Faw'!$A$2:$A$26,1)))*(INDEX('Shultis Faw'!$C$2:$C$26,MATCH($C317,'Shultis Faw'!$A$2:$A$26,1)+1)-INDEX('Shultis Faw'!$C$2:$C$26,MATCH($C317,'Shultis Faw'!$A$2:$A$26,1)))/(INDEX('Shultis Faw'!$A$2:$A$26,MATCH($C317,'Shultis Faw'!$A$2:$A$26,1)+1)-INDEX('Shultis Faw'!$A$2:$A$26,MATCH($C317,'Shultis Faw'!$A$2:$A$26,1))),$C317*'Shultis Faw'!$C$2/'Shultis Faw'!$A$2)","v":2.4592869999999998},{"$f":"_xlfn.IFNA(INDEX('Shultis Faw'!$D$2:$D$26,MATCH($C317,'Shultis Faw'!$A$2:$A$26,1))+($C317-INDEX('Shultis Faw'!$A$2:$A$26,MATCH($C317,'Shultis Faw'!$A$2:$A$26,1)))*(INDEX('Shultis Faw'!$D$2:$D$26,MATCH($C317,'Shultis Faw'!$A$2:$A$26,1)+1)-INDEX('Shultis Faw'!$D$2:$D$26,MATCH($C317,'Shultis Faw'!$A$2:$A$26,1)))/(INDEX('Shultis Faw'!$A$2:$A$26,MATCH($C317,'Shultis Faw'!$A$2:$A$26,1)+1)-INDEX('Shultis Faw'!$A$2:$A$26,MATCH($C317,'Shultis Faw'!$A$2:$A$26,1))),$C317*'Shultis Faw'!$D$2/'Shultis Faw'!$A$2)","v":1.7372030000000001},{"$f":"_xlfn.IFNA(INDEX('Shultis Faw'!$B$2:$B$26,MATCH($C317,'Shultis Faw'!$A$2:$A$26,1))+($C317-INDEX('Shultis Faw'!$A$2:$A$26,MATCH($C317,'Shultis Faw'!$A$2:$A$26,1)))*(INDEX('Shultis Faw'!$B$2:$B$26,MATCH($C317,'Shultis Faw'!$A$2:$A$26,1)+1)-INDEX('Shultis Faw'!$B$2:$B$26,MATCH($C317,'Shultis Faw'!$A$2:$A$26,1)))/(INDEX('Shultis Faw'!$A$2:$A$26,MATCH($C317,'Shultis Faw'!$A$2:$A$26,1)+1)-INDEX('Shultis Faw'!$A$2:$A$26,MATCH($C317,'Shultis Faw'!$A$2:$A$26,1))),$C317*'Shultis Faw'!$B$2/'Shultis Faw'!$A$2)","v":-0.131359},{"$f":"_xlfn.IFNA(INDEX('Shultis Faw'!$E$2:$E$26,MATCH($C317,'Shultis Faw'!$A$2:$A$26,1))+($C317-INDEX('Shultis Faw'!$A$2:$A$26,MATCH($C317,'Shultis Faw'!$A$2:$A$26,1)))*(INDEX('Shultis Faw'!$E$2:$E$26,MATCH($C317,'Shultis Faw'!$A$2:$A$26,1)+1)-INDEX('Shultis Faw'!$E$2:$E$26,MATCH($C317,'Shultis Faw'!$A$2:$A$26,1)))/(INDEX('Shultis Faw'!$A$2:$A$26,MATCH($C317,'Shultis Faw'!$A$2:$A$26,1)+1)-INDEX('Shultis Faw'!$A$2:$A$26,MATCH($C317,'Shultis Faw'!$A$2:$A$26,1))),$C317*'Shultis Faw'!$E$2/'Shultis Faw'!$A$2)","v":5.31767E-2},{"$f":"_xlfn.IFNA(INDEX('Shultis Faw'!$F$2:$F$26,MATCH($C317,'Shultis Faw'!$A$2:$A$26,1))+($C317-INDEX('Shultis Faw'!$A$2:$A$26,MATCH($C317,'Shultis Faw'!$A$2:$A$26,1)))*(INDEX('Shultis Faw'!$F$2:$F$26,MATCH($C317,'Shultis Faw'!$A$2:$A$26,1)+1)-INDEX('Shultis Faw'!$F$2:$F$26,MATCH($C317,'Shultis Faw'!$A$2:$A$26,1)))/(INDEX('Shultis Faw'!$A$2:$A$26,MATCH($C317,'Shultis Faw'!$A$2:$A$26,1)+1)-INDEX('Shultis Faw'!$A$2:$A$26,MATCH($C317,'Shultis Faw'!$A$2:$A$26,1))),$C317*'Shultis Faw'!$F$2/'Shultis Faw'!$A$2)","v":14.296900000000001},{"$f":"J317*(H317*'Externe blootstelling'!$D$23/2)^K317+L317*(TANH(((H317*'Externe blootstelling'!$D$23)/(2*M317))-2)-TANH(-2))/(1-TANH(-2))","v":1.6603607436098116},{"$f":"IF(N317=1,1+(I317-1)*H317*'Externe blootstelling'!$D$23/2,1+(I317-1)*(N317^(H317*'Externe blootstelling'!$D$23/2)-1)/(N317-1))","v":3.3128553218656438},{"$f":"G317*EXP(-H317*'Externe blootstelling'!$D$23/2)*O317","v":1.4771857179074377E-4}]
[null," g ",0.54559999999999997,8.7295999999999992E-14,1.4000000000000001E-4,{"$f":"_xlfn.IFNA(INDEX('hp (pSv cm2)'!$B$2:$B$52,MATCH($C318,'hp (pSv cm2)'!$A$2:$A$52,1))+($C318-INDEX('hp (pSv cm2)'!$A$2:$A$52,MATCH($C318,'hp (pSv cm2)'!$A$2:$A$52,1)))*(INDEX('hp (pSv cm2)'!$B$2:$B$52,MATCH($C318,'hp (pSv cm2)'!$A$2:$A$52,1)+1)-INDEX('hp (pSv cm2)'!$B$2:$B$52,MATCH($C318,'hp (pSv cm2)'!$A$2:$A$52,1)))/(INDEX('hp (pSv cm2)'!$A$2:$A$52,MATCH($C318,'hp (pSv cm2)'!$A$2:$A$52,1)+1)-INDEX('hp (pSv cm2)'!$A$2:$A$52,MATCH($C318,'hp (pSv cm2)'!$A$2:$A$52,1))),$C318*'hp (pSv cm2)'!$B$2/'hp (pSv cm2)'!$A$2)","v":2.6706400000000001},3.7388960000000007E-4,{"$f":"_xlfn.IFNA(0.997*(INDEX('Mass attenuation coefficients'!$B$2:$B$37,MATCH($C318,'Mass attenuation coefficients'!$A$2:$A$37,1))+($C318-INDEX('Mass attenuation coefficients'!$A$2:$A$37,MATCH($C318,'Mass attenuation coefficients'!$A$2:$A$37,1)))*(INDEX('Mass attenuation coefficients'!$B$2:$B$37,MATCH($C318,'Mass attenuation coefficients'!$A$2:$A$37,1)+1)-INDEX('Mass attenuation coefficients'!$B$2:$B$37,MATCH($C318,'Mass attenuation coefficients'!$A$2:$A$37,1)))/(INDEX('Mass attenuation coefficients'!$A$2:$A$37,MATCH($C318,'Mass attenuation coefficients'!$A$2:$A$37,1)+1)-INDEX('Mass attenuation coefficients'!$A$2:$A$37,MATCH($C318,'Mass attenuation coefficients'!$A$2:$A$37,1)))),0.997*$C318*'Mass attenuation coefficients'!$B$2/'Mass attenuation coefficients'!$A$2)","v":9.325603008000001E-2},{"$f":"_xlfn.IFNA(INDEX('Shultis Faw'!$C$2:$C$26,MATCH($C318,'Shultis Faw'!$A$2:$A$26,1))+($C318-INDEX('Shultis Faw'!$A$2:$A$26,MATCH($C318,'Shultis Faw'!$A$2:$A$26,1)))*(INDEX('Shultis Faw'!$C$2:$C$26,MATCH($C318,'Shultis Faw'!$A$2:$A$26,1)+1)-INDEX('Shultis Faw'!$C$2:$C$26,MATCH($C318,'Shultis Faw'!$A$2:$A$26,1)))/(INDEX('Shultis Faw'!$A$2:$A$26,MATCH($C318,'Shultis Faw'!$A$2:$A$26,1)+1)-INDEX('Shultis Faw'!$A$2:$A$26,MATCH($C318,'Shultis Faw'!$A$2:$A$26,1))),$C318*'Shultis Faw'!$C$2/'Shultis Faw'!$A$2)","v":2.4439120000000001},{"$f":"_xlfn.IFNA(INDEX('Shultis Faw'!$D$2:$D$26,MATCH($C318,'Shultis Faw'!$A$2:$A$26,1))+($C318-INDEX('Shultis Faw'!$A$2:$A$26,MATCH($C318,'Shultis Faw'!$A$2:$A$26,1)))*(INDEX('Shultis Faw'!$D$2:$D$26,MATCH($C318,'Shultis Faw'!$A$2:$A$26,1)+1)-INDEX('Shultis Faw'!$D$2:$D$26,MATCH($C318,'Shultis Faw'!$A$2:$A$26,1)))/(INDEX('Shultis Faw'!$A$2:$A$26,MATCH($C318,'Shultis Faw'!$A$2:$A$26,1)+1)-INDEX('Shultis Faw'!$A$2:$A$26,MATCH($C318,'Shultis Faw'!$A$2:$A$26,1))),$C318*'Shultis Faw'!$D$2/'Shultis Faw'!$A$2)","v":1.7263280000000001},{"$f":"_xlfn.IFNA(INDEX('Shultis Faw'!$B$2:$B$26,MATCH($C318,'Shultis Faw'!$A$2:$A$26,1))+($C318-INDEX('Shultis Faw'!$A$2:$A$26,MATCH($C318,'Shultis Faw'!$A$2:$A$26,1)))*(INDEX('Shultis Faw'!$B$2:$B$26,MATCH($C318,'Shultis Faw'!$A$2:$A$26,1)+1)-INDEX('Shultis Faw'!$B$2:$B$26,MATCH($C318,'Shultis Faw'!$A$2:$A$26,1)))/(INDEX('Shultis Faw'!$A$2:$A$26,MATCH($C318,'Shultis Faw'!$A$2:$A$26,1)+1)-INDEX('Shultis Faw'!$A$2:$A$26,MATCH($C318,'Shultis Faw'!$A$2:$A$26,1))),$C318*'Shultis Faw'!$B$2/'Shultis Faw'!$A$2)","v":-0.12998400000000002},{"$f":"_xlfn.IFNA(INDEX('Shultis Faw'!$E$2:$E$26,MATCH($C318,'Shultis Faw'!$A$2:$A$26,1))+($C318-INDEX('Shultis Faw'!$A$2:$A$26,MATCH($C318,'Shultis Faw'!$A$2:$A$26,1)))*(INDEX('Shultis Faw'!$E$2:$E$26,MATCH($C318,'Shultis Faw'!$A$2:$A$26,1)+1)-INDEX('Shultis Faw'!$E$2:$E$26,MATCH($C318,'Shultis Faw'!$A$2:$A$26,1)))/(INDEX('Shultis Faw'!$A$2:$A$26,MATCH($C318,'Shultis Faw'!$A$2:$A$26,1)+1)-INDEX('Shultis Faw'!$A$2:$A$26,MATCH($C318,'Shultis Faw'!$A$2:$A$26,1))),$C318*'Shultis Faw'!$E$2/'Shultis Faw'!$A$2)","v":5.2639200000000004E-2},{"$f":"_xlfn.IFNA(INDEX('Shultis Faw'!$F$2:$F$26,MATCH($C318,'Shultis Faw'!$A$2:$A$26,1))+($C318-INDEX('Shultis Faw'!$A$2:$A$26,MATCH($C318,'Shultis Faw'!$A$2:$A$26,1)))*(INDEX('Shultis Faw'!$F$2:$F$26,MATCH($C318,'Shultis Faw'!$A$2:$A$26,1)+1)-INDEX('Shultis Faw'!$F$2:$F$26,MATCH($C318,'Shultis Faw'!$A$2:$A$26,1)))/(INDEX('Shultis Faw'!$A$2:$A$26,MATCH($C318,'Shultis Faw'!$A$2:$A$26,1)+1)-INDEX('Shultis Faw'!$A$2:$A$26,MATCH($C318,'Shultis Faw'!$A$2:$A$26,1))),$C318*'Shultis Faw'!$F$2/'Shultis Faw'!$A$2)","v":14.2844},{"$f":"J318*(H318*'Externe blootstelling'!$D$23/2)^K318+L318*(TANH(((H318*'Externe blootstelling'!$D$23)/(2*M318))-2)-TANH(-2))/(1-TANH(-2))","v":1.6528346174825976},{"$f":"IF(N318=1,1+(I318-1)*H318*'Externe blootstelling'!$D$23/2,1+(I318-1)*(N318^(H318*'Externe blootstelling'!$D$23/2)-1)/(N318-1))","v":3.2551364554690108},{"$f":"G318*EXP(-H318*'Externe blootstelling'!$D$23/2)*O318","v":3.0047192201552216E-4}]
[null," g ",0.55758000000000008,8.9212800000000019E-14,2.6700000000000001E-3,{"$f":"_xlfn.IFNA(INDEX('hp (pSv cm2)'!$B$2:$B$52,MATCH($C319,'hp (pSv cm2)'!$A$2:$A$52,1))+($C319-INDEX('hp (pSv cm2)'!$A$2:$A$52,MATCH($C319,'hp (pSv cm2)'!$A$2:$A$52,1)))*(INDEX('hp (pSv cm2)'!$B$2:$B$52,MATCH($C319,'hp (pSv cm2)'!$A$2:$A$52,1)+1)-INDEX('hp (pSv cm2)'!$B$2:$B$52,MATCH($C319,'hp (pSv cm2)'!$A$2:$A$52,1)))/(INDEX('hp (pSv cm2)'!$A$2:$A$52,MATCH($C319,'hp (pSv cm2)'!$A$2:$A$52,1)+1)-INDEX('hp (pSv cm2)'!$A$2:$A$52,MATCH($C319,'hp (pSv cm2)'!$A$2:$A$52,1))),$C319*'hp (pSv cm2)'!$B$2/'hp (pSv cm2)'!$A$2)","v":2.7233520000000007},7.2713498400000017E-3,{"$f":"_xlfn.IFNA(0.997*(INDEX('Mass attenuation coefficients'!$B$2:$B$37,MATCH($C319,'Mass attenuation coefficients'!$A$2:$A$37,1))+($C319-INDEX('Mass attenuation coefficients'!$A$2:$A$37,MATCH($C319,'Mass attenuation coefficients'!$A$2:$A$37,1)))*(INDEX('Mass attenuation coefficients'!$B$2:$B$37,MATCH($C319,'Mass attenuation coefficients'!$A$2:$A$37,1)+1)-INDEX('Mass attenuation coefficients'!$B$2:$B$37,MATCH($C319,'Mass attenuation coefficients'!$A$2:$A$37,1)))/(INDEX('Mass attenuation coefficients'!$A$2:$A$37,MATCH($C319,'Mass attenuation coefficients'!$A$2:$A$37,1)+1)-INDEX('Mass attenuation coefficients'!$A$2:$A$37,MATCH($C319,'Mass attenuation coefficients'!$A$2:$A$37,1)))),0.997*$C319*'Mass attenuation coefficients'!$B$2/'Mass attenuation coefficients'!$A$2)","v":9.2382919293999985E-2},{"$f":"_xlfn.IFNA(INDEX('Shultis Faw'!$C$2:$C$26,MATCH($C319,'Shultis Faw'!$A$2:$A$26,1))+($C319-INDEX('Shultis Faw'!$A$2:$A$26,MATCH($C319,'Shultis Faw'!$A$2:$A$26,1)))*(INDEX('Shultis Faw'!$C$2:$C$26,MATCH($C319,'Shultis Faw'!$A$2:$A$26,1)+1)-INDEX('Shultis Faw'!$C$2:$C$26,MATCH($C319,'Shultis Faw'!$A$2:$A$26,1)))/(INDEX('Shultis Faw'!$A$2:$A$26,MATCH($C319,'Shultis Faw'!$A$2:$A$26,1)+1)-INDEX('Shultis Faw'!$A$2:$A$26,MATCH($C319,'Shultis Faw'!$A$2:$A$26,1))),$C319*'Shultis Faw'!$C$2/'Shultis Faw'!$A$2)","v":2.4291765999999999},{"$f":"_xlfn.IFNA(INDEX('Shultis Faw'!$D$2:$D$26,MATCH($C319,'Shultis Faw'!$A$2:$A$26,1))+($C319-INDEX('Shultis Faw'!$A$2:$A$26,MATCH($C319,'Shultis Faw'!$A$2:$A$26,1)))*(INDEX('Shultis Faw'!$D$2:$D$26,MATCH($C319,'Shultis Faw'!$A$2:$A$26,1)+1)-INDEX('Shultis Faw'!$D$2:$D$26,MATCH($C319,'Shultis Faw'!$A$2:$A$26,1)))/(INDEX('Shultis Faw'!$A$2:$A$26,MATCH($C319,'Shultis Faw'!$A$2:$A$26,1)+1)-INDEX('Shultis Faw'!$A$2:$A$26,MATCH($C319,'Shultis Faw'!$A$2:$A$26,1))),$C319*'Shultis Faw'!$D$2/'Shultis Faw'!$A$2)","v":1.7159054},{"$f":"_xlfn.IFNA(INDEX('Shultis Faw'!$B$2:$B$26,MATCH($C319,'Shultis Faw'!$A$2:$A$26,1))+($C319-INDEX('Shultis Faw'!$A$2:$A$26,MATCH($C319,'Shultis Faw'!$A$2:$A$26,1)))*(INDEX('Shultis Faw'!$B$2:$B$26,MATCH($C319,'Shultis Faw'!$A$2:$A$26,1)+1)-INDEX('Shultis Faw'!$B$2:$B$26,MATCH($C319,'Shultis Faw'!$A$2:$A$26,1)))/(INDEX('Shultis Faw'!$A$2:$A$26,MATCH($C319,'Shultis Faw'!$A$2:$A$26,1)+1)-INDEX('Shultis Faw'!$A$2:$A$26,MATCH($C319,'Shultis Faw'!$A$2:$A$26,1))),$C319*'Shultis Faw'!$B$2/'Shultis Faw'!$A$2)","v":-0.12866619999999998},{"$f":"_xlfn.IFNA(INDEX('Shultis Faw'!$E$2:$E$26,MATCH($C319,'Shultis Faw'!$A$2:$A$26,1))+($C319-INDEX('Shultis Faw'!$A$2:$A$26,MATCH($C319,'Shultis Faw'!$A$2:$A$26,1)))*(INDEX('Shultis Faw'!$E$2:$E$26,MATCH($C319,'Shultis Faw'!$A$2:$A$26,1)+1)-INDEX('Shultis Faw'!$E$2:$E$26,MATCH($C319,'Shultis Faw'!$A$2:$A$26,1)))/(INDEX('Shultis Faw'!$A$2:$A$26,MATCH($C319,'Shultis Faw'!$A$2:$A$26,1)+1)-INDEX('Shultis Faw'!$A$2:$A$26,MATCH($C319,'Shultis Faw'!$A$2:$A$26,1))),$C319*'Shultis Faw'!$E$2/'Shultis Faw'!$A$2)","v":5.2124059999999993E-2},{"$f":"_xlfn.IFNA(INDEX('Shultis Faw'!$F$2:$F$26,MATCH($C319,'Shultis Faw'!$A$2:$A$26,1))+($C319-INDEX('Shultis Faw'!$A$2:$A$26,MATCH($C319,'Shultis Faw'!$A$2:$A$26,1)))*(INDEX('Shultis Faw'!$F$2:$F$26,MATCH($C319,'Shultis Faw'!$A$2:$A$26,1)+1)-INDEX('Shultis Faw'!$F$2:$F$26,MATCH($C319,'Shultis Faw'!$A$2:$A$26,1)))/(INDEX('Shultis Faw'!$A$2:$A$26,MATCH($C319,'Shultis Faw'!$A$2:$A$26,1)+1)-INDEX('Shultis Faw'!$A$2:$A$26,MATCH($C319,'Shultis Faw'!$A$2:$A$26,1))),$C319*'Shultis Faw'!$F$2/'Shultis Faw'!$A$2)","v":14.27242},{"$f":"J319*(H319*'Externe blootstelling'!$D$23/2)^K319+L319*(TANH(((H319*'Externe blootstelling'!$D$23)/(2*M319))-2)-TANH(-2))/(1-TANH(-2))","v":1.6455700086996721},{"$f":"IF(N319=1,1+(I319-1)*H319*'Externe blootstelling'!$D$23/2,1+(I319-1)*(N319^(H319*'Externe blootstelling'!$D$23/2)-1)/(N319-1))","v":3.200882938785556},{"$f":"G319*EXP(-H319*'Externe blootstelling'!$D$23/2)*O319","v":5.8218893965686939E-3}]
[null," g ",0.56340000000000001,9.0143999999999994E-14,2.8E-5,{"$f":"_xlfn.IFNA(INDEX('hp (pSv cm2)'!$B$2:$B$52,MATCH($C320,'hp (pSv cm2)'!$A$2:$A$52,1))+($C320-INDEX('hp (pSv cm2)'!$A$2:$A$52,MATCH($C320,'hp (pSv cm2)'!$A$2:$A$52,1)))*(INDEX('hp (pSv cm2)'!$B$2:$B$52,MATCH($C320,'hp (pSv cm2)'!$A$2:$A$52,1)+1)-INDEX('hp (pSv cm2)'!$B$2:$B$52,MATCH($C320,'hp (pSv cm2)'!$A$2:$A$52,1)))/(INDEX('hp (pSv cm2)'!$A$2:$A$52,MATCH($C320,'hp (pSv cm2)'!$A$2:$A$52,1)+1)-INDEX('hp (pSv cm2)'!$A$2:$A$52,MATCH($C320,'hp (pSv cm2)'!$A$2:$A$52,1))),$C320*'hp (pSv cm2)'!$B$2/'hp (pSv cm2)'!$A$2)","v":2.7489600000000003},7.6970880000000011E-5,{"$f":"_xlfn.IFNA(0.997*(INDEX('Mass attenuation coefficients'!$B$2:$B$37,MATCH($C320,'Mass attenuation coefficients'!$A$2:$A$37,1))+($C320-INDEX('Mass attenuation coefficients'!$A$2:$A$37,MATCH($C320,'Mass attenuation coefficients'!$A$2:$A$37,1)))*(INDEX('Mass attenuation coefficients'!$B$2:$B$37,MATCH($C320,'Mass attenuation coefficients'!$A$2:$A$37,1)+1)-INDEX('Mass attenuation coefficients'!$B$2:$B$37,MATCH($C320,'Mass attenuation coefficients'!$A$2:$A$37,1)))/(INDEX('Mass attenuation coefficients'!$A$2:$A$37,MATCH($C320,'Mass attenuation coefficients'!$A$2:$A$37,1)+1)-INDEX('Mass attenuation coefficients'!$A$2:$A$37,MATCH($C320,'Mass attenuation coefficients'!$A$2:$A$37,1)))),0.997*$C320*'Mass attenuation coefficients'!$B$2/'Mass attenuation coefficients'!$A$2)","v":9.1958753619999986E-2},{"$f":"_xlfn.IFNA(INDEX('Shultis Faw'!$C$2:$C$26,MATCH($C320,'Shultis Faw'!$A$2:$A$26,1))+($C320-INDEX('Shultis Faw'!$A$2:$A$26,MATCH($C320,'Shultis Faw'!$A$2:$A$26,1)))*(INDEX('Shultis Faw'!$C$2:$C$26,MATCH($C320,'Shultis Faw'!$A$2:$A$26,1)+1)-INDEX('Shultis Faw'!$C$2:$C$26,MATCH($C320,'Shultis Faw'!$A$2:$A$26,1)))/(INDEX('Shultis Faw'!$A$2:$A$26,MATCH($C320,'Shultis Faw'!$A$2:$A$26,1)+1)-INDEX('Shultis Faw'!$A$2:$A$26,MATCH($C320,'Shultis Faw'!$A$2:$A$26,1))),$C320*'Shultis Faw'!$C$2/'Shultis Faw'!$A$2)","v":2.422018},{"$f":"_xlfn.IFNA(INDEX('Shultis Faw'!$D$2:$D$26,MATCH($C320,'Shultis Faw'!$A$2:$A$26,1))+($C320-INDEX('Shultis Faw'!$A$2:$A$26,MATCH($C320,'Shultis Faw'!$A$2:$A$26,1)))*(INDEX('Shultis Faw'!$D$2:$D$26,MATCH($C320,'Shultis Faw'!$A$2:$A$26,1)+1)-INDEX('Shultis Faw'!$D$2:$D$26,MATCH($C320,'Shultis Faw'!$A$2:$A$26,1)))/(INDEX('Shultis Faw'!$A$2:$A$26,MATCH($C320,'Shultis Faw'!$A$2:$A$26,1)+1)-INDEX('Shultis Faw'!$A$2:$A$26,MATCH($C320,'Shultis Faw'!$A$2:$A$26,1))),$C320*'Shultis Faw'!$D$2/'Shultis Faw'!$A$2)","v":1.710842},{"$f":"_xlfn.IFNA(INDEX('Shultis Faw'!$B$2:$B$26,MATCH($C320,'Shultis Faw'!$A$2:$A$26,1))+($C320-INDEX('Shultis Faw'!$A$2:$A$26,MATCH($C320,'Shultis Faw'!$A$2:$A$26,1)))*(INDEX('Shultis Faw'!$B$2:$B$26,MATCH($C320,'Shultis Faw'!$A$2:$A$26,1)+1)-INDEX('Shultis Faw'!$B$2:$B$26,MATCH($C320,'Shultis Faw'!$A$2:$A$26,1)))/(INDEX('Shultis Faw'!$A$2:$A$26,MATCH($C320,'Shultis Faw'!$A$2:$A$26,1)+1)-INDEX('Shultis Faw'!$A$2:$A$26,MATCH($C320,'Shultis Faw'!$A$2:$A$26,1))),$C320*'Shultis Faw'!$B$2/'Shultis Faw'!$A$2)","v":-0.128026},{"$f":"_xlfn.IFNA(INDEX('Shultis Faw'!$E$2:$E$26,MATCH($C320,'Shultis Faw'!$A$2:$A$26,1))+($C320-INDEX('Shultis Faw'!$A$2:$A$26,MATCH($C320,'Shultis Faw'!$A$2:$A$26,1)))*(INDEX('Shultis Faw'!$E$2:$E$26,MATCH($C320,'Shultis Faw'!$A$2:$A$26,1)+1)-INDEX('Shultis Faw'!$E$2:$E$26,MATCH($C320,'Shultis Faw'!$A$2:$A$26,1)))/(INDEX('Shultis Faw'!$A$2:$A$26,MATCH($C320,'Shultis Faw'!$A$2:$A$26,1)+1)-INDEX('Shultis Faw'!$A$2:$A$26,MATCH($C320,'Shultis Faw'!$A$2:$A$26,1))),$C320*'Shultis Faw'!$E$2/'Shultis Faw'!$A$2)","v":5.1873799999999998E-2},{"$f":"_xlfn.IFNA(INDEX('Shultis Faw'!$F$2:$F$26,MATCH($C320,'Shultis Faw'!$A$2:$A$26,1))+($C320-INDEX('Shultis Faw'!$A$2:$A$26,MATCH($C320,'Shultis Faw'!$A$2:$A$26,1)))*(INDEX('Shultis Faw'!$F$2:$F$26,MATCH($C320,'Shultis Faw'!$A$2:$A$26,1)+1)-INDEX('Shultis Faw'!$F$2:$F$26,MATCH($C320,'Shultis Faw'!$A$2:$A$26,1)))/(INDEX('Shultis Faw'!$A$2:$A$26,MATCH($C320,'Shultis Faw'!$A$2:$A$26,1)+1)-INDEX('Shultis Faw'!$A$2:$A$26,MATCH($C320,'Shultis Faw'!$A$2:$A$26,1))),$C320*'Shultis Faw'!$F$2/'Shultis Faw'!$A$2)","v":14.2666},{"$f":"J320*(H320*'Externe blootstelling'!$D$23/2)^K320+L320*(TANH(((H320*'Externe blootstelling'!$D$23)/(2*M320))-2)-TANH(-2))/(1-TANH(-2))","v":1.6420225730356803},{"$f":"IF(N320=1,1+(I320-1)*H320*'Externe blootstelling'!$D$23/2,1+(I320-1)*(N320^(H320*'Externe blootstelling'!$D$23/2)-1)/(N320-1))","v":3.1748965438088961},{"$f":"G320*EXP(-H320*'Externe blootstelling'!$D$23/2)*O320","v":6.1517452275532564E-5}]
[null," g ",0.56923000000000001,9.1076799999999997E-14,1E-4,{"$f":"_xlfn.IFNA(INDEX('hp (pSv cm2)'!$B$2:$B$52,MATCH($C321,'hp (pSv cm2)'!$A$2:$A$52,1))+($C321-INDEX('hp (pSv cm2)'!$A$2:$A$52,MATCH($C321,'hp (pSv cm2)'!$A$2:$A$52,1)))*(INDEX('hp (pSv cm2)'!$B$2:$B$52,MATCH($C321,'hp (pSv cm2)'!$A$2:$A$52,1)+1)-INDEX('hp (pSv cm2)'!$B$2:$B$52,MATCH($C321,'hp (pSv cm2)'!$A$2:$A$52,1)))/(INDEX('hp (pSv cm2)'!$A$2:$A$52,MATCH($C321,'hp (pSv cm2)'!$A$2:$A$52,1)+1)-INDEX('hp (pSv cm2)'!$A$2:$A$52,MATCH($C321,'hp (pSv cm2)'!$A$2:$A$52,1))),$C321*'hp (pSv cm2)'!$B$2/'hp (pSv cm2)'!$A$2)","v":2.7746120000000003},2.7746120000000002E-4,{"$f":"_xlfn.IFNA(0.997*(INDEX('Mass attenuation coefficients'!$B$2:$B$37,MATCH($C321,'Mass attenuation coefficients'!$A$2:$A$37,1))+($C321-INDEX('Mass attenuation coefficients'!$A$2:$A$37,MATCH($C321,'Mass attenuation coefficients'!$A$2:$A$37,1)))*(INDEX('Mass attenuation coefficients'!$B$2:$B$37,MATCH($C321,'Mass attenuation coefficients'!$A$2:$A$37,1)+1)-INDEX('Mass attenuation coefficients'!$B$2:$B$37,MATCH($C321,'Mass attenuation coefficients'!$A$2:$A$37,1)))/(INDEX('Mass attenuation coefficients'!$A$2:$A$37,MATCH($C321,'Mass attenuation coefficients'!$A$2:$A$37,1)+1)-INDEX('Mass attenuation coefficients'!$A$2:$A$37,MATCH($C321,'Mass attenuation coefficients'!$A$2:$A$37,1)))),0.997*$C321*'Mass attenuation coefficients'!$B$2/'Mass attenuation coefficients'!$A$2)","v":9.1533859139000001E-2},{"$f":"_xlfn.IFNA(INDEX('Shultis Faw'!$C$2:$C$26,MATCH($C321,'Shultis Faw'!$A$2:$A$26,1))+($C321-INDEX('Shultis Faw'!$A$2:$A$26,MATCH($C321,'Shultis Faw'!$A$2:$A$26,1)))*(INDEX('Shultis Faw'!$C$2:$C$26,MATCH($C321,'Shultis Faw'!$A$2:$A$26,1)+1)-INDEX('Shultis Faw'!$C$2:$C$26,MATCH($C321,'Shultis Faw'!$A$2:$A$26,1)))/(INDEX('Shultis Faw'!$A$2:$A$26,MATCH($C321,'Shultis Faw'!$A$2:$A$26,1)+1)-INDEX('Shultis Faw'!$A$2:$A$26,MATCH($C321,'Shultis Faw'!$A$2:$A$26,1))),$C321*'Shultis Faw'!$C$2/'Shultis Faw'!$A$2)","v":2.4148470999999998},{"$f":"_xlfn.IFNA(INDEX('Shultis Faw'!$D$2:$D$26,MATCH($C321,'Shultis Faw'!$A$2:$A$26,1))+($C321-INDEX('Shultis Faw'!$A$2:$A$26,MATCH($C321,'Shultis Faw'!$A$2:$A$26,1)))*(INDEX('Shultis Faw'!$D$2:$D$26,MATCH($C321,'Shultis Faw'!$A$2:$A$26,1)+1)-INDEX('Shultis Faw'!$D$2:$D$26,MATCH($C321,'Shultis Faw'!$A$2:$A$26,1)))/(INDEX('Shultis Faw'!$A$2:$A$26,MATCH($C321,'Shultis Faw'!$A$2:$A$26,1)+1)-INDEX('Shultis Faw'!$A$2:$A$26,MATCH($C321,'Shultis Faw'!$A$2:$A$26,1))),$C321*'Shultis Faw'!$D$2/'Shultis Faw'!$A$2)","v":1.7057699},{"$f":"_xlfn.IFNA(INDEX('Shultis Faw'!$B$2:$B$26,MATCH($C321,'Shultis Faw'!$A$2:$A$26,1))+($C321-INDEX('Shultis Faw'!$A$2:$A$26,MATCH($C321,'Shultis Faw'!$A$2:$A$26,1)))*(INDEX('Shultis Faw'!$B$2:$B$26,MATCH($C321,'Shultis Faw'!$A$2:$A$26,1)+1)-INDEX('Shultis Faw'!$B$2:$B$26,MATCH($C321,'Shultis Faw'!$A$2:$A$26,1)))/(INDEX('Shultis Faw'!$A$2:$A$26,MATCH($C321,'Shultis Faw'!$A$2:$A$26,1)+1)-INDEX('Shultis Faw'!$A$2:$A$26,MATCH($C321,'Shultis Faw'!$A$2:$A$26,1))),$C321*'Shultis Faw'!$B$2/'Shultis Faw'!$A$2)","v":-0.12738469999999999},{"$f":"_xlfn.IFNA(INDEX('Shultis Faw'!$E$2:$E$26,MATCH($C321,'Shultis Faw'!$A$2:$A$26,1))+($C321-INDEX('Shultis Faw'!$A$2:$A$26,MATCH($C321,'Shultis Faw'!$A$2:$A$26,1)))*(INDEX('Shultis Faw'!$E$2:$E$26,MATCH($C321,'Shultis Faw'!$A$2:$A$26,1)+1)-INDEX('Shultis Faw'!$E$2:$E$26,MATCH($C321,'Shultis Faw'!$A$2:$A$26,1)))/(INDEX('Shultis Faw'!$A$2:$A$26,MATCH($C321,'Shultis Faw'!$A$2:$A$26,1)+1)-INDEX('Shultis Faw'!$A$2:$A$26,MATCH($C321,'Shultis Faw'!$A$2:$A$26,1))),$C321*'Shultis Faw'!$E$2/'Shultis Faw'!$A$2)","v":5.162311E-2},{"$f":"_xlfn.IFNA(INDEX('Shultis Faw'!$F$2:$F$26,MATCH($C321,'Shultis Faw'!$A$2:$A$26,1))+($C321-INDEX('Shultis Faw'!$A$2:$A$26,MATCH($C321,'Shultis Faw'!$A$2:$A$26,1)))*(INDEX('Shultis Faw'!$F$2:$F$26,MATCH($C321,'Shultis Faw'!$A$2:$A$26,1)+1)-INDEX('Shultis Faw'!$F$2:$F$26,MATCH($C321,'Shultis Faw'!$A$2:$A$26,1)))/(INDEX('Shultis Faw'!$A$2:$A$26,MATCH($C321,'Shultis Faw'!$A$2:$A$26,1)+1)-INDEX('Shultis Faw'!$A$2:$A$26,MATCH($C321,'Shultis Faw'!$A$2:$A$26,1))),$C321*'Shultis Faw'!$F$2/'Shultis Faw'!$A$2)","v":14.260770000000001},{"$f":"J321*(H321*'Externe blootstelling'!$D$23/2)^K321+L321*(TANH(((H321*'Externe blootstelling'!$D$23)/(2*M321))-2)-TANH(-2))/(1-TANH(-2))","v":1.6384570971976986},{"$f":"IF(N321=1,1+(I321-1)*H321*'Externe blootstelling'!$D$23/2,1+(I321-1)*(N321^(H321*'Externe blootstelling'!$D$23/2)-1)/(N321-1))","v":3.1491056464730494},{"$f":"G321*EXP(-H321*'Externe blootstelling'!$D$23/2)*O321","v":2.213603036611565E-4}]
[null," g ",0.58201000000000003,9.3121600000000001E-14,8.8599999999999998E-3,{"$f":"_xlfn.IFNA(INDEX('hp (pSv cm2)'!$B$2:$B$52,MATCH($C322,'hp (pSv cm2)'!$A$2:$A$52,1))+($C322-INDEX('hp (pSv cm2)'!$A$2:$A$52,MATCH($C322,'hp (pSv cm2)'!$A$2:$A$52,1)))*(INDEX('hp (pSv cm2)'!$B$2:$B$52,MATCH($C322,'hp (pSv cm2)'!$A$2:$A$52,1)+1)-INDEX('hp (pSv cm2)'!$B$2:$B$52,MATCH($C322,'hp (pSv cm2)'!$A$2:$A$52,1)))/(INDEX('hp (pSv cm2)'!$A$2:$A$52,MATCH($C322,'hp (pSv cm2)'!$A$2:$A$52,1)+1)-INDEX('hp (pSv cm2)'!$A$2:$A$52,MATCH($C322,'hp (pSv cm2)'!$A$2:$A$52,1))),$C322*'hp (pSv cm2)'!$B$2/'hp (pSv cm2)'!$A$2)","v":2.8308440000000004},2.5081277840000003E-2,{"$f":"_xlfn.IFNA(0.997*(INDEX('Mass attenuation coefficients'!$B$2:$B$37,MATCH($C322,'Mass attenuation coefficients'!$A$2:$A$37,1))+($C322-INDEX('Mass attenuation coefficients'!$A$2:$A$37,MATCH($C322,'Mass attenuation coefficients'!$A$2:$A$37,1)))*(INDEX('Mass attenuation coefficients'!$B$2:$B$37,MATCH($C322,'Mass attenuation coefficients'!$A$2:$A$37,1)+1)-INDEX('Mass attenuation coefficients'!$B$2:$B$37,MATCH($C322,'Mass attenuation coefficients'!$A$2:$A$37,1)))/(INDEX('Mass attenuation coefficients'!$A$2:$A$37,MATCH($C322,'Mass attenuation coefficients'!$A$2:$A$37,1)+1)-INDEX('Mass attenuation coefficients'!$A$2:$A$37,MATCH($C322,'Mass attenuation coefficients'!$A$2:$A$37,1)))),0.997*$C322*'Mass attenuation coefficients'!$B$2/'Mass attenuation coefficients'!$A$2)","v":9.0602443793000004E-2},{"$f":"_xlfn.IFNA(INDEX('Shultis Faw'!$C$2:$C$26,MATCH($C322,'Shultis Faw'!$A$2:$A$26,1))+($C322-INDEX('Shultis Faw'!$A$2:$A$26,MATCH($C322,'Shultis Faw'!$A$2:$A$26,1)))*(INDEX('Shultis Faw'!$C$2:$C$26,MATCH($C322,'Shultis Faw'!$A$2:$A$26,1)+1)-INDEX('Shultis Faw'!$C$2:$C$26,MATCH($C322,'Shultis Faw'!$A$2:$A$26,1)))/(INDEX('Shultis Faw'!$A$2:$A$26,MATCH($C322,'Shultis Faw'!$A$2:$A$26,1)+1)-INDEX('Shultis Faw'!$A$2:$A$26,MATCH($C322,'Shultis Faw'!$A$2:$A$26,1))),$C322*'Shultis Faw'!$C$2/'Shultis Faw'!$A$2)","v":2.3991276999999998},{"$f":"_xlfn.IFNA(INDEX('Shultis Faw'!$D$2:$D$26,MATCH($C322,'Shultis Faw'!$A$2:$A$26,1))+($C322-INDEX('Shultis Faw'!$A$2:$A$26,MATCH($C322,'Shultis Faw'!$A$2:$A$26,1)))*(INDEX('Shultis Faw'!$D$2:$D$26,MATCH($C322,'Shultis Faw'!$A$2:$A$26,1)+1)-INDEX('Shultis Faw'!$D$2:$D$26,MATCH($C322,'Shultis Faw'!$A$2:$A$26,1)))/(INDEX('Shultis Faw'!$A$2:$A$26,MATCH($C322,'Shultis Faw'!$A$2:$A$26,1)+1)-INDEX('Shultis Faw'!$A$2:$A$26,MATCH($C322,'Shultis Faw'!$A$2:$A$26,1))),$C322*'Shultis Faw'!$D$2/'Shultis Faw'!$A$2)","v":1.6946513000000001},{"$f":"_xlfn.IFNA(INDEX('Shultis Faw'!$B$2:$B$26,MATCH($C322,'Shultis Faw'!$A$2:$A$26,1))+($C322-INDEX('Shultis Faw'!$A$2:$A$26,MATCH($C322,'Shultis Faw'!$A$2:$A$26,1)))*(INDEX('Shultis Faw'!$B$2:$B$26,MATCH($C322,'Shultis Faw'!$A$2:$A$26,1)+1)-INDEX('Shultis Faw'!$B$2:$B$26,MATCH($C322,'Shultis Faw'!$A$2:$A$26,1)))/(INDEX('Shultis Faw'!$A$2:$A$26,MATCH($C322,'Shultis Faw'!$A$2:$A$26,1)+1)-INDEX('Shultis Faw'!$A$2:$A$26,MATCH($C322,'Shultis Faw'!$A$2:$A$26,1))),$C322*'Shultis Faw'!$B$2/'Shultis Faw'!$A$2)","v":-0.1259789},{"$f":"_xlfn.IFNA(INDEX('Shultis Faw'!$E$2:$E$26,MATCH($C322,'Shultis Faw'!$A$2:$A$26,1))+($C322-INDEX('Shultis Faw'!$A$2:$A$26,MATCH($C322,'Shultis Faw'!$A$2:$A$26,1)))*(INDEX('Shultis Faw'!$E$2:$E$26,MATCH($C322,'Shultis Faw'!$A$2:$A$26,1)+1)-INDEX('Shultis Faw'!$E$2:$E$26,MATCH($C322,'Shultis Faw'!$A$2:$A$26,1)))/(INDEX('Shultis Faw'!$A$2:$A$26,MATCH($C322,'Shultis Faw'!$A$2:$A$26,1)+1)-INDEX('Shultis Faw'!$A$2:$A$26,MATCH($C322,'Shultis Faw'!$A$2:$A$26,1))),$C322*'Shultis Faw'!$E$2/'Shultis Faw'!$A$2)","v":5.1073569999999999E-2},{"$f":"_xlfn.IFNA(INDEX('Shultis Faw'!$F$2:$F$26,MATCH($C322,'Shultis Faw'!$A$2:$A$26,1))+($C322-INDEX('Shultis Faw'!$A$2:$A$26,MATCH($C322,'Shultis Faw'!$A$2:$A$26,1)))*(INDEX('Shultis Faw'!$F$2:$F$26,MATCH($C322,'Shultis Faw'!$A$2:$A$26,1)+1)-INDEX('Shultis Faw'!$F$2:$F$26,MATCH($C322,'Shultis Faw'!$A$2:$A$26,1)))/(INDEX('Shultis Faw'!$A$2:$A$26,MATCH($C322,'Shultis Faw'!$A$2:$A$26,1)+1)-INDEX('Shultis Faw'!$A$2:$A$26,MATCH($C322,'Shultis Faw'!$A$2:$A$26,1))),$C322*'Shultis Faw'!$F$2/'Shultis Faw'!$A$2)","v":14.24799},{"$f":"J322*(H322*'Externe blootstelling'!$D$23/2)^K322+L322*(TANH(((H322*'Externe blootstelling'!$D$23)/(2*M322))-2)-TANH(-2))/(1-TANH(-2))","v":1.6305993536916923},{"$f":"IF(N322=1,1+(I322-1)*H322*'Externe blootstelling'!$D$23/2,1+(I322-1)*(N322^(H322*'Externe blootstelling'!$D$23/2)-1)/(N322-1))","v":3.0934002644479097},{"$f":"G322*EXP(-H322*'Externe blootstelling'!$D$23/2)*O322","v":1.993258646428632E-2}]
[null," g ",0.59175500000000003,9.4680799999999989E-14,4.9500000000000002E-2,{"$f":"_xlfn.IFNA(INDEX('hp (pSv cm2)'!$B$2:$B$52,MATCH($C323,'hp (pSv cm2)'!$A$2:$A$52,1))+($C323-INDEX('hp (pSv cm2)'!$A$2:$A$52,MATCH($C323,'hp (pSv cm2)'!$A$2:$A$52,1)))*(INDEX('hp (pSv cm2)'!$B$2:$B$52,MATCH($C323,'hp (pSv cm2)'!$A$2:$A$52,1)+1)-INDEX('hp (pSv cm2)'!$B$2:$B$52,MATCH($C323,'hp (pSv cm2)'!$A$2:$A$52,1)))/(INDEX('hp (pSv cm2)'!$A$2:$A$52,MATCH($C323,'hp (pSv cm2)'!$A$2:$A$52,1)+1)-INDEX('hp (pSv cm2)'!$A$2:$A$52,MATCH($C323,'hp (pSv cm2)'!$A$2:$A$52,1))),$C323*'hp (pSv cm2)'!$B$2/'hp (pSv cm2)'!$A$2)","v":2.8737220000000003},0.14224923900000003,{"$f":"_xlfn.IFNA(0.997*(INDEX('Mass attenuation coefficients'!$B$2:$B$37,MATCH($C323,'Mass attenuation coefficients'!$A$2:$A$37,1))+($C323-INDEX('Mass attenuation coefficients'!$A$2:$A$37,MATCH($C323,'Mass attenuation coefficients'!$A$2:$A$37,1)))*(INDEX('Mass attenuation coefficients'!$B$2:$B$37,MATCH($C323,'Mass attenuation coefficients'!$A$2:$A$37,1)+1)-INDEX('Mass attenuation coefficients'!$B$2:$B$37,MATCH($C323,'Mass attenuation coefficients'!$A$2:$A$37,1)))/(INDEX('Mass attenuation coefficients'!$A$2:$A$37,MATCH($C323,'Mass attenuation coefficients'!$A$2:$A$37,1)+1)-INDEX('Mass attenuation coefficients'!$A$2:$A$37,MATCH($C323,'Mass attenuation coefficients'!$A$2:$A$37,1)))),0.997*$C323*'Mass attenuation coefficients'!$B$2/'Mass attenuation coefficients'!$A$2)","v":8.9892221371499992E-2},{"$f":"_xlfn.IFNA(INDEX('Shultis Faw'!$C$2:$C$26,MATCH($C323,'Shultis Faw'!$A$2:$A$26,1))+($C323-INDEX('Shultis Faw'!$A$2:$A$26,MATCH($C323,'Shultis Faw'!$A$2:$A$26,1)))*(INDEX('Shultis Faw'!$C$2:$C$26,MATCH($C323,'Shultis Faw'!$A$2:$A$26,1)+1)-INDEX('Shultis Faw'!$C$2:$C$26,MATCH($C323,'Shultis Faw'!$A$2:$A$26,1)))/(INDEX('Shultis Faw'!$A$2:$A$26,MATCH($C323,'Shultis Faw'!$A$2:$A$26,1)+1)-INDEX('Shultis Faw'!$A$2:$A$26,MATCH($C323,'Shultis Faw'!$A$2:$A$26,1))),$C323*'Shultis Faw'!$C$2/'Shultis Faw'!$A$2)","v":2.3871413499999998},{"$f":"_xlfn.IFNA(INDEX('Shultis Faw'!$D$2:$D$26,MATCH($C323,'Shultis Faw'!$A$2:$A$26,1))+($C323-INDEX('Shultis Faw'!$A$2:$A$26,MATCH($C323,'Shultis Faw'!$A$2:$A$26,1)))*(INDEX('Shultis Faw'!$D$2:$D$26,MATCH($C323,'Shultis Faw'!$A$2:$A$26,1)+1)-INDEX('Shultis Faw'!$D$2:$D$26,MATCH($C323,'Shultis Faw'!$A$2:$A$26,1)))/(INDEX('Shultis Faw'!$A$2:$A$26,MATCH($C323,'Shultis Faw'!$A$2:$A$26,1)+1)-INDEX('Shultis Faw'!$A$2:$A$26,MATCH($C323,'Shultis Faw'!$A$2:$A$26,1))),$C323*'Shultis Faw'!$D$2/'Shultis Faw'!$A$2)","v":1.6861731499999999},{"$f":"_xlfn.IFNA(INDEX('Shultis Faw'!$B$2:$B$26,MATCH($C323,'Shultis Faw'!$A$2:$A$26,1))+($C323-INDEX('Shultis Faw'!$A$2:$A$26,MATCH($C323,'Shultis Faw'!$A$2:$A$26,1)))*(INDEX('Shultis Faw'!$B$2:$B$26,MATCH($C323,'Shultis Faw'!$A$2:$A$26,1)+1)-INDEX('Shultis Faw'!$B$2:$B$26,MATCH($C323,'Shultis Faw'!$A$2:$A$26,1)))/(INDEX('Shultis Faw'!$A$2:$A$26,MATCH($C323,'Shultis Faw'!$A$2:$A$26,1)+1)-INDEX('Shultis Faw'!$A$2:$A$26,MATCH($C323,'Shultis Faw'!$A$2:$A$26,1))),$C323*'Shultis Faw'!$B$2/'Shultis Faw'!$A$2)","v":-0.12490694999999999},{"$f":"_xlfn.IFNA(INDEX('Shultis Faw'!$E$2:$E$26,MATCH($C323,'Shultis Faw'!$A$2:$A$26,1))+($C323-INDEX('Shultis Faw'!$A$2:$A$26,MATCH($C323,'Shultis Faw'!$A$2:$A$26,1)))*(INDEX('Shultis Faw'!$E$2:$E$26,MATCH($C323,'Shultis Faw'!$A$2:$A$26,1)+1)-INDEX('Shultis Faw'!$E$2:$E$26,MATCH($C323,'Shultis Faw'!$A$2:$A$26,1)))/(INDEX('Shultis Faw'!$A$2:$A$26,MATCH($C323,'Shultis Faw'!$A$2:$A$26,1)+1)-INDEX('Shultis Faw'!$A$2:$A$26,MATCH($C323,'Shultis Faw'!$A$2:$A$26,1))),$C323*'Shultis Faw'!$E$2/'Shultis Faw'!$A$2)","v":5.0654534999999994E-2},{"$f":"_xlfn.IFNA(INDEX('Shultis Faw'!$F$2:$F$26,MATCH($C323,'Shultis Faw'!$A$2:$A$26,1))+($C323-INDEX('Shultis Faw'!$A$2:$A$26,MATCH($C323,'Shultis Faw'!$A$2:$A$26,1)))*(INDEX('Shultis Faw'!$F$2:$F$26,MATCH($C323,'Shultis Faw'!$A$2:$A$26,1)+1)-INDEX('Shultis Faw'!$F$2:$F$26,MATCH($C323,'Shultis Faw'!$A$2:$A$26,1)))/(INDEX('Shultis Faw'!$A$2:$A$26,MATCH($C323,'Shultis Faw'!$A$2:$A$26,1)+1)-INDEX('Shultis Faw'!$A$2:$A$26,MATCH($C323,'Shultis Faw'!$A$2:$A$26,1))),$C323*'Shultis Faw'!$F$2/'Shultis Faw'!$A$2)","v":14.238245000000001},{"$f":"J323*(H323*'Externe blootstelling'!$D$23/2)^K323+L323*(TANH(((H323*'Externe blootstelling'!$D$23)/(2*M323))-2)-TANH(-2))/(1-TANH(-2))","v":1.6245690650367388},{"$f":"IF(N323=1,1+(I323-1)*H323*'Externe blootstelling'!$D$23/2,1+(I323-1)*(N323^(H323*'Externe blootstelling'!$D$23/2)-1)/(N323-1))","v":3.0516804529600488},{"$f":"G323*EXP(-H323*'Externe blootstelling'!$D$23/2)*O323","v":0.11271807725763547}]
[null," g ",0.59750000000000003,9.5599999999999991E-14,5.4999999999999995E-5,{"$f":"_xlfn.IFNA(INDEX('hp (pSv cm2)'!$B$2:$B$52,MATCH($C324,'hp (pSv cm2)'!$A$2:$A$52,1))+($C324-INDEX('hp (pSv cm2)'!$A$2:$A$52,MATCH($C324,'hp (pSv cm2)'!$A$2:$A$52,1)))*(INDEX('hp (pSv cm2)'!$B$2:$B$52,MATCH($C324,'hp (pSv cm2)'!$A$2:$A$52,1)+1)-INDEX('hp (pSv cm2)'!$B$2:$B$52,MATCH($C324,'hp (pSv cm2)'!$A$2:$A$52,1)))/(INDEX('hp (pSv cm2)'!$A$2:$A$52,MATCH($C324,'hp (pSv cm2)'!$A$2:$A$52,1)+1)-INDEX('hp (pSv cm2)'!$A$2:$A$52,MATCH($C324,'hp (pSv cm2)'!$A$2:$A$52,1))),$C324*'hp (pSv cm2)'!$B$2/'hp (pSv cm2)'!$A$2)","v":2.8990000000000005},1.59445E-4,{"$f":"_xlfn.IFNA(0.997*(INDEX('Mass attenuation coefficients'!$B$2:$B$37,MATCH($C324,'Mass attenuation coefficients'!$A$2:$A$37,1))+($C324-INDEX('Mass attenuation coefficients'!$A$2:$A$37,MATCH($C324,'Mass attenuation coefficients'!$A$2:$A$37,1)))*(INDEX('Mass attenuation coefficients'!$B$2:$B$37,MATCH($C324,'Mass attenuation coefficients'!$A$2:$A$37,1)+1)-INDEX('Mass attenuation coefficients'!$B$2:$B$37,MATCH($C324,'Mass attenuation coefficients'!$A$2:$A$37,1)))/(INDEX('Mass attenuation coefficients'!$A$2:$A$37,MATCH($C324,'Mass attenuation coefficients'!$A$2:$A$37,1)+1)-INDEX('Mass attenuation coefficients'!$A$2:$A$37,MATCH($C324,'Mass attenuation coefficients'!$A$2:$A$37,1)))),0.997*$C324*'Mass attenuation coefficients'!$B$2/'Mass attenuation coefficients'!$A$2)","v":8.9473521749999993E-2},{"$f":"_xlfn.IFNA(INDEX('Shultis Faw'!$C$2:$C$26,MATCH($C324,'Shultis Faw'!$A$2:$A$26,1))+($C324-INDEX('Shultis Faw'!$A$2:$A$26,MATCH($C324,'Shultis Faw'!$A$2:$A$26,1)))*(INDEX('Shultis Faw'!$C$2:$C$26,MATCH($C324,'Shultis Faw'!$A$2:$A$26,1)+1)-INDEX('Shultis Faw'!$C$2:$C$26,MATCH($C324,'Shultis Faw'!$A$2:$A$26,1)))/(INDEX('Shultis Faw'!$A$2:$A$26,MATCH($C324,'Shultis Faw'!$A$2:$A$26,1)+1)-INDEX('Shultis Faw'!$A$2:$A$26,MATCH($C324,'Shultis Faw'!$A$2:$A$26,1))),$C324*'Shultis Faw'!$C$2/'Shultis Faw'!$A$2)","v":2.3800749999999997},{"$f":"_xlfn.IFNA(INDEX('Shultis Faw'!$D$2:$D$26,MATCH($C324,'Shultis Faw'!$A$2:$A$26,1))+($C324-INDEX('Shultis Faw'!$A$2:$A$26,MATCH($C324,'Shultis Faw'!$A$2:$A$26,1)))*(INDEX('Shultis Faw'!$D$2:$D$26,MATCH($C324,'Shultis Faw'!$A$2:$A$26,1)+1)-INDEX('Shultis Faw'!$D$2:$D$26,MATCH($C324,'Shultis Faw'!$A$2:$A$26,1)))/(INDEX('Shultis Faw'!$A$2:$A$26,MATCH($C324,'Shultis Faw'!$A$2:$A$26,1)+1)-INDEX('Shultis Faw'!$A$2:$A$26,MATCH($C324,'Shultis Faw'!$A$2:$A$26,1))),$C324*'Shultis Faw'!$D$2/'Shultis Faw'!$A$2)","v":1.6811750000000001},{"$f":"_xlfn.IFNA(INDEX('Shultis Faw'!$B$2:$B$26,MATCH($C324,'Shultis Faw'!$A$2:$A$26,1))+($C324-INDEX('Shultis Faw'!$A$2:$A$26,MATCH($C324,'Shultis Faw'!$A$2:$A$26,1)))*(INDEX('Shultis Faw'!$B$2:$B$26,MATCH($C324,'Shultis Faw'!$A$2:$A$26,1)+1)-INDEX('Shultis Faw'!$B$2:$B$26,MATCH($C324,'Shultis Faw'!$A$2:$A$26,1)))/(INDEX('Shultis Faw'!$A$2:$A$26,MATCH($C324,'Shultis Faw'!$A$2:$A$26,1)+1)-INDEX('Shultis Faw'!$A$2:$A$26,MATCH($C324,'Shultis Faw'!$A$2:$A$26,1))),$C324*'Shultis Faw'!$B$2/'Shultis Faw'!$A$2)","v":-0.124275},{"$f":"_xlfn.IFNA(INDEX('Shultis Faw'!$E$2:$E$26,MATCH($C324,'Shultis Faw'!$A$2:$A$26,1))+($C324-INDEX('Shultis Faw'!$A$2:$A$26,MATCH($C324,'Shultis Faw'!$A$2:$A$26,1)))*(INDEX('Shultis Faw'!$E$2:$E$26,MATCH($C324,'Shultis Faw'!$A$2:$A$26,1)+1)-INDEX('Shultis Faw'!$E$2:$E$26,MATCH($C324,'Shultis Faw'!$A$2:$A$26,1)))/(INDEX('Shultis Faw'!$A$2:$A$26,MATCH($C324,'Shultis Faw'!$A$2:$A$26,1)+1)-INDEX('Shultis Faw'!$A$2:$A$26,MATCH($C324,'Shultis Faw'!$A$2:$A$26,1))),$C324*'Shultis Faw'!$E$2/'Shultis Faw'!$A$2)","v":5.0407499999999994E-2},{"$f":"_xlfn.IFNA(INDEX('Shultis Faw'!$F$2:$F$26,MATCH($C324,'Shultis Faw'!$A$2:$A$26,1))+($C324-INDEX('Shultis Faw'!$A$2:$A$26,MATCH($C324,'Shultis Faw'!$A$2:$A$26,1)))*(INDEX('Shultis Faw'!$F$2:$F$26,MATCH($C324,'Shultis Faw'!$A$2:$A$26,1)+1)-INDEX('Shultis Faw'!$F$2:$F$26,MATCH($C324,'Shultis Faw'!$A$2:$A$26,1)))/(INDEX('Shultis Faw'!$A$2:$A$26,MATCH($C324,'Shultis Faw'!$A$2:$A$26,1)+1)-INDEX('Shultis Faw'!$A$2:$A$26,MATCH($C324,'Shultis Faw'!$A$2:$A$26,1))),$C324*'Shultis Faw'!$F$2/'Shultis Faw'!$A$2)","v":14.2325},{"$f":"J324*(H324*'Externe blootstelling'!$D$23/2)^K324+L324*(TANH(((H324*'Externe blootstelling'!$D$23)/(2*M324))-2)-TANH(-2))/(1-TANH(-2))","v":1.6209983596003272},{"$f":"IF(N324=1,1+(I324-1)*H324*'Externe blootstelling'!$D$23/2,1+(I324-1)*(N324^(H324*'Externe blootstelling'!$D$23/2)-1)/(N324-1))","v":3.0273878308895554},{"$f":"G324*EXP(-H324*'Externe blootstelling'!$D$23/2)*O324","v":1.261278852595701E-4}]
[null," g ",0.59829999999999994,9.5727999999999994E-14,6.2000000000000003E-5,{"$f":"_xlfn.IFNA(INDEX('hp (pSv cm2)'!$B$2:$B$52,MATCH($C325,'hp (pSv cm2)'!$A$2:$A$52,1))+($C325-INDEX('hp (pSv cm2)'!$A$2:$A$52,MATCH($C325,'hp (pSv cm2)'!$A$2:$A$52,1)))*(INDEX('hp (pSv cm2)'!$B$2:$B$52,MATCH($C325,'hp (pSv cm2)'!$A$2:$A$52,1)+1)-INDEX('hp (pSv cm2)'!$B$2:$B$52,MATCH($C325,'hp (pSv cm2)'!$A$2:$A$52,1)))/(INDEX('hp (pSv cm2)'!$A$2:$A$52,MATCH($C325,'hp (pSv cm2)'!$A$2:$A$52,1)+1)-INDEX('hp (pSv cm2)'!$A$2:$A$52,MATCH($C325,'hp (pSv cm2)'!$A$2:$A$52,1))),$C325*'hp (pSv cm2)'!$B$2/'hp (pSv cm2)'!$A$2)","v":2.90252},1.7995624000000001E-4,{"$f":"_xlfn.IFNA(0.997*(INDEX('Mass attenuation coefficients'!$B$2:$B$37,MATCH($C325,'Mass attenuation coefficients'!$A$2:$A$37,1))+($C325-INDEX('Mass attenuation coefficients'!$A$2:$A$37,MATCH($C325,'Mass attenuation coefficients'!$A$2:$A$37,1)))*(INDEX('Mass attenuation coefficients'!$B$2:$B$37,MATCH($C325,'Mass attenuation coefficients'!$A$2:$A$37,1)+1)-INDEX('Mass attenuation coefficients'!$B$2:$B$37,MATCH($C325,'Mass attenuation coefficients'!$A$2:$A$37,1)))/(INDEX('Mass attenuation coefficients'!$A$2:$A$37,MATCH($C325,'Mass attenuation coefficients'!$A$2:$A$37,1)+1)-INDEX('Mass attenuation coefficients'!$A$2:$A$37,MATCH($C325,'Mass attenuation coefficients'!$A$2:$A$37,1)))),0.997*$C325*'Mass attenuation coefficients'!$B$2/'Mass attenuation coefficients'!$A$2)","v":8.9415217190000007E-2},{"$f":"_xlfn.IFNA(INDEX('Shultis Faw'!$C$2:$C$26,MATCH($C325,'Shultis Faw'!$A$2:$A$26,1))+($C325-INDEX('Shultis Faw'!$A$2:$A$26,MATCH($C325,'Shultis Faw'!$A$2:$A$26,1)))*(INDEX('Shultis Faw'!$C$2:$C$26,MATCH($C325,'Shultis Faw'!$A$2:$A$26,1)+1)-INDEX('Shultis Faw'!$C$2:$C$26,MATCH($C325,'Shultis Faw'!$A$2:$A$26,1)))/(INDEX('Shultis Faw'!$A$2:$A$26,MATCH($C325,'Shultis Faw'!$A$2:$A$26,1)+1)-INDEX('Shultis Faw'!$A$2:$A$26,MATCH($C325,'Shultis Faw'!$A$2:$A$26,1))),$C325*'Shultis Faw'!$C$2/'Shultis Faw'!$A$2)","v":2.3790909999999998},{"$f":"_xlfn.IFNA(INDEX('Shultis Faw'!$D$2:$D$26,MATCH($C325,'Shultis Faw'!$A$2:$A$26,1))+($C325-INDEX('Shultis Faw'!$A$2:$A$26,MATCH($C325,'Shultis Faw'!$A$2:$A$26,1)))*(INDEX('Shultis Faw'!$D$2:$D$26,MATCH($C325,'Shultis Faw'!$A$2:$A$26,1)+1)-INDEX('Shultis Faw'!$D$2:$D$26,MATCH($C325,'Shultis Faw'!$A$2:$A$26,1)))/(INDEX('Shultis Faw'!$A$2:$A$26,MATCH($C325,'Shultis Faw'!$A$2:$A$26,1)+1)-INDEX('Shultis Faw'!$A$2:$A$26,MATCH($C325,'Shultis Faw'!$A$2:$A$26,1))),$C325*'Shultis Faw'!$D$2/'Shultis Faw'!$A$2)","v":1.6804790000000001},{"$f":"_xlfn.IFNA(INDEX('Shultis Faw'!$B$2:$B$26,MATCH($C325,'Shultis Faw'!$A$2:$A$26,1))+($C325-INDEX('Shultis Faw'!$A$2:$A$26,MATCH($C325,'Shultis Faw'!$A$2:$A$26,1)))*(INDEX('Shultis Faw'!$B$2:$B$26,MATCH($C325,'Shultis Faw'!$A$2:$A$26,1)+1)-INDEX('Shultis Faw'!$B$2:$B$26,MATCH($C325,'Shultis Faw'!$A$2:$A$26,1)))/(INDEX('Shultis Faw'!$A$2:$A$26,MATCH($C325,'Shultis Faw'!$A$2:$A$26,1)+1)-INDEX('Shultis Faw'!$A$2:$A$26,MATCH($C325,'Shultis Faw'!$A$2:$A$26,1))),$C325*'Shultis Faw'!$B$2/'Shultis Faw'!$A$2)","v":-0.12418700000000001},{"$f":"_xlfn.IFNA(INDEX('Shultis Faw'!$E$2:$E$26,MATCH($C325,'Shultis Faw'!$A$2:$A$26,1))+($C325-INDEX('Shultis Faw'!$A$2:$A$26,MATCH($C325,'Shultis Faw'!$A$2:$A$26,1)))*(INDEX('Shultis Faw'!$E$2:$E$26,MATCH($C325,'Shultis Faw'!$A$2:$A$26,1)+1)-INDEX('Shultis Faw'!$E$2:$E$26,MATCH($C325,'Shultis Faw'!$A$2:$A$26,1)))/(INDEX('Shultis Faw'!$A$2:$A$26,MATCH($C325,'Shultis Faw'!$A$2:$A$26,1)+1)-INDEX('Shultis Faw'!$A$2:$A$26,MATCH($C325,'Shultis Faw'!$A$2:$A$26,1))),$C325*'Shultis Faw'!$E$2/'Shultis Faw'!$A$2)","v":5.0373099999999997E-2},{"$f":"_xlfn.IFNA(INDEX('Shultis Faw'!$F$2:$F$26,MATCH($C325,'Shultis Faw'!$A$2:$A$26,1))+($C325-INDEX('Shultis Faw'!$A$2:$A$26,MATCH($C325,'Shultis Faw'!$A$2:$A$26,1)))*(INDEX('Shultis Faw'!$F$2:$F$26,MATCH($C325,'Shultis Faw'!$A$2:$A$26,1)+1)-INDEX('Shultis Faw'!$F$2:$F$26,MATCH($C325,'Shultis Faw'!$A$2:$A$26,1)))/(INDEX('Shultis Faw'!$A$2:$A$26,MATCH($C325,'Shultis Faw'!$A$2:$A$26,1)+1)-INDEX('Shultis Faw'!$A$2:$A$26,MATCH($C325,'Shultis Faw'!$A$2:$A$26,1))),$C325*'Shultis Faw'!$F$2/'Shultis Faw'!$A$2)","v":14.2317},{"$f":"J325*(H325*'Externe blootstelling'!$D$23/2)^K325+L325*(TANH(((H325*'Externe blootstelling'!$D$23)/(2*M325))-2)-TANH(-2))/(1-TANH(-2))","v":1.6205002125980053},{"$f":"IF(N325=1,1+(I325-1)*H325*'Externe blootstelling'!$D$23/2,1+(I325-1)*(N325^(H325*'Externe blootstelling'!$D$23/2)-1)/(N325-1))","v":3.0240227103446258},{"$f":"G325*EXP(-H325*'Externe blootstelling'!$D$23/2)*O325","v":1.4231934210439398E-4}]
[null," g ",0.6,9.5999999999999995E-14,6.0000000000000002E-5,{"$f":"_xlfn.IFNA(INDEX('hp (pSv cm2)'!$B$2:$B$52,MATCH($C326,'hp (pSv cm2)'!$A$2:$A$52,1))+($C326-INDEX('hp (pSv cm2)'!$A$2:$A$52,MATCH($C326,'hp (pSv cm2)'!$A$2:$A$52,1)))*(INDEX('hp (pSv cm2)'!$B$2:$B$52,MATCH($C326,'hp (pSv cm2)'!$A$2:$A$52,1)+1)-INDEX('hp (pSv cm2)'!$B$2:$B$52,MATCH($C326,'hp (pSv cm2)'!$A$2:$A$52,1)))/(INDEX('hp (pSv cm2)'!$A$2:$A$52,MATCH($C326,'hp (pSv cm2)'!$A$2:$A$52,1)+1)-INDEX('hp (pSv cm2)'!$A$2:$A$52,MATCH($C326,'hp (pSv cm2)'!$A$2:$A$52,1))),$C326*'hp (pSv cm2)'!$B$2/'hp (pSv cm2)'!$A$2)","v":2.91},1.7460000000000002E-4,{"$f":"_xlfn.IFNA(0.997*(INDEX('Mass attenuation coefficients'!$B$2:$B$37,MATCH($C326,'Mass attenuation coefficients'!$A$2:$A$37,1))+($C326-INDEX('Mass attenuation coefficients'!$A$2:$A$37,MATCH($C326,'Mass attenuation coefficients'!$A$2:$A$37,1)))*(INDEX('Mass attenuation coefficients'!$B$2:$B$37,MATCH($C326,'Mass attenuation coefficients'!$A$2:$A$37,1)+1)-INDEX('Mass attenuation coefficients'!$B$2:$B$37,MATCH($C326,'Mass attenuation coefficients'!$A$2:$A$37,1)))/(INDEX('Mass attenuation coefficients'!$A$2:$A$37,MATCH($C326,'Mass attenuation coefficients'!$A$2:$A$37,1)+1)-INDEX('Mass attenuation coefficients'!$A$2:$A$37,MATCH($C326,'Mass attenuation coefficients'!$A$2:$A$37,1)))),0.997*$C326*'Mass attenuation coefficients'!$B$2/'Mass attenuation coefficients'!$A$2)","v":8.9291320000000007E-2},{"$f":"_xlfn.IFNA(INDEX('Shultis Faw'!$C$2:$C$26,MATCH($C326,'Shultis Faw'!$A$2:$A$26,1))+($C326-INDEX('Shultis Faw'!$A$2:$A$26,MATCH($C326,'Shultis Faw'!$A$2:$A$26,1)))*(INDEX('Shultis Faw'!$C$2:$C$26,MATCH($C326,'Shultis Faw'!$A$2:$A$26,1)+1)-INDEX('Shultis Faw'!$C$2:$C$26,MATCH($C326,'Shultis Faw'!$A$2:$A$26,1)))/(INDEX('Shultis Faw'!$A$2:$A$26,MATCH($C326,'Shultis Faw'!$A$2:$A$26,1)+1)-INDEX('Shultis Faw'!$A$2:$A$26,MATCH($C326,'Shultis Faw'!$A$2:$A$26,1))),$C326*'Shultis Faw'!$C$2/'Shultis Faw'!$A$2)","v":2.3769999999999998},{"$f":"_xlfn.IFNA(INDEX('Shultis Faw'!$D$2:$D$26,MATCH($C326,'Shultis Faw'!$A$2:$A$26,1))+($C326-INDEX('Shultis Faw'!$A$2:$A$26,MATCH($C326,'Shultis Faw'!$A$2:$A$26,1)))*(INDEX('Shultis Faw'!$D$2:$D$26,MATCH($C326,'Shultis Faw'!$A$2:$A$26,1)+1)-INDEX('Shultis Faw'!$D$2:$D$26,MATCH($C326,'Shultis Faw'!$A$2:$A$26,1)))/(INDEX('Shultis Faw'!$A$2:$A$26,MATCH($C326,'Shultis Faw'!$A$2:$A$26,1)+1)-INDEX('Shultis Faw'!$A$2:$A$26,MATCH($C326,'Shultis Faw'!$A$2:$A$26,1))),$C326*'Shultis Faw'!$D$2/'Shultis Faw'!$A$2)","v":1.679},{"$f":"_xlfn.IFNA(INDEX('Shultis Faw'!$B$2:$B$26,MATCH($C326,'Shultis Faw'!$A$2:$A$26,1))+($C326-INDEX('Shultis Faw'!$A$2:$A$26,MATCH($C326,'Shultis Faw'!$A$2:$A$26,1)))*(INDEX('Shultis Faw'!$B$2:$B$26,MATCH($C326,'Shultis Faw'!$A$2:$A$26,1)+1)-INDEX('Shultis Faw'!$B$2:$B$26,MATCH($C326,'Shultis Faw'!$A$2:$A$26,1)))/(INDEX('Shultis Faw'!$A$2:$A$26,MATCH($C326,'Shultis Faw'!$A$2:$A$26,1)+1)-INDEX('Shultis Faw'!$A$2:$A$26,MATCH($C326,'Shultis Faw'!$A$2:$A$26,1))),$C326*'Shultis Faw'!$B$2/'Shultis Faw'!$A$2)","v":-0.124},{"$f":"_xlfn.IFNA(INDEX('Shultis Faw'!$E$2:$E$26,MATCH($C326,'Shultis Faw'!$A$2:$A$26,1))+($C326-INDEX('Shultis Faw'!$A$2:$A$26,MATCH($C326,'Shultis Faw'!$A$2:$A$26,1)))*(INDEX('Shultis Faw'!$E$2:$E$26,MATCH($C326,'Shultis Faw'!$A$2:$A$26,1)+1)-INDEX('Shultis Faw'!$E$2:$E$26,MATCH($C326,'Shultis Faw'!$A$2:$A$26,1)))/(INDEX('Shultis Faw'!$A$2:$A$26,MATCH($C326,'Shultis Faw'!$A$2:$A$26,1)+1)-INDEX('Shultis Faw'!$A$2:$A$26,MATCH($C326,'Shultis Faw'!$A$2:$A$26,1))),$C326*'Shultis Faw'!$E$2/'Shultis Faw'!$A$2)","v":5.0299999999999997E-2},{"$f":"_xlfn.IFNA(INDEX('Shultis Faw'!$F$2:$F$26,MATCH($C326,'Shultis Faw'!$A$2:$A$26,1))+($C326-INDEX('Shultis Faw'!$A$2:$A$26,MATCH($C326,'Shultis Faw'!$A$2:$A$26,1)))*(INDEX('Shultis Faw'!$F$2:$F$26,MATCH($C326,'Shultis Faw'!$A$2:$A$26,1)+1)-INDEX('Shultis Faw'!$F$2:$F$26,MATCH($C326,'Shultis Faw'!$A$2:$A$26,1)))/(INDEX('Shultis Faw'!$A$2:$A$26,MATCH($C326,'Shultis Faw'!$A$2:$A$26,1)+1)-INDEX('Shultis Faw'!$A$2:$A$26,MATCH($C326,'Shultis Faw'!$A$2:$A$26,1))),$C326*'Shultis Faw'!$F$2/'Shultis Faw'!$A$2)","v":14.23},{"$f":"J326*(H326*'Externe blootstelling'!$D$23/2)^K326+L326*(TANH(((H326*'Externe blootstelling'!$D$23)/(2*M326))-2)-TANH(-2))/(1-TANH(-2))","v":1.6194409028031289},{"$f":"IF(N326=1,1+(I326-1)*H326*'Externe blootstelling'!$D$23/2,1+(I326-1)*(N326^(H326*'Externe blootstelling'!$D$23/2)-1)/(N326-1))","v":3.0168861099319026},{"$f":"G326*EXP(-H326*'Externe blootstelling'!$D$23/2)*O326","v":1.3801371350261545E-4}]
[null," g ",0.60280999999999996,9.6449599999999992E-14,3.3000000000000003E-5,{"$f":"_xlfn.IFNA(INDEX('hp (pSv cm2)'!$B$2:$B$52,MATCH($C327,'hp (pSv cm2)'!$A$2:$A$52,1))+($C327-INDEX('hp (pSv cm2)'!$A$2:$A$52,MATCH($C327,'hp (pSv cm2)'!$A$2:$A$52,1)))*(INDEX('hp (pSv cm2)'!$B$2:$B$52,MATCH($C327,'hp (pSv cm2)'!$A$2:$A$52,1)+1)-INDEX('hp (pSv cm2)'!$B$2:$B$52,MATCH($C327,'hp (pSv cm2)'!$A$2:$A$52,1)))/(INDEX('hp (pSv cm2)'!$A$2:$A$52,MATCH($C327,'hp (pSv cm2)'!$A$2:$A$52,1)+1)-INDEX('hp (pSv cm2)'!$A$2:$A$52,MATCH($C327,'hp (pSv cm2)'!$A$2:$A$52,1))),$C327*'hp (pSv cm2)'!$B$2/'hp (pSv cm2)'!$A$2)","v":2.9215210000000003},9.6410193000000022E-5,{"$f":"_xlfn.IFNA(0.997*(INDEX('Mass attenuation coefficients'!$B$2:$B$37,MATCH($C327,'Mass attenuation coefficients'!$A$2:$A$37,1))+($C327-INDEX('Mass attenuation coefficients'!$A$2:$A$37,MATCH($C327,'Mass attenuation coefficients'!$A$2:$A$37,1)))*(INDEX('Mass attenuation coefficients'!$B$2:$B$37,MATCH($C327,'Mass attenuation coefficients'!$A$2:$A$37,1)+1)-INDEX('Mass attenuation coefficients'!$B$2:$B$37,MATCH($C327,'Mass attenuation coefficients'!$A$2:$A$37,1)))/(INDEX('Mass attenuation coefficients'!$A$2:$A$37,MATCH($C327,'Mass attenuation coefficients'!$A$2:$A$37,1)+1)-INDEX('Mass attenuation coefficients'!$A$2:$A$37,MATCH($C327,'Mass attenuation coefficients'!$A$2:$A$37,1)))),0.997*$C327*'Mass attenuation coefficients'!$B$2/'Mass attenuation coefficients'!$A$2)","v":8.9138494356499995E-2},{"$f":"_xlfn.IFNA(INDEX('Shultis Faw'!$C$2:$C$26,MATCH($C327,'Shultis Faw'!$A$2:$A$26,1))+($C327-INDEX('Shultis Faw'!$A$2:$A$26,MATCH($C327,'Shultis Faw'!$A$2:$A$26,1)))*(INDEX('Shultis Faw'!$C$2:$C$26,MATCH($C327,'Shultis Faw'!$A$2:$A$26,1)+1)-INDEX('Shultis Faw'!$C$2:$C$26,MATCH($C327,'Shultis Faw'!$A$2:$A$26,1)))/(INDEX('Shultis Faw'!$A$2:$A$26,MATCH($C327,'Shultis Faw'!$A$2:$A$26,1)+1)-INDEX('Shultis Faw'!$A$2:$A$26,MATCH($C327,'Shultis Faw'!$A$2:$A$26,1))),$C327*'Shultis Faw'!$C$2/'Shultis Faw'!$A$2)","v":2.3746817499999997},{"$f":"_xlfn.IFNA(INDEX('Shultis Faw'!$D$2:$D$26,MATCH($C327,'Shultis Faw'!$A$2:$A$26,1))+($C327-INDEX('Shultis Faw'!$A$2:$A$26,MATCH($C327,'Shultis Faw'!$A$2:$A$26,1)))*(INDEX('Shultis Faw'!$D$2:$D$26,MATCH($C327,'Shultis Faw'!$A$2:$A$26,1)+1)-INDEX('Shultis Faw'!$D$2:$D$26,MATCH($C327,'Shultis Faw'!$A$2:$A$26,1)))/(INDEX('Shultis Faw'!$A$2:$A$26,MATCH($C327,'Shultis Faw'!$A$2:$A$26,1)+1)-INDEX('Shultis Faw'!$A$2:$A$26,MATCH($C327,'Shultis Faw'!$A$2:$A$26,1))),$C327*'Shultis Faw'!$D$2/'Shultis Faw'!$A$2)","v":1.67710325},{"$f":"_xlfn.IFNA(INDEX('Shultis Faw'!$B$2:$B$26,MATCH($C327,'Shultis Faw'!$A$2:$A$26,1))+($C327-INDEX('Shultis Faw'!$A$2:$A$26,MATCH($C327,'Shultis Faw'!$A$2:$A$26,1)))*(INDEX('Shultis Faw'!$B$2:$B$26,MATCH($C327,'Shultis Faw'!$A$2:$A$26,1)+1)-INDEX('Shultis Faw'!$B$2:$B$26,MATCH($C327,'Shultis Faw'!$A$2:$A$26,1)))/(INDEX('Shultis Faw'!$A$2:$A$26,MATCH($C327,'Shultis Faw'!$A$2:$A$26,1)+1)-INDEX('Shultis Faw'!$A$2:$A$26,MATCH($C327,'Shultis Faw'!$A$2:$A$26,1))),$C327*'Shultis Faw'!$B$2/'Shultis Faw'!$A$2)","v":-0.12373305},{"$f":"_xlfn.IFNA(INDEX('Shultis Faw'!$E$2:$E$26,MATCH($C327,'Shultis Faw'!$A$2:$A$26,1))+($C327-INDEX('Shultis Faw'!$A$2:$A$26,MATCH($C327,'Shultis Faw'!$A$2:$A$26,1)))*(INDEX('Shultis Faw'!$E$2:$E$26,MATCH($C327,'Shultis Faw'!$A$2:$A$26,1)+1)-INDEX('Shultis Faw'!$E$2:$E$26,MATCH($C327,'Shultis Faw'!$A$2:$A$26,1)))/(INDEX('Shultis Faw'!$A$2:$A$26,MATCH($C327,'Shultis Faw'!$A$2:$A$26,1)+1)-INDEX('Shultis Faw'!$A$2:$A$26,MATCH($C327,'Shultis Faw'!$A$2:$A$26,1))),$C327*'Shultis Faw'!$E$2/'Shultis Faw'!$A$2)","v":5.0207269999999998E-2},{"$f":"_xlfn.IFNA(INDEX('Shultis Faw'!$F$2:$F$26,MATCH($C327,'Shultis Faw'!$A$2:$A$26,1))+($C327-INDEX('Shultis Faw'!$A$2:$A$26,MATCH($C327,'Shultis Faw'!$A$2:$A$26,1)))*(INDEX('Shultis Faw'!$F$2:$F$26,MATCH($C327,'Shultis Faw'!$A$2:$A$26,1)+1)-INDEX('Shultis Faw'!$F$2:$F$26,MATCH($C327,'Shultis Faw'!$A$2:$A$26,1)))/(INDEX('Shultis Faw'!$A$2:$A$26,MATCH($C327,'Shultis Faw'!$A$2:$A$26,1)+1)-INDEX('Shultis Faw'!$A$2:$A$26,MATCH($C327,'Shultis Faw'!$A$2:$A$26,1))),$C327*'Shultis Faw'!$F$2/'Shultis Faw'!$A$2)","v":14.2318265},{"$f":"J327*(H327*'Externe blootstelling'!$D$23/2)^K327+L327*(TANH(((H327*'Externe blootstelling'!$D$23)/(2*M327))-2)-TANH(-2))/(1-TANH(-2))","v":1.6180799815986828},{"$f":"IF(N327=1,1+(I327-1)*H327*'Externe blootstelling'!$D$23/2,1+(I327-1)*(N327^(H327*'Externe blootstelling'!$D$23/2)-1)/(N327-1))","v":3.0084780792798398},{"$f":"G327*EXP(-H327*'Externe blootstelling'!$D$23/2)*O327","v":7.6170088524713409E-5}]
[null," g ",0.61326000000000003,9.8121599999999992E-14,9.2999999999999995E-4,{"$f":"_xlfn.IFNA(INDEX('hp (pSv cm2)'!$B$2:$B$52,MATCH($C328,'hp (pSv cm2)'!$A$2:$A$52,1))+($C328-INDEX('hp (pSv cm2)'!$A$2:$A$52,MATCH($C328,'hp (pSv cm2)'!$A$2:$A$52,1)))*(INDEX('hp (pSv cm2)'!$B$2:$B$52,MATCH($C328,'hp (pSv cm2)'!$A$2:$A$52,1)+1)-INDEX('hp (pSv cm2)'!$B$2:$B$52,MATCH($C328,'hp (pSv cm2)'!$A$2:$A$52,1)))/(INDEX('hp (pSv cm2)'!$A$2:$A$52,MATCH($C328,'hp (pSv cm2)'!$A$2:$A$52,1)+1)-INDEX('hp (pSv cm2)'!$A$2:$A$52,MATCH($C328,'hp (pSv cm2)'!$A$2:$A$52,1))),$C328*'hp (pSv cm2)'!$B$2/'hp (pSv cm2)'!$A$2)","v":2.9643660000000005},2.7568603800000005E-3,{"$f":"_xlfn.IFNA(0.997*(INDEX('Mass attenuation coefficients'!$B$2:$B$37,MATCH($C328,'Mass attenuation coefficients'!$A$2:$A$37,1))+($C328-INDEX('Mass attenuation coefficients'!$A$2:$A$37,MATCH($C328,'Mass attenuation coefficients'!$A$2:$A$37,1)))*(INDEX('Mass attenuation coefficients'!$B$2:$B$37,MATCH($C328,'Mass attenuation coefficients'!$A$2:$A$37,1)+1)-INDEX('Mass attenuation coefficients'!$B$2:$B$37,MATCH($C328,'Mass attenuation coefficients'!$A$2:$A$37,1)))/(INDEX('Mass attenuation coefficients'!$A$2:$A$37,MATCH($C328,'Mass attenuation coefficients'!$A$2:$A$37,1)+1)-INDEX('Mass attenuation coefficients'!$A$2:$A$37,MATCH($C328,'Mass attenuation coefficients'!$A$2:$A$37,1)))),0.997*$C328*'Mass attenuation coefficients'!$B$2/'Mass attenuation coefficients'!$A$2)","v":8.8570156998999991E-2},{"$f":"_xlfn.IFNA(INDEX('Shultis Faw'!$C$2:$C$26,MATCH($C328,'Shultis Faw'!$A$2:$A$26,1))+($C328-INDEX('Shultis Faw'!$A$2:$A$26,MATCH($C328,'Shultis Faw'!$A$2:$A$26,1)))*(INDEX('Shultis Faw'!$C$2:$C$26,MATCH($C328,'Shultis Faw'!$A$2:$A$26,1)+1)-INDEX('Shultis Faw'!$C$2:$C$26,MATCH($C328,'Shultis Faw'!$A$2:$A$26,1)))/(INDEX('Shultis Faw'!$A$2:$A$26,MATCH($C328,'Shultis Faw'!$A$2:$A$26,1)+1)-INDEX('Shultis Faw'!$A$2:$A$26,MATCH($C328,'Shultis Faw'!$A$2:$A$26,1))),$C328*'Shultis Faw'!$C$2/'Shultis Faw'!$A$2)","v":2.3660604999999997},{"$f":"_xlfn.IFNA(INDEX('Shultis Faw'!$D$2:$D$26,MATCH($C328,'Shultis Faw'!$A$2:$A$26,1))+($C328-INDEX('Shultis Faw'!$A$2:$A$26,MATCH($C328,'Shultis Faw'!$A$2:$A$26,1)))*(INDEX('Shultis Faw'!$D$2:$D$26,MATCH($C328,'Shultis Faw'!$A$2:$A$26,1)+1)-INDEX('Shultis Faw'!$D$2:$D$26,MATCH($C328,'Shultis Faw'!$A$2:$A$26,1)))/(INDEX('Shultis Faw'!$A$2:$A$26,MATCH($C328,'Shultis Faw'!$A$2:$A$26,1)+1)-INDEX('Shultis Faw'!$A$2:$A$26,MATCH($C328,'Shultis Faw'!$A$2:$A$26,1))),$C328*'Shultis Faw'!$D$2/'Shultis Faw'!$A$2)","v":1.6700495},{"$f":"_xlfn.IFNA(INDEX('Shultis Faw'!$B$2:$B$26,MATCH($C328,'Shultis Faw'!$A$2:$A$26,1))+($C328-INDEX('Shultis Faw'!$A$2:$A$26,MATCH($C328,'Shultis Faw'!$A$2:$A$26,1)))*(INDEX('Shultis Faw'!$B$2:$B$26,MATCH($C328,'Shultis Faw'!$A$2:$A$26,1)+1)-INDEX('Shultis Faw'!$B$2:$B$26,MATCH($C328,'Shultis Faw'!$A$2:$A$26,1)))/(INDEX('Shultis Faw'!$A$2:$A$26,MATCH($C328,'Shultis Faw'!$A$2:$A$26,1)+1)-INDEX('Shultis Faw'!$A$2:$A$26,MATCH($C328,'Shultis Faw'!$A$2:$A$26,1))),$C328*'Shultis Faw'!$B$2/'Shultis Faw'!$A$2)","v":-0.1227403},{"$f":"_xlfn.IFNA(INDEX('Shultis Faw'!$E$2:$E$26,MATCH($C328,'Shultis Faw'!$A$2:$A$26,1))+($C328-INDEX('Shultis Faw'!$A$2:$A$26,MATCH($C328,'Shultis Faw'!$A$2:$A$26,1)))*(INDEX('Shultis Faw'!$E$2:$E$26,MATCH($C328,'Shultis Faw'!$A$2:$A$26,1)+1)-INDEX('Shultis Faw'!$E$2:$E$26,MATCH($C328,'Shultis Faw'!$A$2:$A$26,1)))/(INDEX('Shultis Faw'!$A$2:$A$26,MATCH($C328,'Shultis Faw'!$A$2:$A$26,1)+1)-INDEX('Shultis Faw'!$A$2:$A$26,MATCH($C328,'Shultis Faw'!$A$2:$A$26,1))),$C328*'Shultis Faw'!$E$2/'Shultis Faw'!$A$2)","v":4.9862419999999998E-2},{"$f":"_xlfn.IFNA(INDEX('Shultis Faw'!$F$2:$F$26,MATCH($C328,'Shultis Faw'!$A$2:$A$26,1))+($C328-INDEX('Shultis Faw'!$A$2:$A$26,MATCH($C328,'Shultis Faw'!$A$2:$A$26,1)))*(INDEX('Shultis Faw'!$F$2:$F$26,MATCH($C328,'Shultis Faw'!$A$2:$A$26,1)+1)-INDEX('Shultis Faw'!$F$2:$F$26,MATCH($C328,'Shultis Faw'!$A$2:$A$26,1)))/(INDEX('Shultis Faw'!$A$2:$A$26,MATCH($C328,'Shultis Faw'!$A$2:$A$26,1)+1)-INDEX('Shultis Faw'!$A$2:$A$26,MATCH($C328,'Shultis Faw'!$A$2:$A$26,1))),$C328*'Shultis Faw'!$F$2/'Shultis Faw'!$A$2)","v":14.238619},{"$f":"J328*(H328*'Externe blootstelling'!$D$23/2)^K328+L328*(TANH(((H328*'Externe blootstelling'!$D$23)/(2*M328))-2)-TANH(-2))/(1-TANH(-2))","v":1.6130029770426009},{"$f":"IF(N328=1,1+(I328-1)*H328*'Externe blootstelling'!$D$23/2,1+(I328-1)*(N328^(H328*'Externe blootstelling'!$D$23/2)-1)/(N328-1))","v":2.9774523169508673},{"$f":"G328*EXP(-H328*'Externe blootstelling'!$D$23/2)*O328","v":2.1740855545272267E-3}]
[null," g ",0.62051999999999996,9.9283199999999999E-14,9.1E-4,{"$f":"_xlfn.IFNA(INDEX('hp (pSv cm2)'!$B$2:$B$52,MATCH($C329,'hp (pSv cm2)'!$A$2:$A$52,1))+($C329-INDEX('hp (pSv cm2)'!$A$2:$A$52,MATCH($C329,'hp (pSv cm2)'!$A$2:$A$52,1)))*(INDEX('hp (pSv cm2)'!$B$2:$B$52,MATCH($C329,'hp (pSv cm2)'!$A$2:$A$52,1)+1)-INDEX('hp (pSv cm2)'!$B$2:$B$52,MATCH($C329,'hp (pSv cm2)'!$A$2:$A$52,1)))/(INDEX('hp (pSv cm2)'!$A$2:$A$52,MATCH($C329,'hp (pSv cm2)'!$A$2:$A$52,1)+1)-INDEX('hp (pSv cm2)'!$A$2:$A$52,MATCH($C329,'hp (pSv cm2)'!$A$2:$A$52,1))),$C329*'hp (pSv cm2)'!$B$2/'hp (pSv cm2)'!$A$2)","v":2.994132},2.7246601200000002E-3,{"$f":"_xlfn.IFNA(0.997*(INDEX('Mass attenuation coefficients'!$B$2:$B$37,MATCH($C329,'Mass attenuation coefficients'!$A$2:$A$37,1))+($C329-INDEX('Mass attenuation coefficients'!$A$2:$A$37,MATCH($C329,'Mass attenuation coefficients'!$A$2:$A$37,1)))*(INDEX('Mass attenuation coefficients'!$B$2:$B$37,MATCH($C329,'Mass attenuation coefficients'!$A$2:$A$37,1)+1)-INDEX('Mass attenuation coefficients'!$B$2:$B$37,MATCH($C329,'Mass attenuation coefficients'!$A$2:$A$37,1)))/(INDEX('Mass attenuation coefficients'!$A$2:$A$37,MATCH($C329,'Mass attenuation coefficients'!$A$2:$A$37,1)+1)-INDEX('Mass attenuation coefficients'!$A$2:$A$37,MATCH($C329,'Mass attenuation coefficients'!$A$2:$A$37,1)))),0.997*$C329*'Mass attenuation coefficients'!$B$2/'Mass attenuation coefficients'!$A$2)","v":8.8175312098000003E-2},{"$f":"_xlfn.IFNA(INDEX('Shultis Faw'!$C$2:$C$26,MATCH($C329,'Shultis Faw'!$A$2:$A$26,1))+($C329-INDEX('Shultis Faw'!$A$2:$A$26,MATCH($C329,'Shultis Faw'!$A$2:$A$26,1)))*(INDEX('Shultis Faw'!$C$2:$C$26,MATCH($C329,'Shultis Faw'!$A$2:$A$26,1)+1)-INDEX('Shultis Faw'!$C$2:$C$26,MATCH($C329,'Shultis Faw'!$A$2:$A$26,1)))/(INDEX('Shultis Faw'!$A$2:$A$26,MATCH($C329,'Shultis Faw'!$A$2:$A$26,1)+1)-INDEX('Shultis Faw'!$A$2:$A$26,MATCH($C329,'Shultis Faw'!$A$2:$A$26,1))),$C329*'Shultis Faw'!$C$2/'Shultis Faw'!$A$2)","v":2.360071},{"$f":"_xlfn.IFNA(INDEX('Shultis Faw'!$D$2:$D$26,MATCH($C329,'Shultis Faw'!$A$2:$A$26,1))+($C329-INDEX('Shultis Faw'!$A$2:$A$26,MATCH($C329,'Shultis Faw'!$A$2:$A$26,1)))*(INDEX('Shultis Faw'!$D$2:$D$26,MATCH($C329,'Shultis Faw'!$A$2:$A$26,1)+1)-INDEX('Shultis Faw'!$D$2:$D$26,MATCH($C329,'Shultis Faw'!$A$2:$A$26,1)))/(INDEX('Shultis Faw'!$A$2:$A$26,MATCH($C329,'Shultis Faw'!$A$2:$A$26,1)+1)-INDEX('Shultis Faw'!$A$2:$A$26,MATCH($C329,'Shultis Faw'!$A$2:$A$26,1))),$C329*'Shultis Faw'!$D$2/'Shultis Faw'!$A$2)","v":1.665149},{"$f":"_xlfn.IFNA(INDEX('Shultis Faw'!$B$2:$B$26,MATCH($C329,'Shultis Faw'!$A$2:$A$26,1))+($C329-INDEX('Shultis Faw'!$A$2:$A$26,MATCH($C329,'Shultis Faw'!$A$2:$A$26,1)))*(INDEX('Shultis Faw'!$B$2:$B$26,MATCH($C329,'Shultis Faw'!$A$2:$A$26,1)+1)-INDEX('Shultis Faw'!$B$2:$B$26,MATCH($C329,'Shultis Faw'!$A$2:$A$26,1)))/(INDEX('Shultis Faw'!$A$2:$A$26,MATCH($C329,'Shultis Faw'!$A$2:$A$26,1)+1)-INDEX('Shultis Faw'!$A$2:$A$26,MATCH($C329,'Shultis Faw'!$A$2:$A$26,1))),$C329*'Shultis Faw'!$B$2/'Shultis Faw'!$A$2)","v":-0.1220506},{"$f":"_xlfn.IFNA(INDEX('Shultis Faw'!$E$2:$E$26,MATCH($C329,'Shultis Faw'!$A$2:$A$26,1))+($C329-INDEX('Shultis Faw'!$A$2:$A$26,MATCH($C329,'Shultis Faw'!$A$2:$A$26,1)))*(INDEX('Shultis Faw'!$E$2:$E$26,MATCH($C329,'Shultis Faw'!$A$2:$A$26,1)+1)-INDEX('Shultis Faw'!$E$2:$E$26,MATCH($C329,'Shultis Faw'!$A$2:$A$26,1)))/(INDEX('Shultis Faw'!$A$2:$A$26,MATCH($C329,'Shultis Faw'!$A$2:$A$26,1)+1)-INDEX('Shultis Faw'!$A$2:$A$26,MATCH($C329,'Shultis Faw'!$A$2:$A$26,1))),$C329*'Shultis Faw'!$E$2/'Shultis Faw'!$A$2)","v":4.9622840000000001E-2},{"$f":"_xlfn.IFNA(INDEX('Shultis Faw'!$F$2:$F$26,MATCH($C329,'Shultis Faw'!$A$2:$A$26,1))+($C329-INDEX('Shultis Faw'!$A$2:$A$26,MATCH($C329,'Shultis Faw'!$A$2:$A$26,1)))*(INDEX('Shultis Faw'!$F$2:$F$26,MATCH($C329,'Shultis Faw'!$A$2:$A$26,1)+1)-INDEX('Shultis Faw'!$F$2:$F$26,MATCH($C329,'Shultis Faw'!$A$2:$A$26,1)))/(INDEX('Shultis Faw'!$A$2:$A$26,MATCH($C329,'Shultis Faw'!$A$2:$A$26,1)+1)-INDEX('Shultis Faw'!$A$2:$A$26,MATCH($C329,'Shultis Faw'!$A$2:$A$26,1))),$C329*'Shultis Faw'!$F$2/'Shultis Faw'!$A$2)","v":14.243338},{"$f":"J329*(H329*'Externe blootstelling'!$D$23/2)^K329+L329*(TANH(((H329*'Externe blootstelling'!$D$23)/(2*M329))-2)-TANH(-2))/(1-TANH(-2))","v":1.6094610169435211},{"$f":"IF(N329=1,1+(I329-1)*H329*'Externe blootstelling'!$D$23/2,1+(I329-1)*(N329^(H329*'Externe blootstelling'!$D$23/2)-1)/(N329-1))","v":2.9561209770475867},{"$f":"G329*EXP(-H329*'Externe blootstelling'!$D$23/2)*O329","v":2.145970591911496E-3}]
[null," g ",0.62525559999999991,1.0004089599999997E-13,3.1700000000000001E-3,{"$f":"_xlfn.IFNA(INDEX('hp (pSv cm2)'!$B$2:$B$52,MATCH($C330,'hp (pSv cm2)'!$A$2:$A$52,1))+($C330-INDEX('hp (pSv cm2)'!$A$2:$A$52,MATCH($C330,'hp (pSv cm2)'!$A$2:$A$52,1)))*(INDEX('hp (pSv cm2)'!$B$2:$B$52,MATCH($C330,'hp (pSv cm2)'!$A$2:$A$52,1)+1)-INDEX('hp (pSv cm2)'!$B$2:$B$52,MATCH($C330,'hp (pSv cm2)'!$A$2:$A$52,1)))/(INDEX('hp (pSv cm2)'!$A$2:$A$52,MATCH($C330,'hp (pSv cm2)'!$A$2:$A$52,1)+1)-INDEX('hp (pSv cm2)'!$A$2:$A$52,MATCH($C330,'hp (pSv cm2)'!$A$2:$A$52,1))),$C330*'hp (pSv cm2)'!$B$2/'hp (pSv cm2)'!$A$2)","v":3.0135479599999999},9.5529470331999992E-3,{"$f":"_xlfn.IFNA(0.997*(INDEX('Mass attenuation coefficients'!$B$2:$B$37,MATCH($C330,'Mass attenuation coefficients'!$A$2:$A$37,1))+($C330-INDEX('Mass attenuation coefficients'!$A$2:$A$37,MATCH($C330,'Mass attenuation coefficients'!$A$2:$A$37,1)))*(INDEX('Mass attenuation coefficients'!$B$2:$B$37,MATCH($C330,'Mass attenuation coefficients'!$A$2:$A$37,1)+1)-INDEX('Mass attenuation coefficients'!$B$2:$B$37,MATCH($C330,'Mass attenuation coefficients'!$A$2:$A$37,1)))/(INDEX('Mass attenuation coefficients'!$A$2:$A$37,MATCH($C330,'Mass attenuation coefficients'!$A$2:$A$37,1)+1)-INDEX('Mass attenuation coefficients'!$A$2:$A$37,MATCH($C330,'Mass attenuation coefficients'!$A$2:$A$37,1)))),0.997*$C330*'Mass attenuation coefficients'!$B$2/'Mass attenuation coefficients'!$A$2)","v":8.7917760098940007E-2},{"$f":"_xlfn.IFNA(INDEX('Shultis Faw'!$C$2:$C$26,MATCH($C330,'Shultis Faw'!$A$2:$A$26,1))+($C330-INDEX('Shultis Faw'!$A$2:$A$26,MATCH($C330,'Shultis Faw'!$A$2:$A$26,1)))*(INDEX('Shultis Faw'!$C$2:$C$26,MATCH($C330,'Shultis Faw'!$A$2:$A$26,1)+1)-INDEX('Shultis Faw'!$C$2:$C$26,MATCH($C330,'Shultis Faw'!$A$2:$A$26,1)))/(INDEX('Shultis Faw'!$A$2:$A$26,MATCH($C330,'Shultis Faw'!$A$2:$A$26,1)+1)-INDEX('Shultis Faw'!$A$2:$A$26,MATCH($C330,'Shultis Faw'!$A$2:$A$26,1))),$C330*'Shultis Faw'!$C$2/'Shultis Faw'!$A$2)","v":2.3561641299999998},{"$f":"_xlfn.IFNA(INDEX('Shultis Faw'!$D$2:$D$26,MATCH($C330,'Shultis Faw'!$A$2:$A$26,1))+($C330-INDEX('Shultis Faw'!$A$2:$A$26,MATCH($C330,'Shultis Faw'!$A$2:$A$26,1)))*(INDEX('Shultis Faw'!$D$2:$D$26,MATCH($C330,'Shultis Faw'!$A$2:$A$26,1)+1)-INDEX('Shultis Faw'!$D$2:$D$26,MATCH($C330,'Shultis Faw'!$A$2:$A$26,1)))/(INDEX('Shultis Faw'!$A$2:$A$26,MATCH($C330,'Shultis Faw'!$A$2:$A$26,1)+1)-INDEX('Shultis Faw'!$A$2:$A$26,MATCH($C330,'Shultis Faw'!$A$2:$A$26,1))),$C330*'Shultis Faw'!$D$2/'Shultis Faw'!$A$2)","v":1.6619524700000001},{"$f":"_xlfn.IFNA(INDEX('Shultis Faw'!$B$2:$B$26,MATCH($C330,'Shultis Faw'!$A$2:$A$26,1))+($C330-INDEX('Shultis Faw'!$A$2:$A$26,MATCH($C330,'Shultis Faw'!$A$2:$A$26,1)))*(INDEX('Shultis Faw'!$B$2:$B$26,MATCH($C330,'Shultis Faw'!$A$2:$A$26,1)+1)-INDEX('Shultis Faw'!$B$2:$B$26,MATCH($C330,'Shultis Faw'!$A$2:$A$26,1)))/(INDEX('Shultis Faw'!$A$2:$A$26,MATCH($C330,'Shultis Faw'!$A$2:$A$26,1)+1)-INDEX('Shultis Faw'!$A$2:$A$26,MATCH($C330,'Shultis Faw'!$A$2:$A$26,1))),$C330*'Shultis Faw'!$B$2/'Shultis Faw'!$A$2)","v":-0.12160071800000001},{"$f":"_xlfn.IFNA(INDEX('Shultis Faw'!$E$2:$E$26,MATCH($C330,'Shultis Faw'!$A$2:$A$26,1))+($C330-INDEX('Shultis Faw'!$A$2:$A$26,MATCH($C330,'Shultis Faw'!$A$2:$A$26,1)))*(INDEX('Shultis Faw'!$E$2:$E$26,MATCH($C330,'Shultis Faw'!$A$2:$A$26,1)+1)-INDEX('Shultis Faw'!$E$2:$E$26,MATCH($C330,'Shultis Faw'!$A$2:$A$26,1)))/(INDEX('Shultis Faw'!$A$2:$A$26,MATCH($C330,'Shultis Faw'!$A$2:$A$26,1)+1)-INDEX('Shultis Faw'!$A$2:$A$26,MATCH($C330,'Shultis Faw'!$A$2:$A$26,1))),$C330*'Shultis Faw'!$E$2/'Shultis Faw'!$A$2)","v":4.94665652E-2},{"$f":"_xlfn.IFNA(INDEX('Shultis Faw'!$F$2:$F$26,MATCH($C330,'Shultis Faw'!$A$2:$A$26,1))+($C330-INDEX('Shultis Faw'!$A$2:$A$26,MATCH($C330,'Shultis Faw'!$A$2:$A$26,1)))*(INDEX('Shultis Faw'!$F$2:$F$26,MATCH($C330,'Shultis Faw'!$A$2:$A$26,1)+1)-INDEX('Shultis Faw'!$F$2:$F$26,MATCH($C330,'Shultis Faw'!$A$2:$A$26,1)))/(INDEX('Shultis Faw'!$A$2:$A$26,MATCH($C330,'Shultis Faw'!$A$2:$A$26,1)+1)-INDEX('Shultis Faw'!$A$2:$A$26,MATCH($C330,'Shultis Faw'!$A$2:$A$26,1))),$C330*'Shultis Faw'!$F$2/'Shultis Faw'!$A$2)","v":14.246416140000001},{"$f":"J330*(H330*'Externe blootstelling'!$D$23/2)^K330+L330*(TANH(((H330*'Externe blootstelling'!$D$23)/(2*M330))-2)-TANH(-2))/(1-TANH(-2))","v":1.6071441155452866},{"$f":"IF(N330=1,1+(I330-1)*H330*'Externe blootstelling'!$D$23/2,1+(I330-1)*(N330^(H330*'Externe blootstelling'!$D$23/2)-1)/(N330-1))","v":2.9423047430585889},{"$f":"G330*EXP(-H330*'Externe blootstelling'!$D$23/2)*O330","v":7.517822205745533E-3}]
[null," g ",0.64239999999999997,1.0278399999999999E-13,4.4000000000000006E-5,{"$f":"_xlfn.IFNA(INDEX('hp (pSv cm2)'!$B$2:$B$52,MATCH($C331,'hp (pSv cm2)'!$A$2:$A$52,1))+($C331-INDEX('hp (pSv cm2)'!$A$2:$A$52,MATCH($C331,'hp (pSv cm2)'!$A$2:$A$52,1)))*(INDEX('hp (pSv cm2)'!$B$2:$B$52,MATCH($C331,'hp (pSv cm2)'!$A$2:$A$52,1)+1)-INDEX('hp (pSv cm2)'!$B$2:$B$52,MATCH($C331,'hp (pSv cm2)'!$A$2:$A$52,1)))/(INDEX('hp (pSv cm2)'!$A$2:$A$52,MATCH($C331,'hp (pSv cm2)'!$A$2:$A$52,1)+1)-INDEX('hp (pSv cm2)'!$A$2:$A$52,MATCH($C331,'hp (pSv cm2)'!$A$2:$A$52,1))),$C331*'hp (pSv cm2)'!$B$2/'hp (pSv cm2)'!$A$2)","v":3.0838399999999999},1.3568896000000001E-4,{"$f":"_xlfn.IFNA(0.997*(INDEX('Mass attenuation coefficients'!$B$2:$B$37,MATCH($C331,'Mass attenuation coefficients'!$A$2:$A$37,1))+($C331-INDEX('Mass attenuation coefficients'!$A$2:$A$37,MATCH($C331,'Mass attenuation coefficients'!$A$2:$A$37,1)))*(INDEX('Mass attenuation coefficients'!$B$2:$B$37,MATCH($C331,'Mass attenuation coefficients'!$A$2:$A$37,1)+1)-INDEX('Mass attenuation coefficients'!$B$2:$B$37,MATCH($C331,'Mass attenuation coefficients'!$A$2:$A$37,1)))/(INDEX('Mass attenuation coefficients'!$A$2:$A$37,MATCH($C331,'Mass attenuation coefficients'!$A$2:$A$37,1)+1)-INDEX('Mass attenuation coefficients'!$A$2:$A$37,MATCH($C331,'Mass attenuation coefficients'!$A$2:$A$37,1)))),0.997*$C331*'Mass attenuation coefficients'!$B$2/'Mass attenuation coefficients'!$A$2)","v":8.6985338760000003E-2},{"$f":"_xlfn.IFNA(INDEX('Shultis Faw'!$C$2:$C$26,MATCH($C331,'Shultis Faw'!$A$2:$A$26,1))+($C331-INDEX('Shultis Faw'!$A$2:$A$26,MATCH($C331,'Shultis Faw'!$A$2:$A$26,1)))*(INDEX('Shultis Faw'!$C$2:$C$26,MATCH($C331,'Shultis Faw'!$A$2:$A$26,1)+1)-INDEX('Shultis Faw'!$C$2:$C$26,MATCH($C331,'Shultis Faw'!$A$2:$A$26,1)))/(INDEX('Shultis Faw'!$A$2:$A$26,MATCH($C331,'Shultis Faw'!$A$2:$A$26,1)+1)-INDEX('Shultis Faw'!$A$2:$A$26,MATCH($C331,'Shultis Faw'!$A$2:$A$26,1))),$C331*'Shultis Faw'!$C$2/'Shultis Faw'!$A$2)","v":2.3420199999999998},{"$f":"_xlfn.IFNA(INDEX('Shultis Faw'!$D$2:$D$26,MATCH($C331,'Shultis Faw'!$A$2:$A$26,1))+($C331-INDEX('Shultis Faw'!$A$2:$A$26,MATCH($C331,'Shultis Faw'!$A$2:$A$26,1)))*(INDEX('Shultis Faw'!$D$2:$D$26,MATCH($C331,'Shultis Faw'!$A$2:$A$26,1)+1)-INDEX('Shultis Faw'!$D$2:$D$26,MATCH($C331,'Shultis Faw'!$A$2:$A$26,1)))/(INDEX('Shultis Faw'!$A$2:$A$26,MATCH($C331,'Shultis Faw'!$A$2:$A$26,1)+1)-INDEX('Shultis Faw'!$A$2:$A$26,MATCH($C331,'Shultis Faw'!$A$2:$A$26,1))),$C331*'Shultis Faw'!$D$2/'Shultis Faw'!$A$2)","v":1.65038},{"$f":"_xlfn.IFNA(INDEX('Shultis Faw'!$B$2:$B$26,MATCH($C331,'Shultis Faw'!$A$2:$A$26,1))+($C331-INDEX('Shultis Faw'!$A$2:$A$26,MATCH($C331,'Shultis Faw'!$A$2:$A$26,1)))*(INDEX('Shultis Faw'!$B$2:$B$26,MATCH($C331,'Shultis Faw'!$A$2:$A$26,1)+1)-INDEX('Shultis Faw'!$B$2:$B$26,MATCH($C331,'Shultis Faw'!$A$2:$A$26,1)))/(INDEX('Shultis Faw'!$A$2:$A$26,MATCH($C331,'Shultis Faw'!$A$2:$A$26,1)+1)-INDEX('Shultis Faw'!$A$2:$A$26,MATCH($C331,'Shultis Faw'!$A$2:$A$26,1))),$C331*'Shultis Faw'!$B$2/'Shultis Faw'!$A$2)","v":-0.119972},{"$f":"_xlfn.IFNA(INDEX('Shultis Faw'!$E$2:$E$26,MATCH($C331,'Shultis Faw'!$A$2:$A$26,1))+($C331-INDEX('Shultis Faw'!$A$2:$A$26,MATCH($C331,'Shultis Faw'!$A$2:$A$26,1)))*(INDEX('Shultis Faw'!$E$2:$E$26,MATCH($C331,'Shultis Faw'!$A$2:$A$26,1)+1)-INDEX('Shultis Faw'!$E$2:$E$26,MATCH($C331,'Shultis Faw'!$A$2:$A$26,1)))/(INDEX('Shultis Faw'!$A$2:$A$26,MATCH($C331,'Shultis Faw'!$A$2:$A$26,1)+1)-INDEX('Shultis Faw'!$A$2:$A$26,MATCH($C331,'Shultis Faw'!$A$2:$A$26,1))),$C331*'Shultis Faw'!$E$2/'Shultis Faw'!$A$2)","v":4.8900800000000001E-2},{"$f":"_xlfn.IFNA(INDEX('Shultis Faw'!$F$2:$F$26,MATCH($C331,'Shultis Faw'!$A$2:$A$26,1))+($C331-INDEX('Shultis Faw'!$A$2:$A$26,MATCH($C331,'Shultis Faw'!$A$2:$A$26,1)))*(INDEX('Shultis Faw'!$F$2:$F$26,MATCH($C331,'Shultis Faw'!$A$2:$A$26,1)+1)-INDEX('Shultis Faw'!$F$2:$F$26,MATCH($C331,'Shultis Faw'!$A$2:$A$26,1)))/(INDEX('Shultis Faw'!$A$2:$A$26,MATCH($C331,'Shultis Faw'!$A$2:$A$26,1)+1)-INDEX('Shultis Faw'!$A$2:$A$26,MATCH($C331,'Shultis Faw'!$A$2:$A$26,1))),$C331*'Shultis Faw'!$F$2/'Shultis Faw'!$A$2)","v":14.25756},{"$f":"J331*(H331*'Externe blootstelling'!$D$23/2)^K331+L331*(TANH(((H331*'Externe blootstelling'!$D$23)/(2*M331))-2)-TANH(-2))/(1-TANH(-2))","v":1.5987130786386681},{"$f":"IF(N331=1,1+(I331-1)*H331*'Externe blootstelling'!$D$23/2,1+(I331-1)*(N331^(H331*'Externe blootstelling'!$D$23/2)-1)/(N331-1))","v":2.8929253582553471},{"$f":"G331*EXP(-H331*'Externe blootstelling'!$D$23/2)*O331","v":1.0646894549687391E-4}]
[null," g ",0.64944000000000002,1.039104E-13,7.7999999999999999E-4,{"$f":"_xlfn.IFNA(INDEX('hp (pSv cm2)'!$B$2:$B$52,MATCH($C332,'hp (pSv cm2)'!$A$2:$A$52,1))+($C332-INDEX('hp (pSv cm2)'!$A$2:$A$52,MATCH($C332,'hp (pSv cm2)'!$A$2:$A$52,1)))*(INDEX('hp (pSv cm2)'!$B$2:$B$52,MATCH($C332,'hp (pSv cm2)'!$A$2:$A$52,1)+1)-INDEX('hp (pSv cm2)'!$B$2:$B$52,MATCH($C332,'hp (pSv cm2)'!$A$2:$A$52,1)))/(INDEX('hp (pSv cm2)'!$A$2:$A$52,MATCH($C332,'hp (pSv cm2)'!$A$2:$A$52,1)+1)-INDEX('hp (pSv cm2)'!$A$2:$A$52,MATCH($C332,'hp (pSv cm2)'!$A$2:$A$52,1))),$C332*'hp (pSv cm2)'!$B$2/'hp (pSv cm2)'!$A$2)","v":3.1127040000000004},2.4279091200000002E-3,{"$f":"_xlfn.IFNA(0.997*(INDEX('Mass attenuation coefficients'!$B$2:$B$37,MATCH($C332,'Mass attenuation coefficients'!$A$2:$A$37,1))+($C332-INDEX('Mass attenuation coefficients'!$A$2:$A$37,MATCH($C332,'Mass attenuation coefficients'!$A$2:$A$37,1)))*(INDEX('Mass attenuation coefficients'!$B$2:$B$37,MATCH($C332,'Mass attenuation coefficients'!$A$2:$A$37,1)+1)-INDEX('Mass attenuation coefficients'!$B$2:$B$37,MATCH($C332,'Mass attenuation coefficients'!$A$2:$A$37,1)))/(INDEX('Mass attenuation coefficients'!$A$2:$A$37,MATCH($C332,'Mass attenuation coefficients'!$A$2:$A$37,1)+1)-INDEX('Mass attenuation coefficients'!$A$2:$A$37,MATCH($C332,'Mass attenuation coefficients'!$A$2:$A$37,1)))),0.997*$C332*'Mass attenuation coefficients'!$B$2/'Mass attenuation coefficients'!$A$2)","v":8.6602458856E-2},{"$f":"_xlfn.IFNA(INDEX('Shultis Faw'!$C$2:$C$26,MATCH($C332,'Shultis Faw'!$A$2:$A$26,1))+($C332-INDEX('Shultis Faw'!$A$2:$A$26,MATCH($C332,'Shultis Faw'!$A$2:$A$26,1)))*(INDEX('Shultis Faw'!$C$2:$C$26,MATCH($C332,'Shultis Faw'!$A$2:$A$26,1)+1)-INDEX('Shultis Faw'!$C$2:$C$26,MATCH($C332,'Shultis Faw'!$A$2:$A$26,1)))/(INDEX('Shultis Faw'!$A$2:$A$26,MATCH($C332,'Shultis Faw'!$A$2:$A$26,1)+1)-INDEX('Shultis Faw'!$A$2:$A$26,MATCH($C332,'Shultis Faw'!$A$2:$A$26,1))),$C332*'Shultis Faw'!$C$2/'Shultis Faw'!$A$2)","v":2.3362119999999997},{"$f":"_xlfn.IFNA(INDEX('Shultis Faw'!$D$2:$D$26,MATCH($C332,'Shultis Faw'!$A$2:$A$26,1))+($C332-INDEX('Shultis Faw'!$A$2:$A$26,MATCH($C332,'Shultis Faw'!$A$2:$A$26,1)))*(INDEX('Shultis Faw'!$D$2:$D$26,MATCH($C332,'Shultis Faw'!$A$2:$A$26,1)+1)-INDEX('Shultis Faw'!$D$2:$D$26,MATCH($C332,'Shultis Faw'!$A$2:$A$26,1)))/(INDEX('Shultis Faw'!$A$2:$A$26,MATCH($C332,'Shultis Faw'!$A$2:$A$26,1)+1)-INDEX('Shultis Faw'!$A$2:$A$26,MATCH($C332,'Shultis Faw'!$A$2:$A$26,1))),$C332*'Shultis Faw'!$D$2/'Shultis Faw'!$A$2)","v":1.6456280000000001},{"$f":"_xlfn.IFNA(INDEX('Shultis Faw'!$B$2:$B$26,MATCH($C332,'Shultis Faw'!$A$2:$A$26,1))+($C332-INDEX('Shultis Faw'!$A$2:$A$26,MATCH($C332,'Shultis Faw'!$A$2:$A$26,1)))*(INDEX('Shultis Faw'!$B$2:$B$26,MATCH($C332,'Shultis Faw'!$A$2:$A$26,1)+1)-INDEX('Shultis Faw'!$B$2:$B$26,MATCH($C332,'Shultis Faw'!$A$2:$A$26,1)))/(INDEX('Shultis Faw'!$A$2:$A$26,MATCH($C332,'Shultis Faw'!$A$2:$A$26,1)+1)-INDEX('Shultis Faw'!$A$2:$A$26,MATCH($C332,'Shultis Faw'!$A$2:$A$26,1))),$C332*'Shultis Faw'!$B$2/'Shultis Faw'!$A$2)","v":-0.1193032},{"$f":"_xlfn.IFNA(INDEX('Shultis Faw'!$E$2:$E$26,MATCH($C332,'Shultis Faw'!$A$2:$A$26,1))+($C332-INDEX('Shultis Faw'!$A$2:$A$26,MATCH($C332,'Shultis Faw'!$A$2:$A$26,1)))*(INDEX('Shultis Faw'!$E$2:$E$26,MATCH($C332,'Shultis Faw'!$A$2:$A$26,1)+1)-INDEX('Shultis Faw'!$E$2:$E$26,MATCH($C332,'Shultis Faw'!$A$2:$A$26,1)))/(INDEX('Shultis Faw'!$A$2:$A$26,MATCH($C332,'Shultis Faw'!$A$2:$A$26,1)+1)-INDEX('Shultis Faw'!$A$2:$A$26,MATCH($C332,'Shultis Faw'!$A$2:$A$26,1))),$C332*'Shultis Faw'!$E$2/'Shultis Faw'!$A$2)","v":4.866848E-2},{"$f":"_xlfn.IFNA(INDEX('Shultis Faw'!$F$2:$F$26,MATCH($C332,'Shultis Faw'!$A$2:$A$26,1))+($C332-INDEX('Shultis Faw'!$A$2:$A$26,MATCH($C332,'Shultis Faw'!$A$2:$A$26,1)))*(INDEX('Shultis Faw'!$F$2:$F$26,MATCH($C332,'Shultis Faw'!$A$2:$A$26,1)+1)-INDEX('Shultis Faw'!$F$2:$F$26,MATCH($C332,'Shultis Faw'!$A$2:$A$26,1)))/(INDEX('Shultis Faw'!$A$2:$A$26,MATCH($C332,'Shultis Faw'!$A$2:$A$26,1)+1)-INDEX('Shultis Faw'!$A$2:$A$26,MATCH($C332,'Shultis Faw'!$A$2:$A$26,1))),$C332*'Shultis Faw'!$F$2/'Shultis Faw'!$A$2)","v":14.262136},{"$f":"J332*(H332*'Externe blootstelling'!$D$23/2)^K332+L332*(TANH(((H332*'Externe blootstelling'!$D$23)/(2*M332))-2)-TANH(-2))/(1-TANH(-2))","v":1.5952314822996332},{"$f":"IF(N332=1,1+(I332-1)*H332*'Externe blootstelling'!$D$23/2,1+(I332-1)*(N332^(H332*'Externe blootstelling'!$D$23/2)-1)/(N332-1))","v":2.8729361277399645},{"$f":"G332*EXP(-H332*'Externe blootstelling'!$D$23/2)*O332","v":1.9028030862361994E-3}]
[null," g ",0.65060000000000007,1.0409600000000002E-13,9.7999999999999997E-5,{"$f":"_xlfn.IFNA(INDEX('hp (pSv cm2)'!$B$2:$B$52,MATCH($C333,'hp (pSv cm2)'!$A$2:$A$52,1))+($C333-INDEX('hp (pSv cm2)'!$A$2:$A$52,MATCH($C333,'hp (pSv cm2)'!$A$2:$A$52,1)))*(INDEX('hp (pSv cm2)'!$B$2:$B$52,MATCH($C333,'hp (pSv cm2)'!$A$2:$A$52,1)+1)-INDEX('hp (pSv cm2)'!$B$2:$B$52,MATCH($C333,'hp (pSv cm2)'!$A$2:$A$52,1)))/(INDEX('hp (pSv cm2)'!$A$2:$A$52,MATCH($C333,'hp (pSv cm2)'!$A$2:$A$52,1)+1)-INDEX('hp (pSv cm2)'!$A$2:$A$52,MATCH($C333,'hp (pSv cm2)'!$A$2:$A$52,1))),$C333*'hp (pSv cm2)'!$B$2/'hp (pSv cm2)'!$A$2)","v":3.1174600000000003},3.0551108000000002E-4,{"$f":"_xlfn.IFNA(0.997*(INDEX('Mass attenuation coefficients'!$B$2:$B$37,MATCH($C333,'Mass attenuation coefficients'!$A$2:$A$37,1))+($C333-INDEX('Mass attenuation coefficients'!$A$2:$A$37,MATCH($C333,'Mass attenuation coefficients'!$A$2:$A$37,1)))*(INDEX('Mass attenuation coefficients'!$B$2:$B$37,MATCH($C333,'Mass attenuation coefficients'!$A$2:$A$37,1)+1)-INDEX('Mass attenuation coefficients'!$B$2:$B$37,MATCH($C333,'Mass attenuation coefficients'!$A$2:$A$37,1)))/(INDEX('Mass attenuation coefficients'!$A$2:$A$37,MATCH($C333,'Mass attenuation coefficients'!$A$2:$A$37,1)+1)-INDEX('Mass attenuation coefficients'!$A$2:$A$37,MATCH($C333,'Mass attenuation coefficients'!$A$2:$A$37,1)))),0.997*$C333*'Mass attenuation coefficients'!$B$2/'Mass attenuation coefficients'!$A$2)","v":8.6539370689999992E-2},{"$f":"_xlfn.IFNA(INDEX('Shultis Faw'!$C$2:$C$26,MATCH($C333,'Shultis Faw'!$A$2:$A$26,1))+($C333-INDEX('Shultis Faw'!$A$2:$A$26,MATCH($C333,'Shultis Faw'!$A$2:$A$26,1)))*(INDEX('Shultis Faw'!$C$2:$C$26,MATCH($C333,'Shultis Faw'!$A$2:$A$26,1)+1)-INDEX('Shultis Faw'!$C$2:$C$26,MATCH($C333,'Shultis Faw'!$A$2:$A$26,1)))/(INDEX('Shultis Faw'!$A$2:$A$26,MATCH($C333,'Shultis Faw'!$A$2:$A$26,1)+1)-INDEX('Shultis Faw'!$A$2:$A$26,MATCH($C333,'Shultis Faw'!$A$2:$A$26,1))),$C333*'Shultis Faw'!$C$2/'Shultis Faw'!$A$2)","v":2.3352549999999996},{"$f":"_xlfn.IFNA(INDEX('Shultis Faw'!$D$2:$D$26,MATCH($C333,'Shultis Faw'!$A$2:$A$26,1))+($C333-INDEX('Shultis Faw'!$A$2:$A$26,MATCH($C333,'Shultis Faw'!$A$2:$A$26,1)))*(INDEX('Shultis Faw'!$D$2:$D$26,MATCH($C333,'Shultis Faw'!$A$2:$A$26,1)+1)-INDEX('Shultis Faw'!$D$2:$D$26,MATCH($C333,'Shultis Faw'!$A$2:$A$26,1)))/(INDEX('Shultis Faw'!$A$2:$A$26,MATCH($C333,'Shultis Faw'!$A$2:$A$26,1)+1)-INDEX('Shultis Faw'!$A$2:$A$26,MATCH($C333,'Shultis Faw'!$A$2:$A$26,1))),$C333*'Shultis Faw'!$D$2/'Shultis Faw'!$A$2)","v":1.6448449999999999},{"$f":"_xlfn.IFNA(INDEX('Shultis Faw'!$B$2:$B$26,MATCH($C333,'Shultis Faw'!$A$2:$A$26,1))+($C333-INDEX('Shultis Faw'!$A$2:$A$26,MATCH($C333,'Shultis Faw'!$A$2:$A$26,1)))*(INDEX('Shultis Faw'!$B$2:$B$26,MATCH($C333,'Shultis Faw'!$A$2:$A$26,1)+1)-INDEX('Shultis Faw'!$B$2:$B$26,MATCH($C333,'Shultis Faw'!$A$2:$A$26,1)))/(INDEX('Shultis Faw'!$A$2:$A$26,MATCH($C333,'Shultis Faw'!$A$2:$A$26,1)+1)-INDEX('Shultis Faw'!$A$2:$A$26,MATCH($C333,'Shultis Faw'!$A$2:$A$26,1))),$C333*'Shultis Faw'!$B$2/'Shultis Faw'!$A$2)","v":-0.11919299999999999},{"$f":"_xlfn.IFNA(INDEX('Shultis Faw'!$E$2:$E$26,MATCH($C333,'Shultis Faw'!$A$2:$A$26,1))+($C333-INDEX('Shultis Faw'!$A$2:$A$26,MATCH($C333,'Shultis Faw'!$A$2:$A$26,1)))*(INDEX('Shultis Faw'!$E$2:$E$26,MATCH($C333,'Shultis Faw'!$A$2:$A$26,1)+1)-INDEX('Shultis Faw'!$E$2:$E$26,MATCH($C333,'Shultis Faw'!$A$2:$A$26,1)))/(INDEX('Shultis Faw'!$A$2:$A$26,MATCH($C333,'Shultis Faw'!$A$2:$A$26,1)+1)-INDEX('Shultis Faw'!$A$2:$A$26,MATCH($C333,'Shultis Faw'!$A$2:$A$26,1))),$C333*'Shultis Faw'!$E$2/'Shultis Faw'!$A$2)","v":4.8630199999999998E-2},{"$f":"_xlfn.IFNA(INDEX('Shultis Faw'!$F$2:$F$26,MATCH($C333,'Shultis Faw'!$A$2:$A$26,1))+($C333-INDEX('Shultis Faw'!$A$2:$A$26,MATCH($C333,'Shultis Faw'!$A$2:$A$26,1)))*(INDEX('Shultis Faw'!$F$2:$F$26,MATCH($C333,'Shultis Faw'!$A$2:$A$26,1)+1)-INDEX('Shultis Faw'!$F$2:$F$26,MATCH($C333,'Shultis Faw'!$A$2:$A$26,1)))/(INDEX('Shultis Faw'!$A$2:$A$26,MATCH($C333,'Shultis Faw'!$A$2:$A$26,1)+1)-INDEX('Shultis Faw'!$A$2:$A$26,MATCH($C333,'Shultis Faw'!$A$2:$A$26,1))),$C333*'Shultis Faw'!$F$2/'Shultis Faw'!$A$2)","v":14.262890000000001},{"$f":"J333*(H333*'Externe blootstelling'!$D$23/2)^K333+L333*(TANH(((H333*'Externe blootstelling'!$D$23)/(2*M333))-2)-TANH(-2))/(1-TANH(-2))","v":1.5946567174346509},{"$f":"IF(N333=1,1+(I333-1)*H333*'Externe blootstelling'!$D$23/2,1+(I333-1)*(N333^(H333*'Externe blootstelling'!$D$23/2)-1)/(N333-1))","v":2.8696583592345775},{"$f":"G333*EXP(-H333*'Externe blootstelling'!$D$23/2)*O333","v":2.3938867113807352E-4}]
[null," g ",0.66467999999999994,1.0634879999999997E-13,2.9E-4,{"$f":"_xlfn.IFNA(INDEX('hp (pSv cm2)'!$B$2:$B$52,MATCH($C334,'hp (pSv cm2)'!$A$2:$A$52,1))+($C334-INDEX('hp (pSv cm2)'!$A$2:$A$52,MATCH($C334,'hp (pSv cm2)'!$A$2:$A$52,1)))*(INDEX('hp (pSv cm2)'!$B$2:$B$52,MATCH($C334,'hp (pSv cm2)'!$A$2:$A$52,1)+1)-INDEX('hp (pSv cm2)'!$B$2:$B$52,MATCH($C334,'hp (pSv cm2)'!$A$2:$A$52,1)))/(INDEX('hp (pSv cm2)'!$A$2:$A$52,MATCH($C334,'hp (pSv cm2)'!$A$2:$A$52,1)+1)-INDEX('hp (pSv cm2)'!$A$2:$A$52,MATCH($C334,'hp (pSv cm2)'!$A$2:$A$52,1))),$C334*'hp (pSv cm2)'!$B$2/'hp (pSv cm2)'!$A$2)","v":3.1751879999999999},9.2080451999999998E-4,{"$f":"_xlfn.IFNA(0.997*(INDEX('Mass attenuation coefficients'!$B$2:$B$37,MATCH($C334,'Mass attenuation coefficients'!$A$2:$A$37,1))+($C334-INDEX('Mass attenuation coefficients'!$A$2:$A$37,MATCH($C334,'Mass attenuation coefficients'!$A$2:$A$37,1)))*(INDEX('Mass attenuation coefficients'!$B$2:$B$37,MATCH($C334,'Mass attenuation coefficients'!$A$2:$A$37,1)+1)-INDEX('Mass attenuation coefficients'!$B$2:$B$37,MATCH($C334,'Mass attenuation coefficients'!$A$2:$A$37,1)))/(INDEX('Mass attenuation coefficients'!$A$2:$A$37,MATCH($C334,'Mass attenuation coefficients'!$A$2:$A$37,1)+1)-INDEX('Mass attenuation coefficients'!$A$2:$A$37,MATCH($C334,'Mass attenuation coefficients'!$A$2:$A$37,1)))),0.997*$C334*'Mass attenuation coefficients'!$B$2/'Mass attenuation coefficients'!$A$2)","v":8.5773610882000001E-2},{"$f":"_xlfn.IFNA(INDEX('Shultis Faw'!$C$2:$C$26,MATCH($C334,'Shultis Faw'!$A$2:$A$26,1))+($C334-INDEX('Shultis Faw'!$A$2:$A$26,MATCH($C334,'Shultis Faw'!$A$2:$A$26,1)))*(INDEX('Shultis Faw'!$C$2:$C$26,MATCH($C334,'Shultis Faw'!$A$2:$A$26,1)+1)-INDEX('Shultis Faw'!$C$2:$C$26,MATCH($C334,'Shultis Faw'!$A$2:$A$26,1)))/(INDEX('Shultis Faw'!$A$2:$A$26,MATCH($C334,'Shultis Faw'!$A$2:$A$26,1)+1)-INDEX('Shultis Faw'!$A$2:$A$26,MATCH($C334,'Shultis Faw'!$A$2:$A$26,1))),$C334*'Shultis Faw'!$C$2/'Shultis Faw'!$A$2)","v":2.323639},{"$f":"_xlfn.IFNA(INDEX('Shultis Faw'!$D$2:$D$26,MATCH($C334,'Shultis Faw'!$A$2:$A$26,1))+($C334-INDEX('Shultis Faw'!$A$2:$A$26,MATCH($C334,'Shultis Faw'!$A$2:$A$26,1)))*(INDEX('Shultis Faw'!$D$2:$D$26,MATCH($C334,'Shultis Faw'!$A$2:$A$26,1)+1)-INDEX('Shultis Faw'!$D$2:$D$26,MATCH($C334,'Shultis Faw'!$A$2:$A$26,1)))/(INDEX('Shultis Faw'!$A$2:$A$26,MATCH($C334,'Shultis Faw'!$A$2:$A$26,1)+1)-INDEX('Shultis Faw'!$A$2:$A$26,MATCH($C334,'Shultis Faw'!$A$2:$A$26,1))),$C334*'Shultis Faw'!$D$2/'Shultis Faw'!$A$2)","v":1.6353410000000002},{"$f":"_xlfn.IFNA(INDEX('Shultis Faw'!$B$2:$B$26,MATCH($C334,'Shultis Faw'!$A$2:$A$26,1))+($C334-INDEX('Shultis Faw'!$A$2:$A$26,MATCH($C334,'Shultis Faw'!$A$2:$A$26,1)))*(INDEX('Shultis Faw'!$B$2:$B$26,MATCH($C334,'Shultis Faw'!$A$2:$A$26,1)+1)-INDEX('Shultis Faw'!$B$2:$B$26,MATCH($C334,'Shultis Faw'!$A$2:$A$26,1)))/(INDEX('Shultis Faw'!$A$2:$A$26,MATCH($C334,'Shultis Faw'!$A$2:$A$26,1)+1)-INDEX('Shultis Faw'!$A$2:$A$26,MATCH($C334,'Shultis Faw'!$A$2:$A$26,1))),$C334*'Shultis Faw'!$B$2/'Shultis Faw'!$A$2)","v":-0.1178554},{"$f":"_xlfn.IFNA(INDEX('Shultis Faw'!$E$2:$E$26,MATCH($C334,'Shultis Faw'!$A$2:$A$26,1))+($C334-INDEX('Shultis Faw'!$A$2:$A$26,MATCH($C334,'Shultis Faw'!$A$2:$A$26,1)))*(INDEX('Shultis Faw'!$E$2:$E$26,MATCH($C334,'Shultis Faw'!$A$2:$A$26,1)+1)-INDEX('Shultis Faw'!$E$2:$E$26,MATCH($C334,'Shultis Faw'!$A$2:$A$26,1)))/(INDEX('Shultis Faw'!$A$2:$A$26,MATCH($C334,'Shultis Faw'!$A$2:$A$26,1)+1)-INDEX('Shultis Faw'!$A$2:$A$26,MATCH($C334,'Shultis Faw'!$A$2:$A$26,1))),$C334*'Shultis Faw'!$E$2/'Shultis Faw'!$A$2)","v":4.8165560000000003E-2},{"$f":"_xlfn.IFNA(INDEX('Shultis Faw'!$F$2:$F$26,MATCH($C334,'Shultis Faw'!$A$2:$A$26,1))+($C334-INDEX('Shultis Faw'!$A$2:$A$26,MATCH($C334,'Shultis Faw'!$A$2:$A$26,1)))*(INDEX('Shultis Faw'!$F$2:$F$26,MATCH($C334,'Shultis Faw'!$A$2:$A$26,1)+1)-INDEX('Shultis Faw'!$F$2:$F$26,MATCH($C334,'Shultis Faw'!$A$2:$A$26,1)))/(INDEX('Shultis Faw'!$A$2:$A$26,MATCH($C334,'Shultis Faw'!$A$2:$A$26,1)+1)-INDEX('Shultis Faw'!$A$2:$A$26,MATCH($C334,'Shultis Faw'!$A$2:$A$26,1))),$C334*'Shultis Faw'!$F$2/'Shultis Faw'!$A$2)","v":14.272042000000001},{"$f":"J334*(H334*'Externe blootstelling'!$D$23/2)^K334+L334*(TANH(((H334*'Externe blootstelling'!$D$23)/(2*M334))-2)-TANH(-2))/(1-TANH(-2))","v":1.5876556137625899},{"$f":"IF(N334=1,1+(I334-1)*H334*'Externe blootstelling'!$D$23/2,1+(I334-1)*(N334^(H334*'Externe blootstelling'!$D$23/2)-1)/(N334-1))","v":2.830229116083737},{"$f":"G334*EXP(-H334*'Externe blootstelling'!$D$23/2)*O334","v":7.1982006500744943E-4}]
[null," g ",0.66889999999999994,1.0702399999999998E-13,1.2999999999999999E-4,{"$f":"_xlfn.IFNA(INDEX('hp (pSv cm2)'!$B$2:$B$52,MATCH($C335,'hp (pSv cm2)'!$A$2:$A$52,1))+($C335-INDEX('hp (pSv cm2)'!$A$2:$A$52,MATCH($C335,'hp (pSv cm2)'!$A$2:$A$52,1)))*(INDEX('hp (pSv cm2)'!$B$2:$B$52,MATCH($C335,'hp (pSv cm2)'!$A$2:$A$52,1)+1)-INDEX('hp (pSv cm2)'!$B$2:$B$52,MATCH($C335,'hp (pSv cm2)'!$A$2:$A$52,1)))/(INDEX('hp (pSv cm2)'!$A$2:$A$52,MATCH($C335,'hp (pSv cm2)'!$A$2:$A$52,1)+1)-INDEX('hp (pSv cm2)'!$A$2:$A$52,MATCH($C335,'hp (pSv cm2)'!$A$2:$A$52,1))),$C335*'hp (pSv cm2)'!$B$2/'hp (pSv cm2)'!$A$2)","v":3.1924899999999998},4.1502369999999995E-4,{"$f":"_xlfn.IFNA(0.997*(INDEX('Mass attenuation coefficients'!$B$2:$B$37,MATCH($C335,'Mass attenuation coefficients'!$A$2:$A$37,1))+($C335-INDEX('Mass attenuation coefficients'!$A$2:$A$37,MATCH($C335,'Mass attenuation coefficients'!$A$2:$A$37,1)))*(INDEX('Mass attenuation coefficients'!$B$2:$B$37,MATCH($C335,'Mass attenuation coefficients'!$A$2:$A$37,1)+1)-INDEX('Mass attenuation coefficients'!$B$2:$B$37,MATCH($C335,'Mass attenuation coefficients'!$A$2:$A$37,1)))/(INDEX('Mass attenuation coefficients'!$A$2:$A$37,MATCH($C335,'Mass attenuation coefficients'!$A$2:$A$37,1)+1)-INDEX('Mass attenuation coefficients'!$A$2:$A$37,MATCH($C335,'Mass attenuation coefficients'!$A$2:$A$37,1)))),0.997*$C335*'Mass attenuation coefficients'!$B$2/'Mass attenuation coefficients'!$A$2)","v":8.5544100484999996E-2},{"$f":"_xlfn.IFNA(INDEX('Shultis Faw'!$C$2:$C$26,MATCH($C335,'Shultis Faw'!$A$2:$A$26,1))+($C335-INDEX('Shultis Faw'!$A$2:$A$26,MATCH($C335,'Shultis Faw'!$A$2:$A$26,1)))*(INDEX('Shultis Faw'!$C$2:$C$26,MATCH($C335,'Shultis Faw'!$A$2:$A$26,1)+1)-INDEX('Shultis Faw'!$C$2:$C$26,MATCH($C335,'Shultis Faw'!$A$2:$A$26,1)))/(INDEX('Shultis Faw'!$A$2:$A$26,MATCH($C335,'Shultis Faw'!$A$2:$A$26,1)+1)-INDEX('Shultis Faw'!$A$2:$A$26,MATCH($C335,'Shultis Faw'!$A$2:$A$26,1))),$C335*'Shultis Faw'!$C$2/'Shultis Faw'!$A$2)","v":2.3201575000000001},{"$f":"_xlfn.IFNA(INDEX('Shultis Faw'!$D$2:$D$26,MATCH($C335,'Shultis Faw'!$A$2:$A$26,1))+($C335-INDEX('Shultis Faw'!$A$2:$A$26,MATCH($C335,'Shultis Faw'!$A$2:$A$26,1)))*(INDEX('Shultis Faw'!$D$2:$D$26,MATCH($C335,'Shultis Faw'!$A$2:$A$26,1)+1)-INDEX('Shultis Faw'!$D$2:$D$26,MATCH($C335,'Shultis Faw'!$A$2:$A$26,1)))/(INDEX('Shultis Faw'!$A$2:$A$26,MATCH($C335,'Shultis Faw'!$A$2:$A$26,1)+1)-INDEX('Shultis Faw'!$A$2:$A$26,MATCH($C335,'Shultis Faw'!$A$2:$A$26,1))),$C335*'Shultis Faw'!$D$2/'Shultis Faw'!$A$2)","v":1.6324925000000001},{"$f":"_xlfn.IFNA(INDEX('Shultis Faw'!$B$2:$B$26,MATCH($C335,'Shultis Faw'!$A$2:$A$26,1))+($C335-INDEX('Shultis Faw'!$A$2:$A$26,MATCH($C335,'Shultis Faw'!$A$2:$A$26,1)))*(INDEX('Shultis Faw'!$B$2:$B$26,MATCH($C335,'Shultis Faw'!$A$2:$A$26,1)+1)-INDEX('Shultis Faw'!$B$2:$B$26,MATCH($C335,'Shultis Faw'!$A$2:$A$26,1)))/(INDEX('Shultis Faw'!$A$2:$A$26,MATCH($C335,'Shultis Faw'!$A$2:$A$26,1)+1)-INDEX('Shultis Faw'!$A$2:$A$26,MATCH($C335,'Shultis Faw'!$A$2:$A$26,1))),$C335*'Shultis Faw'!$B$2/'Shultis Faw'!$A$2)","v":-0.1174545},{"$f":"_xlfn.IFNA(INDEX('Shultis Faw'!$E$2:$E$26,MATCH($C335,'Shultis Faw'!$A$2:$A$26,1))+($C335-INDEX('Shultis Faw'!$A$2:$A$26,MATCH($C335,'Shultis Faw'!$A$2:$A$26,1)))*(INDEX('Shultis Faw'!$E$2:$E$26,MATCH($C335,'Shultis Faw'!$A$2:$A$26,1)+1)-INDEX('Shultis Faw'!$E$2:$E$26,MATCH($C335,'Shultis Faw'!$A$2:$A$26,1)))/(INDEX('Shultis Faw'!$A$2:$A$26,MATCH($C335,'Shultis Faw'!$A$2:$A$26,1)+1)-INDEX('Shultis Faw'!$A$2:$A$26,MATCH($C335,'Shultis Faw'!$A$2:$A$26,1))),$C335*'Shultis Faw'!$E$2/'Shultis Faw'!$A$2)","v":4.8026300000000001E-2},{"$f":"_xlfn.IFNA(INDEX('Shultis Faw'!$F$2:$F$26,MATCH($C335,'Shultis Faw'!$A$2:$A$26,1))+($C335-INDEX('Shultis Faw'!$A$2:$A$26,MATCH($C335,'Shultis Faw'!$A$2:$A$26,1)))*(INDEX('Shultis Faw'!$F$2:$F$26,MATCH($C335,'Shultis Faw'!$A$2:$A$26,1)+1)-INDEX('Shultis Faw'!$F$2:$F$26,MATCH($C335,'Shultis Faw'!$A$2:$A$26,1)))/(INDEX('Shultis Faw'!$A$2:$A$26,MATCH($C335,'Shultis Faw'!$A$2:$A$26,1)+1)-INDEX('Shultis Faw'!$A$2:$A$26,MATCH($C335,'Shultis Faw'!$A$2:$A$26,1))),$C335*'Shultis Faw'!$F$2/'Shultis Faw'!$A$2)","v":14.274785},{"$f":"J335*(H335*'Externe blootstelling'!$D$23/2)^K335+L335*(TANH(((H335*'Externe blootstelling'!$D$23)/(2*M335))-2)-TANH(-2))/(1-TANH(-2))","v":1.585548402342138},{"$f":"IF(N335=1,1+(I335-1)*H335*'Externe blootstelling'!$D$23/2,1+(I335-1)*(N335^(H335*'Externe blootstelling'!$D$23/2)-1)/(N335-1))","v":2.8185388048500331},{"$f":"G335*EXP(-H335*'Externe blootstelling'!$D$23/2)*O335","v":3.2421040919504104E-4}]
[null," g ",0.67659599999999998,1.0825536E-13,1.57E-3,{"$f":"_xlfn.IFNA(INDEX('hp (pSv cm2)'!$B$2:$B$52,MATCH($C336,'hp (pSv cm2)'!$A$2:$A$52,1))+($C336-INDEX('hp (pSv cm2)'!$A$2:$A$52,MATCH($C336,'hp (pSv cm2)'!$A$2:$A$52,1)))*(INDEX('hp (pSv cm2)'!$B$2:$B$52,MATCH($C336,'hp (pSv cm2)'!$A$2:$A$52,1)+1)-INDEX('hp (pSv cm2)'!$B$2:$B$52,MATCH($C336,'hp (pSv cm2)'!$A$2:$A$52,1)))/(INDEX('hp (pSv cm2)'!$A$2:$A$52,MATCH($C336,'hp (pSv cm2)'!$A$2:$A$52,1)+1)-INDEX('hp (pSv cm2)'!$A$2:$A$52,MATCH($C336,'hp (pSv cm2)'!$A$2:$A$52,1))),$C336*'hp (pSv cm2)'!$B$2/'hp (pSv cm2)'!$A$2)","v":3.2240435999999999},5.0617484519999995E-3,{"$f":"_xlfn.IFNA(0.997*(INDEX('Mass attenuation coefficients'!$B$2:$B$37,MATCH($C336,'Mass attenuation coefficients'!$A$2:$A$37,1))+($C336-INDEX('Mass attenuation coefficients'!$A$2:$A$37,MATCH($C336,'Mass attenuation coefficients'!$A$2:$A$37,1)))*(INDEX('Mass attenuation coefficients'!$B$2:$B$37,MATCH($C336,'Mass attenuation coefficients'!$A$2:$A$37,1)+1)-INDEX('Mass attenuation coefficients'!$B$2:$B$37,MATCH($C336,'Mass attenuation coefficients'!$A$2:$A$37,1)))/(INDEX('Mass attenuation coefficients'!$A$2:$A$37,MATCH($C336,'Mass attenuation coefficients'!$A$2:$A$37,1)+1)-INDEX('Mass attenuation coefficients'!$A$2:$A$37,MATCH($C336,'Mass attenuation coefficients'!$A$2:$A$37,1)))),0.997*$C336*'Mass attenuation coefficients'!$B$2/'Mass attenuation coefficients'!$A$2)","v":8.5125543135399995E-2},{"$f":"_xlfn.IFNA(INDEX('Shultis Faw'!$C$2:$C$26,MATCH($C336,'Shultis Faw'!$A$2:$A$26,1))+($C336-INDEX('Shultis Faw'!$A$2:$A$26,MATCH($C336,'Shultis Faw'!$A$2:$A$26,1)))*(INDEX('Shultis Faw'!$C$2:$C$26,MATCH($C336,'Shultis Faw'!$A$2:$A$26,1)+1)-INDEX('Shultis Faw'!$C$2:$C$26,MATCH($C336,'Shultis Faw'!$A$2:$A$26,1)))/(INDEX('Shultis Faw'!$A$2:$A$26,MATCH($C336,'Shultis Faw'!$A$2:$A$26,1)+1)-INDEX('Shultis Faw'!$A$2:$A$26,MATCH($C336,'Shultis Faw'!$A$2:$A$26,1))),$C336*'Shultis Faw'!$C$2/'Shultis Faw'!$A$2)","v":2.3138082999999998},{"$f":"_xlfn.IFNA(INDEX('Shultis Faw'!$D$2:$D$26,MATCH($C336,'Shultis Faw'!$A$2:$A$26,1))+($C336-INDEX('Shultis Faw'!$A$2:$A$26,MATCH($C336,'Shultis Faw'!$A$2:$A$26,1)))*(INDEX('Shultis Faw'!$D$2:$D$26,MATCH($C336,'Shultis Faw'!$A$2:$A$26,1)+1)-INDEX('Shultis Faw'!$D$2:$D$26,MATCH($C336,'Shultis Faw'!$A$2:$A$26,1)))/(INDEX('Shultis Faw'!$A$2:$A$26,MATCH($C336,'Shultis Faw'!$A$2:$A$26,1)+1)-INDEX('Shultis Faw'!$A$2:$A$26,MATCH($C336,'Shultis Faw'!$A$2:$A$26,1))),$C336*'Shultis Faw'!$D$2/'Shultis Faw'!$A$2)","v":1.6272977},{"$f":"_xlfn.IFNA(INDEX('Shultis Faw'!$B$2:$B$26,MATCH($C336,'Shultis Faw'!$A$2:$A$26,1))+($C336-INDEX('Shultis Faw'!$A$2:$A$26,MATCH($C336,'Shultis Faw'!$A$2:$A$26,1)))*(INDEX('Shultis Faw'!$B$2:$B$26,MATCH($C336,'Shultis Faw'!$A$2:$A$26,1)+1)-INDEX('Shultis Faw'!$B$2:$B$26,MATCH($C336,'Shultis Faw'!$A$2:$A$26,1)))/(INDEX('Shultis Faw'!$A$2:$A$26,MATCH($C336,'Shultis Faw'!$A$2:$A$26,1)+1)-INDEX('Shultis Faw'!$A$2:$A$26,MATCH($C336,'Shultis Faw'!$A$2:$A$26,1))),$C336*'Shultis Faw'!$B$2/'Shultis Faw'!$A$2)","v":-0.11672338},{"$f":"_xlfn.IFNA(INDEX('Shultis Faw'!$E$2:$E$26,MATCH($C336,'Shultis Faw'!$A$2:$A$26,1))+($C336-INDEX('Shultis Faw'!$A$2:$A$26,MATCH($C336,'Shultis Faw'!$A$2:$A$26,1)))*(INDEX('Shultis Faw'!$E$2:$E$26,MATCH($C336,'Shultis Faw'!$A$2:$A$26,1)+1)-INDEX('Shultis Faw'!$E$2:$E$26,MATCH($C336,'Shultis Faw'!$A$2:$A$26,1)))/(INDEX('Shultis Faw'!$A$2:$A$26,MATCH($C336,'Shultis Faw'!$A$2:$A$26,1)+1)-INDEX('Shultis Faw'!$A$2:$A$26,MATCH($C336,'Shultis Faw'!$A$2:$A$26,1))),$C336*'Shultis Faw'!$E$2/'Shultis Faw'!$A$2)","v":4.7772332000000001E-2},{"$f":"_xlfn.IFNA(INDEX('Shultis Faw'!$F$2:$F$26,MATCH($C336,'Shultis Faw'!$A$2:$A$26,1))+($C336-INDEX('Shultis Faw'!$A$2:$A$26,MATCH($C336,'Shultis Faw'!$A$2:$A$26,1)))*(INDEX('Shultis Faw'!$F$2:$F$26,MATCH($C336,'Shultis Faw'!$A$2:$A$26,1)+1)-INDEX('Shultis Faw'!$F$2:$F$26,MATCH($C336,'Shultis Faw'!$A$2:$A$26,1)))/(INDEX('Shultis Faw'!$A$2:$A$26,MATCH($C336,'Shultis Faw'!$A$2:$A$26,1)+1)-INDEX('Shultis Faw'!$A$2:$A$26,MATCH($C336,'Shultis Faw'!$A$2:$A$26,1))),$C336*'Shultis Faw'!$F$2/'Shultis Faw'!$A$2)","v":14.2797874},{"$f":"J336*(H336*'Externe blootstelling'!$D$23/2)^K336+L336*(TANH(((H336*'Externe blootstelling'!$D$23)/(2*M336))-2)-TANH(-2))/(1-TANH(-2))","v":1.5816949577046009},{"$f":"IF(N336=1,1+(I336-1)*H336*'Externe blootstelling'!$D$23/2,1+(I336-1)*(N336^(H336*'Externe blootstelling'!$D$23/2)-1)/(N336-1))","v":2.7973689370510351},{"$f":"G336*EXP(-H336*'Externe blootstelling'!$D$23/2)*O336","v":3.9491806638961274E-3}]
[null," g ",0.69242049999999999,{"$f":"C337*1000000*1.6E-19","v":1.1078728E-13},1.7899999999999999E-2,{"$f":"_xlfn.IFNA(INDEX('hp (pSv cm2)'!$B$2:$B$52,MATCH($C337,'hp (pSv cm2)'!$A$2:$A$52,1))+($C337-INDEX('hp (pSv cm2)'!$A$2:$A$52,MATCH($C337,'hp (pSv cm2)'!$A$2:$A$52,1)))*(INDEX('hp (pSv cm2)'!$B$2:$B$52,MATCH($C337,'hp (pSv cm2)'!$A$2:$A$52,1)+1)-INDEX('hp (pSv cm2)'!$B$2:$B$52,MATCH($C337,'hp (pSv cm2)'!$A$2:$A$52,1)))/(INDEX('hp (pSv cm2)'!$A$2:$A$52,MATCH($C337,'hp (pSv cm2)'!$A$2:$A$52,1)+1)-INDEX('hp (pSv cm2)'!$A$2:$A$52,MATCH($C337,'hp (pSv cm2)'!$A$2:$A$52,1))),$C337*'hp (pSv cm2)'!$B$2/'hp (pSv cm2)'!$A$2)","v":3.2889240499999999},{"$f":"F337*E337","v":5.8871740494999998E-2},{"$f":"_xlfn.IFNA(0.997*(INDEX('Mass attenuation coefficients'!$B$2:$B$37,MATCH($C337,'Mass attenuation coefficients'!$A$2:$A$37,1))+($C337-INDEX('Mass attenuation coefficients'!$A$2:$A$37,MATCH($C337,'Mass attenuation coefficients'!$A$2:$A$37,1)))*(INDEX('Mass attenuation coefficients'!$B$2:$B$37,MATCH($C337,'Mass attenuation coefficients'!$A$2:$A$37,1)+1)-INDEX('Mass attenuation coefficients'!$B$2:$B$37,MATCH($C337,'Mass attenuation coefficients'!$A$2:$A$37,1)))/(INDEX('Mass attenuation coefficients'!$A$2:$A$37,MATCH($C337,'Mass attenuation coefficients'!$A$2:$A$37,1)+1)-INDEX('Mass attenuation coefficients'!$A$2:$A$37,MATCH($C337,'Mass attenuation coefficients'!$A$2:$A$37,1)))),0.997*$C337*'Mass attenuation coefficients'!$B$2/'Mass attenuation coefficients'!$A$2)","v":8.4264906339824988E-2},{"$f":"_xlfn.IFNA(INDEX('Shultis Faw'!$C$2:$C$26,MATCH($C337,'Shultis Faw'!$A$2:$A$26,1))+($C337-INDEX('Shultis Faw'!$A$2:$A$26,MATCH($C337,'Shultis Faw'!$A$2:$A$26,1)))*(INDEX('Shultis Faw'!$C$2:$C$26,MATCH($C337,'Shultis Faw'!$A$2:$A$26,1)+1)-INDEX('Shultis Faw'!$C$2:$C$26,MATCH($C337,'Shultis Faw'!$A$2:$A$26,1)))/(INDEX('Shultis Faw'!$A$2:$A$26,MATCH($C337,'Shultis Faw'!$A$2:$A$26,1)+1)-INDEX('Shultis Faw'!$A$2:$A$26,MATCH($C337,'Shultis Faw'!$A$2:$A$26,1))),$C337*'Shultis Faw'!$C$2/'Shultis Faw'!$A$2)","v":2.3007530875},{"$f":"_xlfn.IFNA(INDEX('Shultis Faw'!$D$2:$D$26,MATCH($C337,'Shultis Faw'!$A$2:$A$26,1))+($C337-INDEX('Shultis Faw'!$A$2:$A$26,MATCH($C337,'Shultis Faw'!$A$2:$A$26,1)))*(INDEX('Shultis Faw'!$D$2:$D$26,MATCH($C337,'Shultis Faw'!$A$2:$A$26,1)+1)-INDEX('Shultis Faw'!$D$2:$D$26,MATCH($C337,'Shultis Faw'!$A$2:$A$26,1)))/(INDEX('Shultis Faw'!$A$2:$A$26,MATCH($C337,'Shultis Faw'!$A$2:$A$26,1)+1)-INDEX('Shultis Faw'!$A$2:$A$26,MATCH($C337,'Shultis Faw'!$A$2:$A$26,1))),$C337*'Shultis Faw'!$D$2/'Shultis Faw'!$A$2)","v":1.6166161625},{"$f":"_xlfn.IFNA(INDEX('Shultis Faw'!$B$2:$B$26,MATCH($C337,'Shultis Faw'!$A$2:$A$26,1))+($C337-INDEX('Shultis Faw'!$A$2:$A$26,MATCH($C337,'Shultis Faw'!$A$2:$A$26,1)))*(INDEX('Shultis Faw'!$B$2:$B$26,MATCH($C337,'Shultis Faw'!$A$2:$A$26,1)+1)-INDEX('Shultis Faw'!$B$2:$B$26,MATCH($C337,'Shultis Faw'!$A$2:$A$26,1)))/(INDEX('Shultis Faw'!$A$2:$A$26,MATCH($C337,'Shultis Faw'!$A$2:$A$26,1)+1)-INDEX('Shultis Faw'!$A$2:$A$26,MATCH($C337,'Shultis Faw'!$A$2:$A$26,1))),$C337*'Shultis Faw'!$B$2/'Shultis Faw'!$A$2)","v":-0.1152200525},{"$f":"_xlfn.IFNA(INDEX('Shultis Faw'!$E$2:$E$26,MATCH($C337,'Shultis Faw'!$A$2:$A$26,1))+($C337-INDEX('Shultis Faw'!$A$2:$A$26,MATCH($C337,'Shultis Faw'!$A$2:$A$26,1)))*(INDEX('Shultis Faw'!$E$2:$E$26,MATCH($C337,'Shultis Faw'!$A$2:$A$26,1)+1)-INDEX('Shultis Faw'!$E$2:$E$26,MATCH($C337,'Shultis Faw'!$A$2:$A$26,1)))/(INDEX('Shultis Faw'!$A$2:$A$26,MATCH($C337,'Shultis Faw'!$A$2:$A$26,1)+1)-INDEX('Shultis Faw'!$A$2:$A$26,MATCH($C337,'Shultis Faw'!$A$2:$A$26,1))),$C337*'Shultis Faw'!$E$2/'Shultis Faw'!$A$2)","v":4.7250123499999998E-2},{"$f":"_xlfn.IFNA(INDEX('Shultis Faw'!$F$2:$F$26,MATCH($C337,'Shultis Faw'!$A$2:$A$26,1))+($C337-INDEX('Shultis Faw'!$A$2:$A$26,MATCH($C337,'Shultis Faw'!$A$2:$A$26,1)))*(INDEX('Shultis Faw'!$F$2:$F$26,MATCH($C337,'Shultis Faw'!$A$2:$A$26,1)+1)-INDEX('Shultis Faw'!$F$2:$F$26,MATCH($C337,'Shultis Faw'!$A$2:$A$26,1)))/(INDEX('Shultis Faw'!$A$2:$A$26,MATCH($C337,'Shultis Faw'!$A$2:$A$26,1)+1)-INDEX('Shultis Faw'!$A$2:$A$26,MATCH($C337,'Shultis Faw'!$A$2:$A$26,1))),$C337*'Shultis Faw'!$F$2/'Shultis Faw'!$A$2)","v":14.290073325},{"$f":"J337*(H337*'Externe blootstelling'!$D$23/2)^K337+L337*(TANH(((H337*'Externe blootstelling'!$D$23)/(2*M337))-2)-TANH(-2))/(1-TANH(-2))","v":1.5737287841856735},{"$f":"IF(N337=1,1+(I337-1)*H337*'Externe blootstelling'!$D$23/2,1+(I337-1)*(N337^(H337*'Externe blootstelling'!$D$23/2)-1)/(N337-1))","v":2.754441103127804},{"$f":"G337*EXP(-H337*'Externe blootstelling'!$D$23/2)*O337","v":4.5814569331568106E-2}]
[null," g ",0.71577000000000002,1.1452320000000001E-13,1.9E-3,{"$f":"_xlfn.IFNA(INDEX('hp (pSv cm2)'!$B$2:$B$52,MATCH($C338,'hp (pSv cm2)'!$A$2:$A$52,1))+($C338-INDEX('hp (pSv cm2)'!$A$2:$A$52,MATCH($C338,'hp (pSv cm2)'!$A$2:$A$52,1)))*(INDEX('hp (pSv cm2)'!$B$2:$B$52,MATCH($C338,'hp (pSv cm2)'!$A$2:$A$52,1)+1)-INDEX('hp (pSv cm2)'!$B$2:$B$52,MATCH($C338,'hp (pSv cm2)'!$A$2:$A$52,1)))/(INDEX('hp (pSv cm2)'!$A$2:$A$52,MATCH($C338,'hp (pSv cm2)'!$A$2:$A$52,1)+1)-INDEX('hp (pSv cm2)'!$A$2:$A$52,MATCH($C338,'hp (pSv cm2)'!$A$2:$A$52,1))),$C338*'hp (pSv cm2)'!$B$2/'hp (pSv cm2)'!$A$2)","v":3.3846569999999998},6.4308483E-3,{"$f":"_xlfn.IFNA(0.997*(INDEX('Mass attenuation coefficients'!$B$2:$B$37,MATCH($C338,'Mass attenuation coefficients'!$A$2:$A$37,1))+($C338-INDEX('Mass attenuation coefficients'!$A$2:$A$37,MATCH($C338,'Mass attenuation coefficients'!$A$2:$A$37,1)))*(INDEX('Mass attenuation coefficients'!$B$2:$B$37,MATCH($C338,'Mass attenuation coefficients'!$A$2:$A$37,1)+1)-INDEX('Mass attenuation coefficients'!$B$2:$B$37,MATCH($C338,'Mass attenuation coefficients'!$A$2:$A$37,1)))/(INDEX('Mass attenuation coefficients'!$A$2:$A$37,MATCH($C338,'Mass attenuation coefficients'!$A$2:$A$37,1)+1)-INDEX('Mass attenuation coefficients'!$A$2:$A$37,MATCH($C338,'Mass attenuation coefficients'!$A$2:$A$37,1)))),0.997*$C338*'Mass attenuation coefficients'!$B$2/'Mass attenuation coefficients'!$A$2)","v":8.299501226049999E-2},{"$f":"_xlfn.IFNA(INDEX('Shultis Faw'!$C$2:$C$26,MATCH($C338,'Shultis Faw'!$A$2:$A$26,1))+($C338-INDEX('Shultis Faw'!$A$2:$A$26,MATCH($C338,'Shultis Faw'!$A$2:$A$26,1)))*(INDEX('Shultis Faw'!$C$2:$C$26,MATCH($C338,'Shultis Faw'!$A$2:$A$26,1)+1)-INDEX('Shultis Faw'!$C$2:$C$26,MATCH($C338,'Shultis Faw'!$A$2:$A$26,1)))/(INDEX('Shultis Faw'!$A$2:$A$26,MATCH($C338,'Shultis Faw'!$A$2:$A$26,1)+1)-INDEX('Shultis Faw'!$A$2:$A$26,MATCH($C338,'Shultis Faw'!$A$2:$A$26,1))),$C338*'Shultis Faw'!$C$2/'Shultis Faw'!$A$2)","v":2.28148975},{"$f":"_xlfn.IFNA(INDEX('Shultis Faw'!$D$2:$D$26,MATCH($C338,'Shultis Faw'!$A$2:$A$26,1))+($C338-INDEX('Shultis Faw'!$A$2:$A$26,MATCH($C338,'Shultis Faw'!$A$2:$A$26,1)))*(INDEX('Shultis Faw'!$D$2:$D$26,MATCH($C338,'Shultis Faw'!$A$2:$A$26,1)+1)-INDEX('Shultis Faw'!$D$2:$D$26,MATCH($C338,'Shultis Faw'!$A$2:$A$26,1)))/(INDEX('Shultis Faw'!$A$2:$A$26,MATCH($C338,'Shultis Faw'!$A$2:$A$26,1)+1)-INDEX('Shultis Faw'!$A$2:$A$26,MATCH($C338,'Shultis Faw'!$A$2:$A$26,1))),$C338*'Shultis Faw'!$D$2/'Shultis Faw'!$A$2)","v":1.60085525},{"$f":"_xlfn.IFNA(INDEX('Shultis Faw'!$B$2:$B$26,MATCH($C338,'Shultis Faw'!$A$2:$A$26,1))+($C338-INDEX('Shultis Faw'!$A$2:$A$26,MATCH($C338,'Shultis Faw'!$A$2:$A$26,1)))*(INDEX('Shultis Faw'!$B$2:$B$26,MATCH($C338,'Shultis Faw'!$A$2:$A$26,1)+1)-INDEX('Shultis Faw'!$B$2:$B$26,MATCH($C338,'Shultis Faw'!$A$2:$A$26,1)))/(INDEX('Shultis Faw'!$A$2:$A$26,MATCH($C338,'Shultis Faw'!$A$2:$A$26,1)+1)-INDEX('Shultis Faw'!$A$2:$A$26,MATCH($C338,'Shultis Faw'!$A$2:$A$26,1))),$C338*'Shultis Faw'!$B$2/'Shultis Faw'!$A$2)","v":-0.11300185},{"$f":"_xlfn.IFNA(INDEX('Shultis Faw'!$E$2:$E$26,MATCH($C338,'Shultis Faw'!$A$2:$A$26,1))+($C338-INDEX('Shultis Faw'!$A$2:$A$26,MATCH($C338,'Shultis Faw'!$A$2:$A$26,1)))*(INDEX('Shultis Faw'!$E$2:$E$26,MATCH($C338,'Shultis Faw'!$A$2:$A$26,1)+1)-INDEX('Shultis Faw'!$E$2:$E$26,MATCH($C338,'Shultis Faw'!$A$2:$A$26,1)))/(INDEX('Shultis Faw'!$A$2:$A$26,MATCH($C338,'Shultis Faw'!$A$2:$A$26,1)+1)-INDEX('Shultis Faw'!$A$2:$A$26,MATCH($C338,'Shultis Faw'!$A$2:$A$26,1))),$C338*'Shultis Faw'!$E$2/'Shultis Faw'!$A$2)","v":4.6479590000000001E-2},{"$f":"_xlfn.IFNA(INDEX('Shultis Faw'!$F$2:$F$26,MATCH($C338,'Shultis Faw'!$A$2:$A$26,1))+($C338-INDEX('Shultis Faw'!$A$2:$A$26,MATCH($C338,'Shultis Faw'!$A$2:$A$26,1)))*(INDEX('Shultis Faw'!$F$2:$F$26,MATCH($C338,'Shultis Faw'!$A$2:$A$26,1)+1)-INDEX('Shultis Faw'!$F$2:$F$26,MATCH($C338,'Shultis Faw'!$A$2:$A$26,1)))/(INDEX('Shultis Faw'!$A$2:$A$26,MATCH($C338,'Shultis Faw'!$A$2:$A$26,1)+1)-INDEX('Shultis Faw'!$A$2:$A$26,MATCH($C338,'Shultis Faw'!$A$2:$A$26,1))),$C338*'Shultis Faw'!$F$2/'Shultis Faw'!$A$2)","v":14.3052505},{"$f":"J338*(H338*'Externe blootstelling'!$D$23/2)^K338+L338*(TANH(((H338*'Externe blootstelling'!$D$23)/(2*M338))-2)-TANH(-2))/(1-TANH(-2))","v":1.5618695087420364},{"$f":"IF(N338=1,1+(I338-1)*H338*'Externe blootstelling'!$D$23/2,1+(I338-1)*(N338^(H338*'Externe blootstelling'!$D$23/2)-1)/(N338-1))","v":2.692553615036287},{"$f":"G338*EXP(-H338*'Externe blootstelling'!$D$23/2)*O338","v":4.9861861387490288E-3}]
[null," g ",0.72330139999999998,1.1572822399999999E-13,0.20050000000000001,{"$f":"_xlfn.IFNA(INDEX('hp (pSv cm2)'!$B$2:$B$52,MATCH($C339,'hp (pSv cm2)'!$A$2:$A$52,1))+($C339-INDEX('hp (pSv cm2)'!$A$2:$A$52,MATCH($C339,'hp (pSv cm2)'!$A$2:$A$52,1)))*(INDEX('hp (pSv cm2)'!$B$2:$B$52,MATCH($C339,'hp (pSv cm2)'!$A$2:$A$52,1)+1)-INDEX('hp (pSv cm2)'!$B$2:$B$52,MATCH($C339,'hp (pSv cm2)'!$A$2:$A$52,1)))/(INDEX('hp (pSv cm2)'!$A$2:$A$52,MATCH($C339,'hp (pSv cm2)'!$A$2:$A$52,1)+1)-INDEX('hp (pSv cm2)'!$A$2:$A$52,MATCH($C339,'hp (pSv cm2)'!$A$2:$A$52,1))),$C339*'hp (pSv cm2)'!$B$2/'hp (pSv cm2)'!$A$2)","v":3.4155357399999997},0.68481491586999998,{"$f":"_xlfn.IFNA(0.997*(INDEX('Mass attenuation coefficients'!$B$2:$B$37,MATCH($C339,'Mass attenuation coefficients'!$A$2:$A$37,1))+($C339-INDEX('Mass attenuation coefficients'!$A$2:$A$37,MATCH($C339,'Mass attenuation coefficients'!$A$2:$A$37,1)))*(INDEX('Mass attenuation coefficients'!$B$2:$B$37,MATCH($C339,'Mass attenuation coefficients'!$A$2:$A$37,1)+1)-INDEX('Mass attenuation coefficients'!$B$2:$B$37,MATCH($C339,'Mass attenuation coefficients'!$A$2:$A$37,1)))/(INDEX('Mass attenuation coefficients'!$A$2:$A$37,MATCH($C339,'Mass attenuation coefficients'!$A$2:$A$37,1)+1)-INDEX('Mass attenuation coefficients'!$A$2:$A$37,MATCH($C339,'Mass attenuation coefficients'!$A$2:$A$37,1)))),0.997*$C339*'Mass attenuation coefficients'!$B$2/'Mass attenuation coefficients'!$A$2)","v":8.2585406904109995E-2},{"$f":"_xlfn.IFNA(INDEX('Shultis Faw'!$C$2:$C$26,MATCH($C339,'Shultis Faw'!$A$2:$A$26,1))+($C339-INDEX('Shultis Faw'!$A$2:$A$26,MATCH($C339,'Shultis Faw'!$A$2:$A$26,1)))*(INDEX('Shultis Faw'!$C$2:$C$26,MATCH($C339,'Shultis Faw'!$A$2:$A$26,1)+1)-INDEX('Shultis Faw'!$C$2:$C$26,MATCH($C339,'Shultis Faw'!$A$2:$A$26,1)))/(INDEX('Shultis Faw'!$A$2:$A$26,MATCH($C339,'Shultis Faw'!$A$2:$A$26,1)+1)-INDEX('Shultis Faw'!$A$2:$A$26,MATCH($C339,'Shultis Faw'!$A$2:$A$26,1))),$C339*'Shultis Faw'!$C$2/'Shultis Faw'!$A$2)","v":2.275276345},{"$f":"_xlfn.IFNA(INDEX('Shultis Faw'!$D$2:$D$26,MATCH($C339,'Shultis Faw'!$A$2:$A$26,1))+($C339-INDEX('Shultis Faw'!$A$2:$A$26,MATCH($C339,'Shultis Faw'!$A$2:$A$26,1)))*(INDEX('Shultis Faw'!$D$2:$D$26,MATCH($C339,'Shultis Faw'!$A$2:$A$26,1)+1)-INDEX('Shultis Faw'!$D$2:$D$26,MATCH($C339,'Shultis Faw'!$A$2:$A$26,1)))/(INDEX('Shultis Faw'!$A$2:$A$26,MATCH($C339,'Shultis Faw'!$A$2:$A$26,1)+1)-INDEX('Shultis Faw'!$A$2:$A$26,MATCH($C339,'Shultis Faw'!$A$2:$A$26,1))),$C339*'Shultis Faw'!$D$2/'Shultis Faw'!$A$2)","v":1.595771555},{"$f":"_xlfn.IFNA(INDEX('Shultis Faw'!$B$2:$B$26,MATCH($C339,'Shultis Faw'!$A$2:$A$26,1))+($C339-INDEX('Shultis Faw'!$A$2:$A$26,MATCH($C339,'Shultis Faw'!$A$2:$A$26,1)))*(INDEX('Shultis Faw'!$B$2:$B$26,MATCH($C339,'Shultis Faw'!$A$2:$A$26,1)+1)-INDEX('Shultis Faw'!$B$2:$B$26,MATCH($C339,'Shultis Faw'!$A$2:$A$26,1)))/(INDEX('Shultis Faw'!$A$2:$A$26,MATCH($C339,'Shultis Faw'!$A$2:$A$26,1)+1)-INDEX('Shultis Faw'!$A$2:$A$26,MATCH($C339,'Shultis Faw'!$A$2:$A$26,1))),$C339*'Shultis Faw'!$B$2/'Shultis Faw'!$A$2)","v":-0.112286367},{"$f":"_xlfn.IFNA(INDEX('Shultis Faw'!$E$2:$E$26,MATCH($C339,'Shultis Faw'!$A$2:$A$26,1))+($C339-INDEX('Shultis Faw'!$A$2:$A$26,MATCH($C339,'Shultis Faw'!$A$2:$A$26,1)))*(INDEX('Shultis Faw'!$E$2:$E$26,MATCH($C339,'Shultis Faw'!$A$2:$A$26,1)+1)-INDEX('Shultis Faw'!$E$2:$E$26,MATCH($C339,'Shultis Faw'!$A$2:$A$26,1)))/(INDEX('Shultis Faw'!$A$2:$A$26,MATCH($C339,'Shultis Faw'!$A$2:$A$26,1)+1)-INDEX('Shultis Faw'!$A$2:$A$26,MATCH($C339,'Shultis Faw'!$A$2:$A$26,1))),$C339*'Shultis Faw'!$E$2/'Shultis Faw'!$A$2)","v":4.6231053800000005E-2},{"$f":"_xlfn.IFNA(INDEX('Shultis Faw'!$F$2:$F$26,MATCH($C339,'Shultis Faw'!$A$2:$A$26,1))+($C339-INDEX('Shultis Faw'!$A$2:$A$26,MATCH($C339,'Shultis Faw'!$A$2:$A$26,1)))*(INDEX('Shultis Faw'!$F$2:$F$26,MATCH($C339,'Shultis Faw'!$A$2:$A$26,1)+1)-INDEX('Shultis Faw'!$F$2:$F$26,MATCH($C339,'Shultis Faw'!$A$2:$A$26,1)))/(INDEX('Shultis Faw'!$A$2:$A$26,MATCH($C339,'Shultis Faw'!$A$2:$A$26,1)+1)-INDEX('Shultis Faw'!$A$2:$A$26,MATCH($C339,'Shultis Faw'!$A$2:$A$26,1))),$C339*'Shultis Faw'!$F$2/'Shultis Faw'!$A$2)","v":14.310145909999999},{"$f":"J339*(H339*'Externe blootstelling'!$D$23/2)^K339+L339*(TANH(((H339*'Externe blootstelling'!$D$23)/(2*M339))-2)-TANH(-2))/(1-TANH(-2))","v":1.5580176152097582},{"$f":"IF(N339=1,1+(I339-1)*H339*'Externe blootstelling'!$D$23/2,1+(I339-1)*(N339^(H339*'Externe blootstelling'!$D$23/2)-1)/(N339-1))","v":2.6729552216133126},{"$f":"G339*EXP(-H339*'Externe blootstelling'!$D$23/2)*O339","v":0.53035796662597989}]
[null," g ",0.73760000000000003,1.18016E-13,6.3E-5,{"$f":"_xlfn.IFNA(INDEX('hp (pSv cm2)'!$B$2:$B$52,MATCH($C340,'hp (pSv cm2)'!$A$2:$A$52,1))+($C340-INDEX('hp (pSv cm2)'!$A$2:$A$52,MATCH($C340,'hp (pSv cm2)'!$A$2:$A$52,1)))*(INDEX('hp (pSv cm2)'!$B$2:$B$52,MATCH($C340,'hp (pSv cm2)'!$A$2:$A$52,1)+1)-INDEX('hp (pSv cm2)'!$B$2:$B$52,MATCH($C340,'hp (pSv cm2)'!$A$2:$A$52,1)))/(INDEX('hp (pSv cm2)'!$A$2:$A$52,MATCH($C340,'hp (pSv cm2)'!$A$2:$A$52,1)+1)-INDEX('hp (pSv cm2)'!$A$2:$A$52,MATCH($C340,'hp (pSv cm2)'!$A$2:$A$52,1))),$C340*'hp (pSv cm2)'!$B$2/'hp (pSv cm2)'!$A$2)","v":3.4741600000000004},2.1887208000000003E-4,{"$f":"_xlfn.IFNA(0.997*(INDEX('Mass attenuation coefficients'!$B$2:$B$37,MATCH($C340,'Mass attenuation coefficients'!$A$2:$A$37,1))+($C340-INDEX('Mass attenuation coefficients'!$A$2:$A$37,MATCH($C340,'Mass attenuation coefficients'!$A$2:$A$37,1)))*(INDEX('Mass attenuation coefficients'!$B$2:$B$37,MATCH($C340,'Mass attenuation coefficients'!$A$2:$A$37,1)+1)-INDEX('Mass attenuation coefficients'!$B$2:$B$37,MATCH($C340,'Mass attenuation coefficients'!$A$2:$A$37,1)))/(INDEX('Mass attenuation coefficients'!$A$2:$A$37,MATCH($C340,'Mass attenuation coefficients'!$A$2:$A$37,1)+1)-INDEX('Mass attenuation coefficients'!$A$2:$A$37,MATCH($C340,'Mass attenuation coefficients'!$A$2:$A$37,1)))),0.997*$C340*'Mass attenuation coefficients'!$B$2/'Mass attenuation coefficients'!$A$2)","v":8.180775824E-2},{"$f":"_xlfn.IFNA(INDEX('Shultis Faw'!$C$2:$C$26,MATCH($C340,'Shultis Faw'!$A$2:$A$26,1))+($C340-INDEX('Shultis Faw'!$A$2:$A$26,MATCH($C340,'Shultis Faw'!$A$2:$A$26,1)))*(INDEX('Shultis Faw'!$C$2:$C$26,MATCH($C340,'Shultis Faw'!$A$2:$A$26,1)+1)-INDEX('Shultis Faw'!$C$2:$C$26,MATCH($C340,'Shultis Faw'!$A$2:$A$26,1)))/(INDEX('Shultis Faw'!$A$2:$A$26,MATCH($C340,'Shultis Faw'!$A$2:$A$26,1)+1)-INDEX('Shultis Faw'!$A$2:$A$26,MATCH($C340,'Shultis Faw'!$A$2:$A$26,1))),$C340*'Shultis Faw'!$C$2/'Shultis Faw'!$A$2)","v":2.2634799999999999},{"$f":"_xlfn.IFNA(INDEX('Shultis Faw'!$D$2:$D$26,MATCH($C340,'Shultis Faw'!$A$2:$A$26,1))+($C340-INDEX('Shultis Faw'!$A$2:$A$26,MATCH($C340,'Shultis Faw'!$A$2:$A$26,1)))*(INDEX('Shultis Faw'!$D$2:$D$26,MATCH($C340,'Shultis Faw'!$A$2:$A$26,1)+1)-INDEX('Shultis Faw'!$D$2:$D$26,MATCH($C340,'Shultis Faw'!$A$2:$A$26,1)))/(INDEX('Shultis Faw'!$A$2:$A$26,MATCH($C340,'Shultis Faw'!$A$2:$A$26,1)+1)-INDEX('Shultis Faw'!$A$2:$A$26,MATCH($C340,'Shultis Faw'!$A$2:$A$26,1))),$C340*'Shultis Faw'!$D$2/'Shultis Faw'!$A$2)","v":1.58612},{"$f":"_xlfn.IFNA(INDEX('Shultis Faw'!$B$2:$B$26,MATCH($C340,'Shultis Faw'!$A$2:$A$26,1))+($C340-INDEX('Shultis Faw'!$A$2:$A$26,MATCH($C340,'Shultis Faw'!$A$2:$A$26,1)))*(INDEX('Shultis Faw'!$B$2:$B$26,MATCH($C340,'Shultis Faw'!$A$2:$A$26,1)+1)-INDEX('Shultis Faw'!$B$2:$B$26,MATCH($C340,'Shultis Faw'!$A$2:$A$26,1)))/(INDEX('Shultis Faw'!$A$2:$A$26,MATCH($C340,'Shultis Faw'!$A$2:$A$26,1)+1)-INDEX('Shultis Faw'!$A$2:$A$26,MATCH($C340,'Shultis Faw'!$A$2:$A$26,1))),$C340*'Shultis Faw'!$B$2/'Shultis Faw'!$A$2)","v":-0.110928},{"$f":"_xlfn.IFNA(INDEX('Shultis Faw'!$E$2:$E$26,MATCH($C340,'Shultis Faw'!$A$2:$A$26,1))+($C340-INDEX('Shultis Faw'!$A$2:$A$26,MATCH($C340,'Shultis Faw'!$A$2:$A$26,1)))*(INDEX('Shultis Faw'!$E$2:$E$26,MATCH($C340,'Shultis Faw'!$A$2:$A$26,1)+1)-INDEX('Shultis Faw'!$E$2:$E$26,MATCH($C340,'Shultis Faw'!$A$2:$A$26,1)))/(INDEX('Shultis Faw'!$A$2:$A$26,MATCH($C340,'Shultis Faw'!$A$2:$A$26,1)+1)-INDEX('Shultis Faw'!$A$2:$A$26,MATCH($C340,'Shultis Faw'!$A$2:$A$26,1))),$C340*'Shultis Faw'!$E$2/'Shultis Faw'!$A$2)","v":4.57592E-2},{"$f":"_xlfn.IFNA(INDEX('Shultis Faw'!$F$2:$F$26,MATCH($C340,'Shultis Faw'!$A$2:$A$26,1))+($C340-INDEX('Shultis Faw'!$A$2:$A$26,MATCH($C340,'Shultis Faw'!$A$2:$A$26,1)))*(INDEX('Shultis Faw'!$F$2:$F$26,MATCH($C340,'Shultis Faw'!$A$2:$A$26,1)+1)-INDEX('Shultis Faw'!$F$2:$F$26,MATCH($C340,'Shultis Faw'!$A$2:$A$26,1)))/(INDEX('Shultis Faw'!$A$2:$A$26,MATCH($C340,'Shultis Faw'!$A$2:$A$26,1)+1)-INDEX('Shultis Faw'!$A$2:$A$26,MATCH($C340,'Shultis Faw'!$A$2:$A$26,1))),$C340*'Shultis Faw'!$F$2/'Shultis Faw'!$A$2)","v":14.31944},{"$f":"J340*(H340*'Externe blootstelling'!$D$23/2)^K340+L340*(TANH(((H340*'Externe blootstelling'!$D$23)/(2*M340))-2)-TANH(-2))/(1-TANH(-2))","v":1.5506688932786716},{"$f":"IF(N340=1,1+(I340-1)*H340*'Externe blootstelling'!$D$23/2,1+(I340-1)*(N340^(H340*'Externe blootstelling'!$D$23/2)-1)/(N340-1))","v":2.63622696492979},{"$f":"G340*EXP(-H340*'Externe blootstelling'!$D$23/2)*O340","v":1.6913881882686492E-4}]
[null," g ",0.75680199999999997,1.2108831999999999E-13,4.53E-2,{"$f":"_xlfn.IFNA(INDEX('hp (pSv cm2)'!$B$2:$B$52,MATCH($C341,'hp (pSv cm2)'!$A$2:$A$52,1))+($C341-INDEX('hp (pSv cm2)'!$A$2:$A$52,MATCH($C341,'hp (pSv cm2)'!$A$2:$A$52,1)))*(INDEX('hp (pSv cm2)'!$B$2:$B$52,MATCH($C341,'hp (pSv cm2)'!$A$2:$A$52,1)+1)-INDEX('hp (pSv cm2)'!$B$2:$B$52,MATCH($C341,'hp (pSv cm2)'!$A$2:$A$52,1)))/(INDEX('hp (pSv cm2)'!$A$2:$A$52,MATCH($C341,'hp (pSv cm2)'!$A$2:$A$52,1)+1)-INDEX('hp (pSv cm2)'!$A$2:$A$52,MATCH($C341,'hp (pSv cm2)'!$A$2:$A$52,1))),$C341*'hp (pSv cm2)'!$B$2/'hp (pSv cm2)'!$A$2)","v":3.5528881999999999},0.16094583545999999,{"$f":"_xlfn.IFNA(0.997*(INDEX('Mass attenuation coefficients'!$B$2:$B$37,MATCH($C341,'Mass attenuation coefficients'!$A$2:$A$37,1))+($C341-INDEX('Mass attenuation coefficients'!$A$2:$A$37,MATCH($C341,'Mass attenuation coefficients'!$A$2:$A$37,1)))*(INDEX('Mass attenuation coefficients'!$B$2:$B$37,MATCH($C341,'Mass attenuation coefficients'!$A$2:$A$37,1)+1)-INDEX('Mass attenuation coefficients'!$B$2:$B$37,MATCH($C341,'Mass attenuation coefficients'!$A$2:$A$37,1)))/(INDEX('Mass attenuation coefficients'!$A$2:$A$37,MATCH($C341,'Mass attenuation coefficients'!$A$2:$A$37,1)+1)-INDEX('Mass attenuation coefficients'!$A$2:$A$37,MATCH($C341,'Mass attenuation coefficients'!$A$2:$A$37,1)))),0.997*$C341*'Mass attenuation coefficients'!$B$2/'Mass attenuation coefficients'!$A$2)","v":8.0763431547299994E-2},{"$f":"_xlfn.IFNA(INDEX('Shultis Faw'!$C$2:$C$26,MATCH($C341,'Shultis Faw'!$A$2:$A$26,1))+($C341-INDEX('Shultis Faw'!$A$2:$A$26,MATCH($C341,'Shultis Faw'!$A$2:$A$26,1)))*(INDEX('Shultis Faw'!$C$2:$C$26,MATCH($C341,'Shultis Faw'!$A$2:$A$26,1)+1)-INDEX('Shultis Faw'!$C$2:$C$26,MATCH($C341,'Shultis Faw'!$A$2:$A$26,1)))/(INDEX('Shultis Faw'!$A$2:$A$26,MATCH($C341,'Shultis Faw'!$A$2:$A$26,1)+1)-INDEX('Shultis Faw'!$A$2:$A$26,MATCH($C341,'Shultis Faw'!$A$2:$A$26,1))),$C341*'Shultis Faw'!$C$2/'Shultis Faw'!$A$2)","v":2.2476383500000003},{"$f":"_xlfn.IFNA(INDEX('Shultis Faw'!$D$2:$D$26,MATCH($C341,'Shultis Faw'!$A$2:$A$26,1))+($C341-INDEX('Shultis Faw'!$A$2:$A$26,MATCH($C341,'Shultis Faw'!$A$2:$A$26,1)))*(INDEX('Shultis Faw'!$D$2:$D$26,MATCH($C341,'Shultis Faw'!$A$2:$A$26,1)+1)-INDEX('Shultis Faw'!$D$2:$D$26,MATCH($C341,'Shultis Faw'!$A$2:$A$26,1)))/(INDEX('Shultis Faw'!$A$2:$A$26,MATCH($C341,'Shultis Faw'!$A$2:$A$26,1)+1)-INDEX('Shultis Faw'!$A$2:$A$26,MATCH($C341,'Shultis Faw'!$A$2:$A$26,1))),$C341*'Shultis Faw'!$D$2/'Shultis Faw'!$A$2)","v":1.5731586500000001},{"$f":"_xlfn.IFNA(INDEX('Shultis Faw'!$B$2:$B$26,MATCH($C341,'Shultis Faw'!$A$2:$A$26,1))+($C341-INDEX('Shultis Faw'!$A$2:$A$26,MATCH($C341,'Shultis Faw'!$A$2:$A$26,1)))*(INDEX('Shultis Faw'!$B$2:$B$26,MATCH($C341,'Shultis Faw'!$A$2:$A$26,1)+1)-INDEX('Shultis Faw'!$B$2:$B$26,MATCH($C341,'Shultis Faw'!$A$2:$A$26,1)))/(INDEX('Shultis Faw'!$A$2:$A$26,MATCH($C341,'Shultis Faw'!$A$2:$A$26,1)+1)-INDEX('Shultis Faw'!$A$2:$A$26,MATCH($C341,'Shultis Faw'!$A$2:$A$26,1))),$C341*'Shultis Faw'!$B$2/'Shultis Faw'!$A$2)","v":-0.10910381},{"$f":"_xlfn.IFNA(INDEX('Shultis Faw'!$E$2:$E$26,MATCH($C341,'Shultis Faw'!$A$2:$A$26,1))+($C341-INDEX('Shultis Faw'!$A$2:$A$26,MATCH($C341,'Shultis Faw'!$A$2:$A$26,1)))*(INDEX('Shultis Faw'!$E$2:$E$26,MATCH($C341,'Shultis Faw'!$A$2:$A$26,1)+1)-INDEX('Shultis Faw'!$E$2:$E$26,MATCH($C341,'Shultis Faw'!$A$2:$A$26,1)))/(INDEX('Shultis Faw'!$A$2:$A$26,MATCH($C341,'Shultis Faw'!$A$2:$A$26,1)+1)-INDEX('Shultis Faw'!$A$2:$A$26,MATCH($C341,'Shultis Faw'!$A$2:$A$26,1))),$C341*'Shultis Faw'!$E$2/'Shultis Faw'!$A$2)","v":4.5125534000000002E-2},{"$f":"_xlfn.IFNA(INDEX('Shultis Faw'!$F$2:$F$26,MATCH($C341,'Shultis Faw'!$A$2:$A$26,1))+($C341-INDEX('Shultis Faw'!$A$2:$A$26,MATCH($C341,'Shultis Faw'!$A$2:$A$26,1)))*(INDEX('Shultis Faw'!$F$2:$F$26,MATCH($C341,'Shultis Faw'!$A$2:$A$26,1)+1)-INDEX('Shultis Faw'!$F$2:$F$26,MATCH($C341,'Shultis Faw'!$A$2:$A$26,1)))/(INDEX('Shultis Faw'!$A$2:$A$26,MATCH($C341,'Shultis Faw'!$A$2:$A$26,1)+1)-INDEX('Shultis Faw'!$A$2:$A$26,MATCH($C341,'Shultis Faw'!$A$2:$A$26,1))),$C341*'Shultis Faw'!$F$2/'Shultis Faw'!$A$2)","v":14.331921299999999},{"$f":"J341*(H341*'Externe blootstelling'!$D$23/2)^K341+L341*(TANH(((H341*'Externe blootstelling'!$D$23)/(2*M341))-2)-TANH(-2))/(1-TANH(-2))","v":1.5407263837629017},{"$f":"IF(N341=1,1+(I341-1)*H341*'Externe blootstelling'!$D$23/2,1+(I341-1)*(N341^(H341*'Externe blootstelling'!$D$23/2)-1)/(N341-1))","v":2.5878780402300423},{"$f":"G341*EXP(-H341*'Externe blootstelling'!$D$23/2)*O341","v":0.12402146554791922}]
[null," g ",0.77439999999999998,1.2390399999999999E-13,8.0000000000000007E-5,{"$f":"_xlfn.IFNA(INDEX('hp (pSv cm2)'!$B$2:$B$52,MATCH($C342,'hp (pSv cm2)'!$A$2:$A$52,1))+($C342-INDEX('hp (pSv cm2)'!$A$2:$A$52,MATCH($C342,'hp (pSv cm2)'!$A$2:$A$52,1)))*(INDEX('hp (pSv cm2)'!$B$2:$B$52,MATCH($C342,'hp (pSv cm2)'!$A$2:$A$52,1)+1)-INDEX('hp (pSv cm2)'!$B$2:$B$52,MATCH($C342,'hp (pSv cm2)'!$A$2:$A$52,1)))/(INDEX('hp (pSv cm2)'!$A$2:$A$52,MATCH($C342,'hp (pSv cm2)'!$A$2:$A$52,1)+1)-INDEX('hp (pSv cm2)'!$A$2:$A$52,MATCH($C342,'hp (pSv cm2)'!$A$2:$A$52,1))),$C342*'hp (pSv cm2)'!$B$2/'hp (pSv cm2)'!$A$2)","v":3.6250399999999998},2.9000320000000001E-4,{"$f":"_xlfn.IFNA(0.997*(INDEX('Mass attenuation coefficients'!$B$2:$B$37,MATCH($C342,'Mass attenuation coefficients'!$A$2:$A$37,1))+($C342-INDEX('Mass attenuation coefficients'!$A$2:$A$37,MATCH($C342,'Mass attenuation coefficients'!$A$2:$A$37,1)))*(INDEX('Mass attenuation coefficients'!$B$2:$B$37,MATCH($C342,'Mass attenuation coefficients'!$A$2:$A$37,1)+1)-INDEX('Mass attenuation coefficients'!$B$2:$B$37,MATCH($C342,'Mass attenuation coefficients'!$A$2:$A$37,1)))/(INDEX('Mass attenuation coefficients'!$A$2:$A$37,MATCH($C342,'Mass attenuation coefficients'!$A$2:$A$37,1)+1)-INDEX('Mass attenuation coefficients'!$A$2:$A$37,MATCH($C342,'Mass attenuation coefficients'!$A$2:$A$37,1)))),0.997*$C342*'Mass attenuation coefficients'!$B$2/'Mass attenuation coefficients'!$A$2)","v":7.9806340560000008E-2},{"$f":"_xlfn.IFNA(INDEX('Shultis Faw'!$C$2:$C$26,MATCH($C342,'Shultis Faw'!$A$2:$A$26,1))+($C342-INDEX('Shultis Faw'!$A$2:$A$26,MATCH($C342,'Shultis Faw'!$A$2:$A$26,1)))*(INDEX('Shultis Faw'!$C$2:$C$26,MATCH($C342,'Shultis Faw'!$A$2:$A$26,1)+1)-INDEX('Shultis Faw'!$C$2:$C$26,MATCH($C342,'Shultis Faw'!$A$2:$A$26,1)))/(INDEX('Shultis Faw'!$A$2:$A$26,MATCH($C342,'Shultis Faw'!$A$2:$A$26,1)+1)-INDEX('Shultis Faw'!$A$2:$A$26,MATCH($C342,'Shultis Faw'!$A$2:$A$26,1))),$C342*'Shultis Faw'!$C$2/'Shultis Faw'!$A$2)","v":2.23312},{"$f":"_xlfn.IFNA(INDEX('Shultis Faw'!$D$2:$D$26,MATCH($C342,'Shultis Faw'!$A$2:$A$26,1))+($C342-INDEX('Shultis Faw'!$A$2:$A$26,MATCH($C342,'Shultis Faw'!$A$2:$A$26,1)))*(INDEX('Shultis Faw'!$D$2:$D$26,MATCH($C342,'Shultis Faw'!$A$2:$A$26,1)+1)-INDEX('Shultis Faw'!$D$2:$D$26,MATCH($C342,'Shultis Faw'!$A$2:$A$26,1)))/(INDEX('Shultis Faw'!$A$2:$A$26,MATCH($C342,'Shultis Faw'!$A$2:$A$26,1)+1)-INDEX('Shultis Faw'!$A$2:$A$26,MATCH($C342,'Shultis Faw'!$A$2:$A$26,1))),$C342*'Shultis Faw'!$D$2/'Shultis Faw'!$A$2)","v":1.56128},{"$f":"_xlfn.IFNA(INDEX('Shultis Faw'!$B$2:$B$26,MATCH($C342,'Shultis Faw'!$A$2:$A$26,1))+($C342-INDEX('Shultis Faw'!$A$2:$A$26,MATCH($C342,'Shultis Faw'!$A$2:$A$26,1)))*(INDEX('Shultis Faw'!$B$2:$B$26,MATCH($C342,'Shultis Faw'!$A$2:$A$26,1)+1)-INDEX('Shultis Faw'!$B$2:$B$26,MATCH($C342,'Shultis Faw'!$A$2:$A$26,1)))/(INDEX('Shultis Faw'!$A$2:$A$26,MATCH($C342,'Shultis Faw'!$A$2:$A$26,1)+1)-INDEX('Shultis Faw'!$A$2:$A$26,MATCH($C342,'Shultis Faw'!$A$2:$A$26,1))),$C342*'Shultis Faw'!$B$2/'Shultis Faw'!$A$2)","v":-0.107432},{"$f":"_xlfn.IFNA(INDEX('Shultis Faw'!$E$2:$E$26,MATCH($C342,'Shultis Faw'!$A$2:$A$26,1))+($C342-INDEX('Shultis Faw'!$A$2:$A$26,MATCH($C342,'Shultis Faw'!$A$2:$A$26,1)))*(INDEX('Shultis Faw'!$E$2:$E$26,MATCH($C342,'Shultis Faw'!$A$2:$A$26,1)+1)-INDEX('Shultis Faw'!$E$2:$E$26,MATCH($C342,'Shultis Faw'!$A$2:$A$26,1)))/(INDEX('Shultis Faw'!$A$2:$A$26,MATCH($C342,'Shultis Faw'!$A$2:$A$26,1)+1)-INDEX('Shultis Faw'!$A$2:$A$26,MATCH($C342,'Shultis Faw'!$A$2:$A$26,1))),$C342*'Shultis Faw'!$E$2/'Shultis Faw'!$A$2)","v":4.4544800000000002E-2},{"$f":"_xlfn.IFNA(INDEX('Shultis Faw'!$F$2:$F$26,MATCH($C342,'Shultis Faw'!$A$2:$A$26,1))+($C342-INDEX('Shultis Faw'!$A$2:$A$26,MATCH($C342,'Shultis Faw'!$A$2:$A$26,1)))*(INDEX('Shultis Faw'!$F$2:$F$26,MATCH($C342,'Shultis Faw'!$A$2:$A$26,1)+1)-INDEX('Shultis Faw'!$F$2:$F$26,MATCH($C342,'Shultis Faw'!$A$2:$A$26,1)))/(INDEX('Shultis Faw'!$A$2:$A$26,MATCH($C342,'Shultis Faw'!$A$2:$A$26,1)+1)-INDEX('Shultis Faw'!$A$2:$A$26,MATCH($C342,'Shultis Faw'!$A$2:$A$26,1))),$C342*'Shultis Faw'!$F$2/'Shultis Faw'!$A$2)","v":14.343359999999999},{"$f":"J342*(H342*'Externe blootstelling'!$D$23/2)^K342+L342*(TANH(((H342*'Externe blootstelling'!$D$23)/(2*M342))-2)-TANH(-2))/(1-TANH(-2))","v":1.5315402600089643},{"$f":"IF(N342=1,1+(I342-1)*H342*'Externe blootstelling'!$D$23/2,1+(I342-1)*(N342^(H342*'Externe blootstelling'!$D$23/2)-1)/(N342-1))","v":2.5445309624031047},{"$f":"G342*EXP(-H342*'Externe blootstelling'!$D$23/2)*O342","v":2.2290444555026154E-4}]
[null," g ",0.79020000000000001,1.2643199999999999E-13,1E-4,{"$f":"_xlfn.IFNA(INDEX('hp (pSv cm2)'!$B$2:$B$52,MATCH($C343,'hp (pSv cm2)'!$A$2:$A$52,1))+($C343-INDEX('hp (pSv cm2)'!$A$2:$A$52,MATCH($C343,'hp (pSv cm2)'!$A$2:$A$52,1)))*(INDEX('hp (pSv cm2)'!$B$2:$B$52,MATCH($C343,'hp (pSv cm2)'!$A$2:$A$52,1)+1)-INDEX('hp (pSv cm2)'!$B$2:$B$52,MATCH($C343,'hp (pSv cm2)'!$A$2:$A$52,1)))/(INDEX('hp (pSv cm2)'!$A$2:$A$52,MATCH($C343,'hp (pSv cm2)'!$A$2:$A$52,1)+1)-INDEX('hp (pSv cm2)'!$A$2:$A$52,MATCH($C343,'hp (pSv cm2)'!$A$2:$A$52,1))),$C343*'hp (pSv cm2)'!$B$2/'hp (pSv cm2)'!$A$2)","v":3.6898200000000001},3.6898200000000001E-4,{"$f":"_xlfn.IFNA(0.997*(INDEX('Mass attenuation coefficients'!$B$2:$B$37,MATCH($C343,'Mass attenuation coefficients'!$A$2:$A$37,1))+($C343-INDEX('Mass attenuation coefficients'!$A$2:$A$37,MATCH($C343,'Mass attenuation coefficients'!$A$2:$A$37,1)))*(INDEX('Mass attenuation coefficients'!$B$2:$B$37,MATCH($C343,'Mass attenuation coefficients'!$A$2:$A$37,1)+1)-INDEX('Mass attenuation coefficients'!$B$2:$B$37,MATCH($C343,'Mass attenuation coefficients'!$A$2:$A$37,1)))/(INDEX('Mass attenuation coefficients'!$A$2:$A$37,MATCH($C343,'Mass attenuation coefficients'!$A$2:$A$37,1)+1)-INDEX('Mass attenuation coefficients'!$A$2:$A$37,MATCH($C343,'Mass attenuation coefficients'!$A$2:$A$37,1)))),0.997*$C343*'Mass attenuation coefficients'!$B$2/'Mass attenuation coefficients'!$A$2)","v":7.8947036230000003E-2},{"$f":"_xlfn.IFNA(INDEX('Shultis Faw'!$C$2:$C$26,MATCH($C343,'Shultis Faw'!$A$2:$A$26,1))+($C343-INDEX('Shultis Faw'!$A$2:$A$26,MATCH($C343,'Shultis Faw'!$A$2:$A$26,1)))*(INDEX('Shultis Faw'!$C$2:$C$26,MATCH($C343,'Shultis Faw'!$A$2:$A$26,1)+1)-INDEX('Shultis Faw'!$C$2:$C$26,MATCH($C343,'Shultis Faw'!$A$2:$A$26,1)))/(INDEX('Shultis Faw'!$A$2:$A$26,MATCH($C343,'Shultis Faw'!$A$2:$A$26,1)+1)-INDEX('Shultis Faw'!$A$2:$A$26,MATCH($C343,'Shultis Faw'!$A$2:$A$26,1))),$C343*'Shultis Faw'!$C$2/'Shultis Faw'!$A$2)","v":2.2200850000000001},{"$f":"_xlfn.IFNA(INDEX('Shultis Faw'!$D$2:$D$26,MATCH($C343,'Shultis Faw'!$A$2:$A$26,1))+($C343-INDEX('Shultis Faw'!$A$2:$A$26,MATCH($C343,'Shultis Faw'!$A$2:$A$26,1)))*(INDEX('Shultis Faw'!$D$2:$D$26,MATCH($C343,'Shultis Faw'!$A$2:$A$26,1)+1)-INDEX('Shultis Faw'!$D$2:$D$26,MATCH($C343,'Shultis Faw'!$A$2:$A$26,1)))/(INDEX('Shultis Faw'!$A$2:$A$26,MATCH($C343,'Shultis Faw'!$A$2:$A$26,1)+1)-INDEX('Shultis Faw'!$A$2:$A$26,MATCH($C343,'Shultis Faw'!$A$2:$A$26,1))),$C343*'Shultis Faw'!$D$2/'Shultis Faw'!$A$2)","v":1.5506150000000001},{"$f":"_xlfn.IFNA(INDEX('Shultis Faw'!$B$2:$B$26,MATCH($C343,'Shultis Faw'!$A$2:$A$26,1))+($C343-INDEX('Shultis Faw'!$A$2:$A$26,MATCH($C343,'Shultis Faw'!$A$2:$A$26,1)))*(INDEX('Shultis Faw'!$B$2:$B$26,MATCH($C343,'Shultis Faw'!$A$2:$A$26,1)+1)-INDEX('Shultis Faw'!$B$2:$B$26,MATCH($C343,'Shultis Faw'!$A$2:$A$26,1)))/(INDEX('Shultis Faw'!$A$2:$A$26,MATCH($C343,'Shultis Faw'!$A$2:$A$26,1)+1)-INDEX('Shultis Faw'!$A$2:$A$26,MATCH($C343,'Shultis Faw'!$A$2:$A$26,1))),$C343*'Shultis Faw'!$B$2/'Shultis Faw'!$A$2)","v":-0.105931},{"$f":"_xlfn.IFNA(INDEX('Shultis Faw'!$E$2:$E$26,MATCH($C343,'Shultis Faw'!$A$2:$A$26,1))+($C343-INDEX('Shultis Faw'!$A$2:$A$26,MATCH($C343,'Shultis Faw'!$A$2:$A$26,1)))*(INDEX('Shultis Faw'!$E$2:$E$26,MATCH($C343,'Shultis Faw'!$A$2:$A$26,1)+1)-INDEX('Shultis Faw'!$E$2:$E$26,MATCH($C343,'Shultis Faw'!$A$2:$A$26,1)))/(INDEX('Shultis Faw'!$A$2:$A$26,MATCH($C343,'Shultis Faw'!$A$2:$A$26,1)+1)-INDEX('Shultis Faw'!$A$2:$A$26,MATCH($C343,'Shultis Faw'!$A$2:$A$26,1))),$C343*'Shultis Faw'!$E$2/'Shultis Faw'!$A$2)","v":4.4023400000000004E-2},{"$f":"_xlfn.IFNA(INDEX('Shultis Faw'!$F$2:$F$26,MATCH($C343,'Shultis Faw'!$A$2:$A$26,1))+($C343-INDEX('Shultis Faw'!$A$2:$A$26,MATCH($C343,'Shultis Faw'!$A$2:$A$26,1)))*(INDEX('Shultis Faw'!$F$2:$F$26,MATCH($C343,'Shultis Faw'!$A$2:$A$26,1)+1)-INDEX('Shultis Faw'!$F$2:$F$26,MATCH($C343,'Shultis Faw'!$A$2:$A$26,1)))/(INDEX('Shultis Faw'!$A$2:$A$26,MATCH($C343,'Shultis Faw'!$A$2:$A$26,1)+1)-INDEX('Shultis Faw'!$A$2:$A$26,MATCH($C343,'Shultis Faw'!$A$2:$A$26,1))),$C343*'Shultis Faw'!$F$2/'Shultis Faw'!$A$2)","v":14.353629999999999},{"$f":"J343*(H343*'Externe blootstelling'!$D$23/2)^K343+L343*(TANH(((H343*'Externe blootstelling'!$D$23)/(2*M343))-2)-TANH(-2))/(1-TANH(-2))","v":1.523232326360632},{"$f":"IF(N343=1,1+(I343-1)*H343*'Externe blootstelling'!$D$23/2,1+(I343-1)*(N343^(H343*'Externe blootstelling'!$D$23/2)-1)/(N343-1))","v":2.5063826721953113},{"$f":"G343*EXP(-H343*'Externe blootstelling'!$D$23/2)*O343","v":2.8298187965944887E-4}]
[null," g ",0.80020000000000002,1.28032E-13,3.2000000000000003E-4,{"$f":"_xlfn.IFNA(INDEX('hp (pSv cm2)'!$B$2:$B$52,MATCH($C344,'hp (pSv cm2)'!$A$2:$A$52,1))+($C344-INDEX('hp (pSv cm2)'!$A$2:$A$52,MATCH($C344,'hp (pSv cm2)'!$A$2:$A$52,1)))*(INDEX('hp (pSv cm2)'!$B$2:$B$52,MATCH($C344,'hp (pSv cm2)'!$A$2:$A$52,1)+1)-INDEX('hp (pSv cm2)'!$B$2:$B$52,MATCH($C344,'hp (pSv cm2)'!$A$2:$A$52,1)))/(INDEX('hp (pSv cm2)'!$A$2:$A$52,MATCH($C344,'hp (pSv cm2)'!$A$2:$A$52,1)+1)-INDEX('hp (pSv cm2)'!$A$2:$A$52,MATCH($C344,'hp (pSv cm2)'!$A$2:$A$52,1))),$C344*'hp (pSv cm2)'!$B$2/'hp (pSv cm2)'!$A$2)","v":3.7307600000000001},1.1938432000000001E-3,{"$f":"_xlfn.IFNA(0.997*(INDEX('Mass attenuation coefficients'!$B$2:$B$37,MATCH($C344,'Mass attenuation coefficients'!$A$2:$A$37,1))+($C344-INDEX('Mass attenuation coefficients'!$A$2:$A$37,MATCH($C344,'Mass attenuation coefficients'!$A$2:$A$37,1)))*(INDEX('Mass attenuation coefficients'!$B$2:$B$37,MATCH($C344,'Mass attenuation coefficients'!$A$2:$A$37,1)+1)-INDEX('Mass attenuation coefficients'!$B$2:$B$37,MATCH($C344,'Mass attenuation coefficients'!$A$2:$A$37,1)))/(INDEX('Mass attenuation coefficients'!$A$2:$A$37,MATCH($C344,'Mass attenuation coefficients'!$A$2:$A$37,1)+1)-INDEX('Mass attenuation coefficients'!$A$2:$A$37,MATCH($C344,'Mass attenuation coefficients'!$A$2:$A$37,1)))),0.997*$C344*'Mass attenuation coefficients'!$B$2/'Mass attenuation coefficients'!$A$2)","v":7.8406143789999994E-2},{"$f":"_xlfn.IFNA(INDEX('Shultis Faw'!$C$2:$C$26,MATCH($C344,'Shultis Faw'!$A$2:$A$26,1))+($C344-INDEX('Shultis Faw'!$A$2:$A$26,MATCH($C344,'Shultis Faw'!$A$2:$A$26,1)))*(INDEX('Shultis Faw'!$C$2:$C$26,MATCH($C344,'Shultis Faw'!$A$2:$A$26,1)+1)-INDEX('Shultis Faw'!$C$2:$C$26,MATCH($C344,'Shultis Faw'!$A$2:$A$26,1)))/(INDEX('Shultis Faw'!$A$2:$A$26,MATCH($C344,'Shultis Faw'!$A$2:$A$26,1)+1)-INDEX('Shultis Faw'!$A$2:$A$26,MATCH($C344,'Shultis Faw'!$A$2:$A$26,1))),$C344*'Shultis Faw'!$C$2/'Shultis Faw'!$A$2)","v":2.2118910000000001},{"$f":"_xlfn.IFNA(INDEX('Shultis Faw'!$D$2:$D$26,MATCH($C344,'Shultis Faw'!$A$2:$A$26,1))+($C344-INDEX('Shultis Faw'!$A$2:$A$26,MATCH($C344,'Shultis Faw'!$A$2:$A$26,1)))*(INDEX('Shultis Faw'!$D$2:$D$26,MATCH($C344,'Shultis Faw'!$A$2:$A$26,1)+1)-INDEX('Shultis Faw'!$D$2:$D$26,MATCH($C344,'Shultis Faw'!$A$2:$A$26,1)))/(INDEX('Shultis Faw'!$A$2:$A$26,MATCH($C344,'Shultis Faw'!$A$2:$A$26,1)+1)-INDEX('Shultis Faw'!$A$2:$A$26,MATCH($C344,'Shultis Faw'!$A$2:$A$26,1))),$C344*'Shultis Faw'!$D$2/'Shultis Faw'!$A$2)","v":1.5438970000000001},{"$f":"_xlfn.IFNA(INDEX('Shultis Faw'!$B$2:$B$26,MATCH($C344,'Shultis Faw'!$A$2:$A$26,1))+($C344-INDEX('Shultis Faw'!$A$2:$A$26,MATCH($C344,'Shultis Faw'!$A$2:$A$26,1)))*(INDEX('Shultis Faw'!$B$2:$B$26,MATCH($C344,'Shultis Faw'!$A$2:$A$26,1)+1)-INDEX('Shultis Faw'!$B$2:$B$26,MATCH($C344,'Shultis Faw'!$A$2:$A$26,1)))/(INDEX('Shultis Faw'!$A$2:$A$26,MATCH($C344,'Shultis Faw'!$A$2:$A$26,1)+1)-INDEX('Shultis Faw'!$A$2:$A$26,MATCH($C344,'Shultis Faw'!$A$2:$A$26,1))),$C344*'Shultis Faw'!$B$2/'Shultis Faw'!$A$2)","v":-0.10498399999999999},{"$f":"_xlfn.IFNA(INDEX('Shultis Faw'!$E$2:$E$26,MATCH($C344,'Shultis Faw'!$A$2:$A$26,1))+($C344-INDEX('Shultis Faw'!$A$2:$A$26,MATCH($C344,'Shultis Faw'!$A$2:$A$26,1)))*(INDEX('Shultis Faw'!$E$2:$E$26,MATCH($C344,'Shultis Faw'!$A$2:$A$26,1)+1)-INDEX('Shultis Faw'!$E$2:$E$26,MATCH($C344,'Shultis Faw'!$A$2:$A$26,1)))/(INDEX('Shultis Faw'!$A$2:$A$26,MATCH($C344,'Shultis Faw'!$A$2:$A$26,1)+1)-INDEX('Shultis Faw'!$A$2:$A$26,MATCH($C344,'Shultis Faw'!$A$2:$A$26,1))),$C344*'Shultis Faw'!$E$2/'Shultis Faw'!$A$2)","v":4.3694100000000007E-2},{"$f":"_xlfn.IFNA(INDEX('Shultis Faw'!$F$2:$F$26,MATCH($C344,'Shultis Faw'!$A$2:$A$26,1))+($C344-INDEX('Shultis Faw'!$A$2:$A$26,MATCH($C344,'Shultis Faw'!$A$2:$A$26,1)))*(INDEX('Shultis Faw'!$F$2:$F$26,MATCH($C344,'Shultis Faw'!$A$2:$A$26,1)+1)-INDEX('Shultis Faw'!$F$2:$F$26,MATCH($C344,'Shultis Faw'!$A$2:$A$26,1)))/(INDEX('Shultis Faw'!$A$2:$A$26,MATCH($C344,'Shultis Faw'!$A$2:$A$26,1)+1)-INDEX('Shultis Faw'!$A$2:$A$26,MATCH($C344,'Shultis Faw'!$A$2:$A$26,1))),$C344*'Shultis Faw'!$F$2/'Shultis Faw'!$A$2)","v":14.359859999999999},{"$f":"J344*(H344*'Externe blootstelling'!$D$23/2)^K344+L344*(TANH(((H344*'Externe blootstelling'!$D$23)/(2*M344))-2)-TANH(-2))/(1-TANH(-2))","v":1.5179693435221659},{"$f":"IF(N344=1,1+(I344-1)*H344*'Externe blootstelling'!$D$23/2,1+(I344-1)*(N344^(H344*'Externe blootstelling'!$D$23/2)-1)/(N344-1))","v":2.4827508355104846},{"$f":"G344*EXP(-H344*'Externe blootstelling'!$D$23/2)*O344","v":9.1434499687579511E-4}]
[null," g ",0.80121000000000009,1.2819360000000002E-13,1.2E-4,{"$f":"_xlfn.IFNA(INDEX('hp (pSv cm2)'!$B$2:$B$52,MATCH($C345,'hp (pSv cm2)'!$A$2:$A$52,1))+($C345-INDEX('hp (pSv cm2)'!$A$2:$A$52,MATCH($C345,'hp (pSv cm2)'!$A$2:$A$52,1)))*(INDEX('hp (pSv cm2)'!$B$2:$B$52,MATCH($C345,'hp (pSv cm2)'!$A$2:$A$52,1)+1)-INDEX('hp (pSv cm2)'!$B$2:$B$52,MATCH($C345,'hp (pSv cm2)'!$A$2:$A$52,1)))/(INDEX('hp (pSv cm2)'!$A$2:$A$52,MATCH($C345,'hp (pSv cm2)'!$A$2:$A$52,1)+1)-INDEX('hp (pSv cm2)'!$A$2:$A$52,MATCH($C345,'hp (pSv cm2)'!$A$2:$A$52,1))),$C345*'hp (pSv cm2)'!$B$2/'hp (pSv cm2)'!$A$2)","v":3.7345980000000001},4.4815176000000004E-4,{"$f":"_xlfn.IFNA(0.997*(INDEX('Mass attenuation coefficients'!$B$2:$B$37,MATCH($C345,'Mass attenuation coefficients'!$A$2:$A$37,1))+($C345-INDEX('Mass attenuation coefficients'!$A$2:$A$37,MATCH($C345,'Mass attenuation coefficients'!$A$2:$A$37,1)))*(INDEX('Mass attenuation coefficients'!$B$2:$B$37,MATCH($C345,'Mass attenuation coefficients'!$A$2:$A$37,1)+1)-INDEX('Mass attenuation coefficients'!$B$2:$B$37,MATCH($C345,'Mass attenuation coefficients'!$A$2:$A$37,1)))/(INDEX('Mass attenuation coefficients'!$A$2:$A$37,MATCH($C345,'Mass attenuation coefficients'!$A$2:$A$37,1)+1)-INDEX('Mass attenuation coefficients'!$A$2:$A$37,MATCH($C345,'Mass attenuation coefficients'!$A$2:$A$37,1)))),0.997*$C345*'Mass attenuation coefficients'!$B$2/'Mass attenuation coefficients'!$A$2)","v":7.8366217429499993E-2},{"$f":"_xlfn.IFNA(INDEX('Shultis Faw'!$C$2:$C$26,MATCH($C345,'Shultis Faw'!$A$2:$A$26,1))+($C345-INDEX('Shultis Faw'!$A$2:$A$26,MATCH($C345,'Shultis Faw'!$A$2:$A$26,1)))*(INDEX('Shultis Faw'!$C$2:$C$26,MATCH($C345,'Shultis Faw'!$A$2:$A$26,1)+1)-INDEX('Shultis Faw'!$C$2:$C$26,MATCH($C345,'Shultis Faw'!$A$2:$A$26,1)))/(INDEX('Shultis Faw'!$A$2:$A$26,MATCH($C345,'Shultis Faw'!$A$2:$A$26,1)+1)-INDEX('Shultis Faw'!$A$2:$A$26,MATCH($C345,'Shultis Faw'!$A$2:$A$26,1))),$C345*'Shultis Faw'!$C$2/'Shultis Faw'!$A$2)","v":2.2113405500000001},{"$f":"_xlfn.IFNA(INDEX('Shultis Faw'!$D$2:$D$26,MATCH($C345,'Shultis Faw'!$A$2:$A$26,1))+($C345-INDEX('Shultis Faw'!$A$2:$A$26,MATCH($C345,'Shultis Faw'!$A$2:$A$26,1)))*(INDEX('Shultis Faw'!$D$2:$D$26,MATCH($C345,'Shultis Faw'!$A$2:$A$26,1)+1)-INDEX('Shultis Faw'!$D$2:$D$26,MATCH($C345,'Shultis Faw'!$A$2:$A$26,1)))/(INDEX('Shultis Faw'!$A$2:$A$26,MATCH($C345,'Shultis Faw'!$A$2:$A$26,1)+1)-INDEX('Shultis Faw'!$A$2:$A$26,MATCH($C345,'Shultis Faw'!$A$2:$A$26,1))),$C345*'Shultis Faw'!$D$2/'Shultis Faw'!$A$2)","v":1.54337685},{"$f":"_xlfn.IFNA(INDEX('Shultis Faw'!$B$2:$B$26,MATCH($C345,'Shultis Faw'!$A$2:$A$26,1))+($C345-INDEX('Shultis Faw'!$A$2:$A$26,MATCH($C345,'Shultis Faw'!$A$2:$A$26,1)))*(INDEX('Shultis Faw'!$B$2:$B$26,MATCH($C345,'Shultis Faw'!$A$2:$A$26,1)+1)-INDEX('Shultis Faw'!$B$2:$B$26,MATCH($C345,'Shultis Faw'!$A$2:$A$26,1)))/(INDEX('Shultis Faw'!$A$2:$A$26,MATCH($C345,'Shultis Faw'!$A$2:$A$26,1)+1)-INDEX('Shultis Faw'!$A$2:$A$26,MATCH($C345,'Shultis Faw'!$A$2:$A$26,1))),$C345*'Shultis Faw'!$B$2/'Shultis Faw'!$A$2)","v":-0.10490319999999999},{"$f":"_xlfn.IFNA(INDEX('Shultis Faw'!$E$2:$E$26,MATCH($C345,'Shultis Faw'!$A$2:$A$26,1))+($C345-INDEX('Shultis Faw'!$A$2:$A$26,MATCH($C345,'Shultis Faw'!$A$2:$A$26,1)))*(INDEX('Shultis Faw'!$E$2:$E$26,MATCH($C345,'Shultis Faw'!$A$2:$A$26,1)+1)-INDEX('Shultis Faw'!$E$2:$E$26,MATCH($C345,'Shultis Faw'!$A$2:$A$26,1)))/(INDEX('Shultis Faw'!$A$2:$A$26,MATCH($C345,'Shultis Faw'!$A$2:$A$26,1)+1)-INDEX('Shultis Faw'!$A$2:$A$26,MATCH($C345,'Shultis Faw'!$A$2:$A$26,1))),$C345*'Shultis Faw'!$E$2/'Shultis Faw'!$A$2)","v":4.3664305E-2},{"$f":"_xlfn.IFNA(INDEX('Shultis Faw'!$F$2:$F$26,MATCH($C345,'Shultis Faw'!$A$2:$A$26,1))+($C345-INDEX('Shultis Faw'!$A$2:$A$26,MATCH($C345,'Shultis Faw'!$A$2:$A$26,1)))*(INDEX('Shultis Faw'!$F$2:$F$26,MATCH($C345,'Shultis Faw'!$A$2:$A$26,1)+1)-INDEX('Shultis Faw'!$F$2:$F$26,MATCH($C345,'Shultis Faw'!$A$2:$A$26,1)))/(INDEX('Shultis Faw'!$A$2:$A$26,MATCH($C345,'Shultis Faw'!$A$2:$A$26,1)+1)-INDEX('Shultis Faw'!$A$2:$A$26,MATCH($C345,'Shultis Faw'!$A$2:$A$26,1))),$C345*'Shultis Faw'!$F$2/'Shultis Faw'!$A$2)","v":14.359152999999999},{"$f":"J345*(H345*'Externe blootstelling'!$D$23/2)^K345+L345*(TANH(((H345*'Externe blootstelling'!$D$23)/(2*M345))-2)-TANH(-2))/(1-TANH(-2))","v":1.5175587747719286},{"$f":"IF(N345=1,1+(I345-1)*H345*'Externe blootstelling'!$D$23/2,1+(I345-1)*(N345^(H345*'Externe blootstelling'!$D$23/2)-1)/(N345-1))","v":2.4810820038478161},{"$f":"G345*EXP(-H345*'Externe blootstelling'!$D$23/2)*O345","v":3.4320688222402152E-4}]
[null," g ",0.81552999999999998,1.3048479999999998E-13,5.1200000000000004E-3,{"$f":"_xlfn.IFNA(INDEX('hp (pSv cm2)'!$B$2:$B$52,MATCH($C346,'hp (pSv cm2)'!$A$2:$A$52,1))+($C346-INDEX('hp (pSv cm2)'!$A$2:$A$52,MATCH($C346,'hp (pSv cm2)'!$A$2:$A$52,1)))*(INDEX('hp (pSv cm2)'!$B$2:$B$52,MATCH($C346,'hp (pSv cm2)'!$A$2:$A$52,1)+1)-INDEX('hp (pSv cm2)'!$B$2:$B$52,MATCH($C346,'hp (pSv cm2)'!$A$2:$A$52,1)))/(INDEX('hp (pSv cm2)'!$A$2:$A$52,MATCH($C346,'hp (pSv cm2)'!$A$2:$A$52,1)+1)-INDEX('hp (pSv cm2)'!$A$2:$A$52,MATCH($C346,'hp (pSv cm2)'!$A$2:$A$52,1))),$C346*'hp (pSv cm2)'!$B$2/'hp (pSv cm2)'!$A$2)","v":3.7890139999999999},1.9399751680000001E-2,{"$f":"_xlfn.IFNA(0.997*(INDEX('Mass attenuation coefficients'!$B$2:$B$37,MATCH($C346,'Mass attenuation coefficients'!$A$2:$A$37,1))+($C346-INDEX('Mass attenuation coefficients'!$A$2:$A$37,MATCH($C346,'Mass attenuation coefficients'!$A$2:$A$37,1)))*(INDEX('Mass attenuation coefficients'!$B$2:$B$37,MATCH($C346,'Mass attenuation coefficients'!$A$2:$A$37,1)+1)-INDEX('Mass attenuation coefficients'!$B$2:$B$37,MATCH($C346,'Mass attenuation coefficients'!$A$2:$A$37,1)))/(INDEX('Mass attenuation coefficients'!$A$2:$A$37,MATCH($C346,'Mass attenuation coefficients'!$A$2:$A$37,1)+1)-INDEX('Mass attenuation coefficients'!$A$2:$A$37,MATCH($C346,'Mass attenuation coefficients'!$A$2:$A$37,1)))),0.997*$C346*'Mass attenuation coefficients'!$B$2/'Mass attenuation coefficients'!$A$2)","v":7.780013279350001E-2},{"$f":"_xlfn.IFNA(INDEX('Shultis Faw'!$C$2:$C$26,MATCH($C346,'Shultis Faw'!$A$2:$A$26,1))+($C346-INDEX('Shultis Faw'!$A$2:$A$26,MATCH($C346,'Shultis Faw'!$A$2:$A$26,1)))*(INDEX('Shultis Faw'!$C$2:$C$26,MATCH($C346,'Shultis Faw'!$A$2:$A$26,1)+1)-INDEX('Shultis Faw'!$C$2:$C$26,MATCH($C346,'Shultis Faw'!$A$2:$A$26,1)))/(INDEX('Shultis Faw'!$A$2:$A$26,MATCH($C346,'Shultis Faw'!$A$2:$A$26,1)+1)-INDEX('Shultis Faw'!$A$2:$A$26,MATCH($C346,'Shultis Faw'!$A$2:$A$26,1))),$C346*'Shultis Faw'!$C$2/'Shultis Faw'!$A$2)","v":2.2035361500000001},{"$f":"_xlfn.IFNA(INDEX('Shultis Faw'!$D$2:$D$26,MATCH($C346,'Shultis Faw'!$A$2:$A$26,1))+($C346-INDEX('Shultis Faw'!$A$2:$A$26,MATCH($C346,'Shultis Faw'!$A$2:$A$26,1)))*(INDEX('Shultis Faw'!$D$2:$D$26,MATCH($C346,'Shultis Faw'!$A$2:$A$26,1)+1)-INDEX('Shultis Faw'!$D$2:$D$26,MATCH($C346,'Shultis Faw'!$A$2:$A$26,1)))/(INDEX('Shultis Faw'!$A$2:$A$26,MATCH($C346,'Shultis Faw'!$A$2:$A$26,1)+1)-INDEX('Shultis Faw'!$A$2:$A$26,MATCH($C346,'Shultis Faw'!$A$2:$A$26,1))),$C346*'Shultis Faw'!$D$2/'Shultis Faw'!$A$2)","v":1.53600205},{"$f":"_xlfn.IFNA(INDEX('Shultis Faw'!$B$2:$B$26,MATCH($C346,'Shultis Faw'!$A$2:$A$26,1))+($C346-INDEX('Shultis Faw'!$A$2:$A$26,MATCH($C346,'Shultis Faw'!$A$2:$A$26,1)))*(INDEX('Shultis Faw'!$B$2:$B$26,MATCH($C346,'Shultis Faw'!$A$2:$A$26,1)+1)-INDEX('Shultis Faw'!$B$2:$B$26,MATCH($C346,'Shultis Faw'!$A$2:$A$26,1)))/(INDEX('Shultis Faw'!$A$2:$A$26,MATCH($C346,'Shultis Faw'!$A$2:$A$26,1)+1)-INDEX('Shultis Faw'!$A$2:$A$26,MATCH($C346,'Shultis Faw'!$A$2:$A$26,1))),$C346*'Shultis Faw'!$B$2/'Shultis Faw'!$A$2)","v":-0.10375760000000001},{"$f":"_xlfn.IFNA(INDEX('Shultis Faw'!$E$2:$E$26,MATCH($C346,'Shultis Faw'!$A$2:$A$26,1))+($C346-INDEX('Shultis Faw'!$A$2:$A$26,MATCH($C346,'Shultis Faw'!$A$2:$A$26,1)))*(INDEX('Shultis Faw'!$E$2:$E$26,MATCH($C346,'Shultis Faw'!$A$2:$A$26,1)+1)-INDEX('Shultis Faw'!$E$2:$E$26,MATCH($C346,'Shultis Faw'!$A$2:$A$26,1)))/(INDEX('Shultis Faw'!$A$2:$A$26,MATCH($C346,'Shultis Faw'!$A$2:$A$26,1)+1)-INDEX('Shultis Faw'!$A$2:$A$26,MATCH($C346,'Shultis Faw'!$A$2:$A$26,1))),$C346*'Shultis Faw'!$E$2/'Shultis Faw'!$A$2)","v":4.3241865000000004E-2},{"$f":"_xlfn.IFNA(INDEX('Shultis Faw'!$F$2:$F$26,MATCH($C346,'Shultis Faw'!$A$2:$A$26,1))+($C346-INDEX('Shultis Faw'!$A$2:$A$26,MATCH($C346,'Shultis Faw'!$A$2:$A$26,1)))*(INDEX('Shultis Faw'!$F$2:$F$26,MATCH($C346,'Shultis Faw'!$A$2:$A$26,1)+1)-INDEX('Shultis Faw'!$F$2:$F$26,MATCH($C346,'Shultis Faw'!$A$2:$A$26,1)))/(INDEX('Shultis Faw'!$A$2:$A$26,MATCH($C346,'Shultis Faw'!$A$2:$A$26,1)+1)-INDEX('Shultis Faw'!$A$2:$A$26,MATCH($C346,'Shultis Faw'!$A$2:$A$26,1))),$C346*'Shultis Faw'!$F$2/'Shultis Faw'!$A$2)","v":14.349129},{"$f":"J346*(H346*'Externe blootstelling'!$D$23/2)^K346+L346*(TANH(((H346*'Externe blootstelling'!$D$23)/(2*M346))-2)-TANH(-2))/(1-TANH(-2))","v":1.5117220611455826},{"$f":"IF(N346=1,1+(I346-1)*H346*'Externe blootstelling'!$D$23/2,1+(I346-1)*(N346^(H346*'Externe blootstelling'!$D$23/2)-1)/(N346-1))","v":2.4575767581482038},{"$f":"G346*EXP(-H346*'Externe blootstelling'!$D$23/2)*O346","v":1.4841600478472885E-2}]
[null," g ",0.83029999999999993,1.3284799999999997E-13,8.0000000000000007E-5,{"$f":"_xlfn.IFNA(INDEX('hp (pSv cm2)'!$B$2:$B$52,MATCH($C347,'hp (pSv cm2)'!$A$2:$A$52,1))+($C347-INDEX('hp (pSv cm2)'!$A$2:$A$52,MATCH($C347,'hp (pSv cm2)'!$A$2:$A$52,1)))*(INDEX('hp (pSv cm2)'!$B$2:$B$52,MATCH($C347,'hp (pSv cm2)'!$A$2:$A$52,1)+1)-INDEX('hp (pSv cm2)'!$B$2:$B$52,MATCH($C347,'hp (pSv cm2)'!$A$2:$A$52,1)))/(INDEX('hp (pSv cm2)'!$A$2:$A$52,MATCH($C347,'hp (pSv cm2)'!$A$2:$A$52,1)+1)-INDEX('hp (pSv cm2)'!$A$2:$A$52,MATCH($C347,'hp (pSv cm2)'!$A$2:$A$52,1))),$C347*'hp (pSv cm2)'!$B$2/'hp (pSv cm2)'!$A$2)","v":3.8451399999999998},3.0761120000000002E-4,{"$f":"_xlfn.IFNA(0.997*(INDEX('Mass attenuation coefficients'!$B$2:$B$37,MATCH($C347,'Mass attenuation coefficients'!$A$2:$A$37,1))+($C347-INDEX('Mass attenuation coefficients'!$A$2:$A$37,MATCH($C347,'Mass attenuation coefficients'!$A$2:$A$37,1)))*(INDEX('Mass attenuation coefficients'!$B$2:$B$37,MATCH($C347,'Mass attenuation coefficients'!$A$2:$A$37,1)+1)-INDEX('Mass attenuation coefficients'!$B$2:$B$37,MATCH($C347,'Mass attenuation coefficients'!$A$2:$A$37,1)))/(INDEX('Mass attenuation coefficients'!$A$2:$A$37,MATCH($C347,'Mass attenuation coefficients'!$A$2:$A$37,1)+1)-INDEX('Mass attenuation coefficients'!$A$2:$A$37,MATCH($C347,'Mass attenuation coefficients'!$A$2:$A$37,1)))),0.997*$C347*'Mass attenuation coefficients'!$B$2/'Mass attenuation coefficients'!$A$2)","v":7.7216259184999997E-2},{"$f":"_xlfn.IFNA(INDEX('Shultis Faw'!$C$2:$C$26,MATCH($C347,'Shultis Faw'!$A$2:$A$26,1))+($C347-INDEX('Shultis Faw'!$A$2:$A$26,MATCH($C347,'Shultis Faw'!$A$2:$A$26,1)))*(INDEX('Shultis Faw'!$C$2:$C$26,MATCH($C347,'Shultis Faw'!$A$2:$A$26,1)+1)-INDEX('Shultis Faw'!$C$2:$C$26,MATCH($C347,'Shultis Faw'!$A$2:$A$26,1)))/(INDEX('Shultis Faw'!$A$2:$A$26,MATCH($C347,'Shultis Faw'!$A$2:$A$26,1)+1)-INDEX('Shultis Faw'!$A$2:$A$26,MATCH($C347,'Shultis Faw'!$A$2:$A$26,1))),$C347*'Shultis Faw'!$C$2/'Shultis Faw'!$A$2)","v":2.1954865000000003},{"$f":"_xlfn.IFNA(INDEX('Shultis Faw'!$D$2:$D$26,MATCH($C347,'Shultis Faw'!$A$2:$A$26,1))+($C347-INDEX('Shultis Faw'!$A$2:$A$26,MATCH($C347,'Shultis Faw'!$A$2:$A$26,1)))*(INDEX('Shultis Faw'!$D$2:$D$26,MATCH($C347,'Shultis Faw'!$A$2:$A$26,1)+1)-INDEX('Shultis Faw'!$D$2:$D$26,MATCH($C347,'Shultis Faw'!$A$2:$A$26,1)))/(INDEX('Shultis Faw'!$A$2:$A$26,MATCH($C347,'Shultis Faw'!$A$2:$A$26,1)+1)-INDEX('Shultis Faw'!$A$2:$A$26,MATCH($C347,'Shultis Faw'!$A$2:$A$26,1))),$C347*'Shultis Faw'!$D$2/'Shultis Faw'!$A$2)","v":1.5283955},{"$f":"_xlfn.IFNA(INDEX('Shultis Faw'!$B$2:$B$26,MATCH($C347,'Shultis Faw'!$A$2:$A$26,1))+($C347-INDEX('Shultis Faw'!$A$2:$A$26,MATCH($C347,'Shultis Faw'!$A$2:$A$26,1)))*(INDEX('Shultis Faw'!$B$2:$B$26,MATCH($C347,'Shultis Faw'!$A$2:$A$26,1)+1)-INDEX('Shultis Faw'!$B$2:$B$26,MATCH($C347,'Shultis Faw'!$A$2:$A$26,1)))/(INDEX('Shultis Faw'!$A$2:$A$26,MATCH($C347,'Shultis Faw'!$A$2:$A$26,1)+1)-INDEX('Shultis Faw'!$A$2:$A$26,MATCH($C347,'Shultis Faw'!$A$2:$A$26,1))),$C347*'Shultis Faw'!$B$2/'Shultis Faw'!$A$2)","v":-0.102576},{"$f":"_xlfn.IFNA(INDEX('Shultis Faw'!$E$2:$E$26,MATCH($C347,'Shultis Faw'!$A$2:$A$26,1))+($C347-INDEX('Shultis Faw'!$A$2:$A$26,MATCH($C347,'Shultis Faw'!$A$2:$A$26,1)))*(INDEX('Shultis Faw'!$E$2:$E$26,MATCH($C347,'Shultis Faw'!$A$2:$A$26,1)+1)-INDEX('Shultis Faw'!$E$2:$E$26,MATCH($C347,'Shultis Faw'!$A$2:$A$26,1)))/(INDEX('Shultis Faw'!$A$2:$A$26,MATCH($C347,'Shultis Faw'!$A$2:$A$26,1)+1)-INDEX('Shultis Faw'!$A$2:$A$26,MATCH($C347,'Shultis Faw'!$A$2:$A$26,1))),$C347*'Shultis Faw'!$E$2/'Shultis Faw'!$A$2)","v":4.2806150000000008E-2},{"$f":"_xlfn.IFNA(INDEX('Shultis Faw'!$F$2:$F$26,MATCH($C347,'Shultis Faw'!$A$2:$A$26,1))+($C347-INDEX('Shultis Faw'!$A$2:$A$26,MATCH($C347,'Shultis Faw'!$A$2:$A$26,1)))*(INDEX('Shultis Faw'!$F$2:$F$26,MATCH($C347,'Shultis Faw'!$A$2:$A$26,1)+1)-INDEX('Shultis Faw'!$F$2:$F$26,MATCH($C347,'Shultis Faw'!$A$2:$A$26,1)))/(INDEX('Shultis Faw'!$A$2:$A$26,MATCH($C347,'Shultis Faw'!$A$2:$A$26,1)+1)-INDEX('Shultis Faw'!$A$2:$A$26,MATCH($C347,'Shultis Faw'!$A$2:$A$26,1))),$C347*'Shultis Faw'!$F$2/'Shultis Faw'!$A$2)","v":14.338789999999999},{"$f":"J347*(H347*'Externe blootstelling'!$D$23/2)^K347+L347*(TANH(((H347*'Externe blootstelling'!$D$23)/(2*M347))-2)-TANH(-2))/(1-TANH(-2))","v":1.5056714545125063},{"$f":"IF(N347=1,1+(I347-1)*H347*'Externe blootstelling'!$D$23/2,1+(I347-1)*(N347^(H347*'Externe blootstelling'!$D$23/2)-1)/(N347-1))","v":2.4336354141147547},{"$f":"G347*EXP(-H347*'Externe blootstelling'!$D$23/2)*O347","v":2.350924767179374E-4}]
[null," g ",0.84541600000000006,1.3526656E-13,5.8599999999999998E-3,{"$f":"_xlfn.IFNA(INDEX('hp (pSv cm2)'!$B$2:$B$52,MATCH($C348,'hp (pSv cm2)'!$A$2:$A$52,1))+($C348-INDEX('hp (pSv cm2)'!$A$2:$A$52,MATCH($C348,'hp (pSv cm2)'!$A$2:$A$52,1)))*(INDEX('hp (pSv cm2)'!$B$2:$B$52,MATCH($C348,'hp (pSv cm2)'!$A$2:$A$52,1)+1)-INDEX('hp (pSv cm2)'!$B$2:$B$52,MATCH($C348,'hp (pSv cm2)'!$A$2:$A$52,1)))/(INDEX('hp (pSv cm2)'!$A$2:$A$52,MATCH($C348,'hp (pSv cm2)'!$A$2:$A$52,1)+1)-INDEX('hp (pSv cm2)'!$A$2:$A$52,MATCH($C348,'hp (pSv cm2)'!$A$2:$A$52,1))),$C348*'hp (pSv cm2)'!$B$2/'hp (pSv cm2)'!$A$2)","v":3.9025808},2.2869123488E-2,{"$f":"_xlfn.IFNA(0.997*(INDEX('Mass attenuation coefficients'!$B$2:$B$37,MATCH($C348,'Mass attenuation coefficients'!$A$2:$A$37,1))+($C348-INDEX('Mass attenuation coefficients'!$A$2:$A$37,MATCH($C348,'Mass attenuation coefficients'!$A$2:$A$37,1)))*(INDEX('Mass attenuation coefficients'!$B$2:$B$37,MATCH($C348,'Mass attenuation coefficients'!$A$2:$A$37,1)+1)-INDEX('Mass attenuation coefficients'!$B$2:$B$37,MATCH($C348,'Mass attenuation coefficients'!$A$2:$A$37,1)))/(INDEX('Mass attenuation coefficients'!$A$2:$A$37,MATCH($C348,'Mass attenuation coefficients'!$A$2:$A$37,1)+1)-INDEX('Mass attenuation coefficients'!$A$2:$A$37,MATCH($C348,'Mass attenuation coefficients'!$A$2:$A$37,1)))),0.997*$C348*'Mass attenuation coefficients'!$B$2/'Mass attenuation coefficients'!$A$2)","v":7.6618707833200003E-2},{"$f":"_xlfn.IFNA(INDEX('Shultis Faw'!$C$2:$C$26,MATCH($C348,'Shultis Faw'!$A$2:$A$26,1))+($C348-INDEX('Shultis Faw'!$A$2:$A$26,MATCH($C348,'Shultis Faw'!$A$2:$A$26,1)))*(INDEX('Shultis Faw'!$C$2:$C$26,MATCH($C348,'Shultis Faw'!$A$2:$A$26,1)+1)-INDEX('Shultis Faw'!$C$2:$C$26,MATCH($C348,'Shultis Faw'!$A$2:$A$26,1)))/(INDEX('Shultis Faw'!$A$2:$A$26,MATCH($C348,'Shultis Faw'!$A$2:$A$26,1)+1)-INDEX('Shultis Faw'!$A$2:$A$26,MATCH($C348,'Shultis Faw'!$A$2:$A$26,1))),$C348*'Shultis Faw'!$C$2/'Shultis Faw'!$A$2)","v":2.1872482800000004},{"$f":"_xlfn.IFNA(INDEX('Shultis Faw'!$D$2:$D$26,MATCH($C348,'Shultis Faw'!$A$2:$A$26,1))+($C348-INDEX('Shultis Faw'!$A$2:$A$26,MATCH($C348,'Shultis Faw'!$A$2:$A$26,1)))*(INDEX('Shultis Faw'!$D$2:$D$26,MATCH($C348,'Shultis Faw'!$A$2:$A$26,1)+1)-INDEX('Shultis Faw'!$D$2:$D$26,MATCH($C348,'Shultis Faw'!$A$2:$A$26,1)))/(INDEX('Shultis Faw'!$A$2:$A$26,MATCH($C348,'Shultis Faw'!$A$2:$A$26,1)+1)-INDEX('Shultis Faw'!$A$2:$A$26,MATCH($C348,'Shultis Faw'!$A$2:$A$26,1))),$C348*'Shultis Faw'!$D$2/'Shultis Faw'!$A$2)","v":1.5206107600000001},{"$f":"_xlfn.IFNA(INDEX('Shultis Faw'!$B$2:$B$26,MATCH($C348,'Shultis Faw'!$A$2:$A$26,1))+($C348-INDEX('Shultis Faw'!$A$2:$A$26,MATCH($C348,'Shultis Faw'!$A$2:$A$26,1)))*(INDEX('Shultis Faw'!$B$2:$B$26,MATCH($C348,'Shultis Faw'!$A$2:$A$26,1)+1)-INDEX('Shultis Faw'!$B$2:$B$26,MATCH($C348,'Shultis Faw'!$A$2:$A$26,1)))/(INDEX('Shultis Faw'!$A$2:$A$26,MATCH($C348,'Shultis Faw'!$A$2:$A$26,1)+1)-INDEX('Shultis Faw'!$A$2:$A$26,MATCH($C348,'Shultis Faw'!$A$2:$A$26,1))),$C348*'Shultis Faw'!$B$2/'Shultis Faw'!$A$2)","v":-0.10136671999999999},{"$f":"_xlfn.IFNA(INDEX('Shultis Faw'!$E$2:$E$26,MATCH($C348,'Shultis Faw'!$A$2:$A$26,1))+($C348-INDEX('Shultis Faw'!$A$2:$A$26,MATCH($C348,'Shultis Faw'!$A$2:$A$26,1)))*(INDEX('Shultis Faw'!$E$2:$E$26,MATCH($C348,'Shultis Faw'!$A$2:$A$26,1)+1)-INDEX('Shultis Faw'!$E$2:$E$26,MATCH($C348,'Shultis Faw'!$A$2:$A$26,1)))/(INDEX('Shultis Faw'!$A$2:$A$26,MATCH($C348,'Shultis Faw'!$A$2:$A$26,1)+1)-INDEX('Shultis Faw'!$A$2:$A$26,MATCH($C348,'Shultis Faw'!$A$2:$A$26,1))),$C348*'Shultis Faw'!$E$2/'Shultis Faw'!$A$2)","v":4.2360228E-2},{"$f":"_xlfn.IFNA(INDEX('Shultis Faw'!$F$2:$F$26,MATCH($C348,'Shultis Faw'!$A$2:$A$26,1))+($C348-INDEX('Shultis Faw'!$A$2:$A$26,MATCH($C348,'Shultis Faw'!$A$2:$A$26,1)))*(INDEX('Shultis Faw'!$F$2:$F$26,MATCH($C348,'Shultis Faw'!$A$2:$A$26,1)+1)-INDEX('Shultis Faw'!$F$2:$F$26,MATCH($C348,'Shultis Faw'!$A$2:$A$26,1)))/(INDEX('Shultis Faw'!$A$2:$A$26,MATCH($C348,'Shultis Faw'!$A$2:$A$26,1)+1)-INDEX('Shultis Faw'!$A$2:$A$26,MATCH($C348,'Shultis Faw'!$A$2:$A$26,1))),$C348*'Shultis Faw'!$F$2/'Shultis Faw'!$A$2)","v":14.328208800000001},{"$f":"J348*(H348*'Externe blootstelling'!$D$23/2)^K348+L348*(TANH(((H348*'Externe blootstelling'!$D$23)/(2*M348))-2)-TANH(-2))/(1-TANH(-2))","v":1.4994470911763977},{"$f":"IF(N348=1,1+(I348-1)*H348*'Externe blootstelling'!$D$23/2,1+(I348-1)*(N348^(H348*'Externe blootstelling'!$D$23/2)-1)/(N348-1))","v":2.4094476272658705},{"$f":"G348*EXP(-H348*'Externe blootstelling'!$D$23/2)*O348","v":1.7459860922515474E-2}]
[null," g ",0.85063999999999995,1.3610239999999999E-13,2.4099999999999998E-3,{"$f":"_xlfn.IFNA(INDEX('hp (pSv cm2)'!$B$2:$B$52,MATCH($C349,'hp (pSv cm2)'!$A$2:$A$52,1))+($C349-INDEX('hp (pSv cm2)'!$A$2:$A$52,MATCH($C349,'hp (pSv cm2)'!$A$2:$A$52,1)))*(INDEX('hp (pSv cm2)'!$B$2:$B$52,MATCH($C349,'hp (pSv cm2)'!$A$2:$A$52,1)+1)-INDEX('hp (pSv cm2)'!$B$2:$B$52,MATCH($C349,'hp (pSv cm2)'!$A$2:$A$52,1)))/(INDEX('hp (pSv cm2)'!$A$2:$A$52,MATCH($C349,'hp (pSv cm2)'!$A$2:$A$52,1)+1)-INDEX('hp (pSv cm2)'!$A$2:$A$52,MATCH($C349,'hp (pSv cm2)'!$A$2:$A$52,1))),$C349*'hp (pSv cm2)'!$B$2/'hp (pSv cm2)'!$A$2)","v":3.9224319999999997},9.4530611199999982E-3,{"$f":"_xlfn.IFNA(0.997*(INDEX('Mass attenuation coefficients'!$B$2:$B$37,MATCH($C349,'Mass attenuation coefficients'!$A$2:$A$37,1))+($C349-INDEX('Mass attenuation coefficients'!$A$2:$A$37,MATCH($C349,'Mass attenuation coefficients'!$A$2:$A$37,1)))*(INDEX('Mass attenuation coefficients'!$B$2:$B$37,MATCH($C349,'Mass attenuation coefficients'!$A$2:$A$37,1)+1)-INDEX('Mass attenuation coefficients'!$B$2:$B$37,MATCH($C349,'Mass attenuation coefficients'!$A$2:$A$37,1)))/(INDEX('Mass attenuation coefficients'!$A$2:$A$37,MATCH($C349,'Mass attenuation coefficients'!$A$2:$A$37,1)+1)-INDEX('Mass attenuation coefficients'!$A$2:$A$37,MATCH($C349,'Mass attenuation coefficients'!$A$2:$A$37,1)))),0.997*$C349*'Mass attenuation coefficients'!$B$2/'Mass attenuation coefficients'!$A$2)","v":7.6412197628E-2},{"$f":"_xlfn.IFNA(INDEX('Shultis Faw'!$C$2:$C$26,MATCH($C349,'Shultis Faw'!$A$2:$A$26,1))+($C349-INDEX('Shultis Faw'!$A$2:$A$26,MATCH($C349,'Shultis Faw'!$A$2:$A$26,1)))*(INDEX('Shultis Faw'!$C$2:$C$26,MATCH($C349,'Shultis Faw'!$A$2:$A$26,1)+1)-INDEX('Shultis Faw'!$C$2:$C$26,MATCH($C349,'Shultis Faw'!$A$2:$A$26,1)))/(INDEX('Shultis Faw'!$A$2:$A$26,MATCH($C349,'Shultis Faw'!$A$2:$A$26,1)+1)-INDEX('Shultis Faw'!$A$2:$A$26,MATCH($C349,'Shultis Faw'!$A$2:$A$26,1))),$C349*'Shultis Faw'!$C$2/'Shultis Faw'!$A$2)","v":2.1844012000000004},{"$f":"_xlfn.IFNA(INDEX('Shultis Faw'!$D$2:$D$26,MATCH($C349,'Shultis Faw'!$A$2:$A$26,1))+($C349-INDEX('Shultis Faw'!$A$2:$A$26,MATCH($C349,'Shultis Faw'!$A$2:$A$26,1)))*(INDEX('Shultis Faw'!$D$2:$D$26,MATCH($C349,'Shultis Faw'!$A$2:$A$26,1)+1)-INDEX('Shultis Faw'!$D$2:$D$26,MATCH($C349,'Shultis Faw'!$A$2:$A$26,1)))/(INDEX('Shultis Faw'!$A$2:$A$26,MATCH($C349,'Shultis Faw'!$A$2:$A$26,1)+1)-INDEX('Shultis Faw'!$A$2:$A$26,MATCH($C349,'Shultis Faw'!$A$2:$A$26,1))),$C349*'Shultis Faw'!$D$2/'Shultis Faw'!$A$2)","v":1.5179204000000002},{"$f":"_xlfn.IFNA(INDEX('Shultis Faw'!$B$2:$B$26,MATCH($C349,'Shultis Faw'!$A$2:$A$26,1))+($C349-INDEX('Shultis Faw'!$A$2:$A$26,MATCH($C349,'Shultis Faw'!$A$2:$A$26,1)))*(INDEX('Shultis Faw'!$B$2:$B$26,MATCH($C349,'Shultis Faw'!$A$2:$A$26,1)+1)-INDEX('Shultis Faw'!$B$2:$B$26,MATCH($C349,'Shultis Faw'!$A$2:$A$26,1)))/(INDEX('Shultis Faw'!$A$2:$A$26,MATCH($C349,'Shultis Faw'!$A$2:$A$26,1)+1)-INDEX('Shultis Faw'!$A$2:$A$26,MATCH($C349,'Shultis Faw'!$A$2:$A$26,1))),$C349*'Shultis Faw'!$B$2/'Shultis Faw'!$A$2)","v":-0.10094880000000001},{"$f":"_xlfn.IFNA(INDEX('Shultis Faw'!$E$2:$E$26,MATCH($C349,'Shultis Faw'!$A$2:$A$26,1))+($C349-INDEX('Shultis Faw'!$A$2:$A$26,MATCH($C349,'Shultis Faw'!$A$2:$A$26,1)))*(INDEX('Shultis Faw'!$E$2:$E$26,MATCH($C349,'Shultis Faw'!$A$2:$A$26,1)+1)-INDEX('Shultis Faw'!$E$2:$E$26,MATCH($C349,'Shultis Faw'!$A$2:$A$26,1)))/(INDEX('Shultis Faw'!$A$2:$A$26,MATCH($C349,'Shultis Faw'!$A$2:$A$26,1)+1)-INDEX('Shultis Faw'!$A$2:$A$26,MATCH($C349,'Shultis Faw'!$A$2:$A$26,1))),$C349*'Shultis Faw'!$E$2/'Shultis Faw'!$A$2)","v":4.2206120000000007E-2},{"$f":"_xlfn.IFNA(INDEX('Shultis Faw'!$F$2:$F$26,MATCH($C349,'Shultis Faw'!$A$2:$A$26,1))+($C349-INDEX('Shultis Faw'!$A$2:$A$26,MATCH($C349,'Shultis Faw'!$A$2:$A$26,1)))*(INDEX('Shultis Faw'!$F$2:$F$26,MATCH($C349,'Shultis Faw'!$A$2:$A$26,1)+1)-INDEX('Shultis Faw'!$F$2:$F$26,MATCH($C349,'Shultis Faw'!$A$2:$A$26,1)))/(INDEX('Shultis Faw'!$A$2:$A$26,MATCH($C349,'Shultis Faw'!$A$2:$A$26,1)+1)-INDEX('Shultis Faw'!$A$2:$A$26,MATCH($C349,'Shultis Faw'!$A$2:$A$26,1))),$C349*'Shultis Faw'!$F$2/'Shultis Faw'!$A$2)","v":14.324552000000001},{"$f":"J349*(H349*'Externe blootstelling'!$D$23/2)^K349+L349*(TANH(((H349*'Externe blootstelling'!$D$23)/(2*M349))-2)-TANH(-2))/(1-TANH(-2))","v":1.4972884631723518},{"$f":"IF(N349=1,1+(I349-1)*H349*'Externe blootstelling'!$D$23/2,1+(I349-1)*(N349^(H349*'Externe blootstelling'!$D$23/2)-1)/(N349-1))","v":2.4011617362979152},{"$f":"G349*EXP(-H349*'Externe blootstelling'!$D$23/2)*O349","v":7.2146113923535881E-3}]
[null," g ",0.87318340000000005,1.3970934399999998E-13,0.1217,{"$f":"_xlfn.IFNA(INDEX('hp (pSv cm2)'!$B$2:$B$52,MATCH($C350,'hp (pSv cm2)'!$A$2:$A$52,1))+($C350-INDEX('hp (pSv cm2)'!$A$2:$A$52,MATCH($C350,'hp (pSv cm2)'!$A$2:$A$52,1)))*(INDEX('hp (pSv cm2)'!$B$2:$B$52,MATCH($C350,'hp (pSv cm2)'!$A$2:$A$52,1)+1)-INDEX('hp (pSv cm2)'!$B$2:$B$52,MATCH($C350,'hp (pSv cm2)'!$A$2:$A$52,1)))/(INDEX('hp (pSv cm2)'!$A$2:$A$52,MATCH($C350,'hp (pSv cm2)'!$A$2:$A$52,1)+1)-INDEX('hp (pSv cm2)'!$A$2:$A$52,MATCH($C350,'hp (pSv cm2)'!$A$2:$A$52,1))),$C350*'hp (pSv cm2)'!$B$2/'hp (pSv cm2)'!$A$2)","v":4.0080969199999998},0.48778539516399999,{"$f":"_xlfn.IFNA(0.997*(INDEX('Mass attenuation coefficients'!$B$2:$B$37,MATCH($C350,'Mass attenuation coefficients'!$A$2:$A$37,1))+($C350-INDEX('Mass attenuation coefficients'!$A$2:$A$37,MATCH($C350,'Mass attenuation coefficients'!$A$2:$A$37,1)))*(INDEX('Mass attenuation coefficients'!$B$2:$B$37,MATCH($C350,'Mass attenuation coefficients'!$A$2:$A$37,1)+1)-INDEX('Mass attenuation coefficients'!$B$2:$B$37,MATCH($C350,'Mass attenuation coefficients'!$A$2:$A$37,1)))/(INDEX('Mass attenuation coefficients'!$A$2:$A$37,MATCH($C350,'Mass attenuation coefficients'!$A$2:$A$37,1)+1)-INDEX('Mass attenuation coefficients'!$A$2:$A$37,MATCH($C350,'Mass attenuation coefficients'!$A$2:$A$37,1)))),0.997*$C350*'Mass attenuation coefficients'!$B$2/'Mass attenuation coefficients'!$A$2)","v":7.5521033355430006E-2},{"$f":"_xlfn.IFNA(INDEX('Shultis Faw'!$C$2:$C$26,MATCH($C350,'Shultis Faw'!$A$2:$A$26,1))+($C350-INDEX('Shultis Faw'!$A$2:$A$26,MATCH($C350,'Shultis Faw'!$A$2:$A$26,1)))*(INDEX('Shultis Faw'!$C$2:$C$26,MATCH($C350,'Shultis Faw'!$A$2:$A$26,1)+1)-INDEX('Shultis Faw'!$C$2:$C$26,MATCH($C350,'Shultis Faw'!$A$2:$A$26,1)))/(INDEX('Shultis Faw'!$A$2:$A$26,MATCH($C350,'Shultis Faw'!$A$2:$A$26,1)+1)-INDEX('Shultis Faw'!$A$2:$A$26,MATCH($C350,'Shultis Faw'!$A$2:$A$26,1))),$C350*'Shultis Faw'!$C$2/'Shultis Faw'!$A$2)","v":2.1721150470000001},{"$f":"_xlfn.IFNA(INDEX('Shultis Faw'!$D$2:$D$26,MATCH($C350,'Shultis Faw'!$A$2:$A$26,1))+($C350-INDEX('Shultis Faw'!$A$2:$A$26,MATCH($C350,'Shultis Faw'!$A$2:$A$26,1)))*(INDEX('Shultis Faw'!$D$2:$D$26,MATCH($C350,'Shultis Faw'!$A$2:$A$26,1)+1)-INDEX('Shultis Faw'!$D$2:$D$26,MATCH($C350,'Shultis Faw'!$A$2:$A$26,1)))/(INDEX('Shultis Faw'!$A$2:$A$26,MATCH($C350,'Shultis Faw'!$A$2:$A$26,1)+1)-INDEX('Shultis Faw'!$A$2:$A$26,MATCH($C350,'Shultis Faw'!$A$2:$A$26,1))),$C350*'Shultis Faw'!$D$2/'Shultis Faw'!$A$2)","v":1.5063105489999999},{"$f":"_xlfn.IFNA(INDEX('Shultis Faw'!$B$2:$B$26,MATCH($C350,'Shultis Faw'!$A$2:$A$26,1))+($C350-INDEX('Shultis Faw'!$A$2:$A$26,MATCH($C350,'Shultis Faw'!$A$2:$A$26,1)))*(INDEX('Shultis Faw'!$B$2:$B$26,MATCH($C350,'Shultis Faw'!$A$2:$A$26,1)+1)-INDEX('Shultis Faw'!$B$2:$B$26,MATCH($C350,'Shultis Faw'!$A$2:$A$26,1)))/(INDEX('Shultis Faw'!$A$2:$A$26,MATCH($C350,'Shultis Faw'!$A$2:$A$26,1)+1)-INDEX('Shultis Faw'!$A$2:$A$26,MATCH($C350,'Shultis Faw'!$A$2:$A$26,1))),$C350*'Shultis Faw'!$B$2/'Shultis Faw'!$A$2)","v":-9.9145327999999991E-2},{"$f":"_xlfn.IFNA(INDEX('Shultis Faw'!$E$2:$E$26,MATCH($C350,'Shultis Faw'!$A$2:$A$26,1))+($C350-INDEX('Shultis Faw'!$A$2:$A$26,MATCH($C350,'Shultis Faw'!$A$2:$A$26,1)))*(INDEX('Shultis Faw'!$E$2:$E$26,MATCH($C350,'Shultis Faw'!$A$2:$A$26,1)+1)-INDEX('Shultis Faw'!$E$2:$E$26,MATCH($C350,'Shultis Faw'!$A$2:$A$26,1)))/(INDEX('Shultis Faw'!$A$2:$A$26,MATCH($C350,'Shultis Faw'!$A$2:$A$26,1)+1)-INDEX('Shultis Faw'!$A$2:$A$26,MATCH($C350,'Shultis Faw'!$A$2:$A$26,1))),$C350*'Shultis Faw'!$E$2/'Shultis Faw'!$A$2)","v":4.1541089699999999E-2},{"$f":"_xlfn.IFNA(INDEX('Shultis Faw'!$F$2:$F$26,MATCH($C350,'Shultis Faw'!$A$2:$A$26,1))+($C350-INDEX('Shultis Faw'!$A$2:$A$26,MATCH($C350,'Shultis Faw'!$A$2:$A$26,1)))*(INDEX('Shultis Faw'!$F$2:$F$26,MATCH($C350,'Shultis Faw'!$A$2:$A$26,1)+1)-INDEX('Shultis Faw'!$F$2:$F$26,MATCH($C350,'Shultis Faw'!$A$2:$A$26,1)))/(INDEX('Shultis Faw'!$A$2:$A$26,MATCH($C350,'Shultis Faw'!$A$2:$A$26,1)+1)-INDEX('Shultis Faw'!$A$2:$A$26,MATCH($C350,'Shultis Faw'!$A$2:$A$26,1))),$C350*'Shultis Faw'!$F$2/'Shultis Faw'!$A$2)","v":14.30877162},{"$f":"J350*(H350*'Externe blootstelling'!$D$23/2)^K350+L350*(TANH(((H350*'Externe blootstelling'!$D$23)/(2*M350))-2)-TANH(-2))/(1-TANH(-2))","v":1.4879289333106398},{"$f":"IF(N350=1,1+(I350-1)*H350*'Externe blootstelling'!$D$23/2,1+(I350-1)*(N350^(H350*'Externe blootstelling'!$D$23/2)-1)/(N350-1))","v":2.3658319349906485},{"$f":"G350*EXP(-H350*'Externe blootstelling'!$D$23/2)*O350","v":0.37173817448164836}]
[null," g ",0.88060000000000005,1.40896E-13,8.1000000000000006E-4,{"$f":"_xlfn.IFNA(INDEX('hp (pSv cm2)'!$B$2:$B$52,MATCH($C351,'hp (pSv cm2)'!$A$2:$A$52,1))+($C351-INDEX('hp (pSv cm2)'!$A$2:$A$52,MATCH($C351,'hp (pSv cm2)'!$A$2:$A$52,1)))*(INDEX('hp (pSv cm2)'!$B$2:$B$52,MATCH($C351,'hp (pSv cm2)'!$A$2:$A$52,1)+1)-INDEX('hp (pSv cm2)'!$B$2:$B$52,MATCH($C351,'hp (pSv cm2)'!$A$2:$A$52,1)))/(INDEX('hp (pSv cm2)'!$A$2:$A$52,MATCH($C351,'hp (pSv cm2)'!$A$2:$A$52,1)+1)-INDEX('hp (pSv cm2)'!$A$2:$A$52,MATCH($C351,'hp (pSv cm2)'!$A$2:$A$52,1))),$C351*'hp (pSv cm2)'!$B$2/'hp (pSv cm2)'!$A$2)","v":4.0362800000000005},3.2693868000000007E-3,{"$f":"_xlfn.IFNA(0.997*(INDEX('Mass attenuation coefficients'!$B$2:$B$37,MATCH($C351,'Mass attenuation coefficients'!$A$2:$A$37,1))+($C351-INDEX('Mass attenuation coefficients'!$A$2:$A$37,MATCH($C351,'Mass attenuation coefficients'!$A$2:$A$37,1)))*(INDEX('Mass attenuation coefficients'!$B$2:$B$37,MATCH($C351,'Mass attenuation coefficients'!$A$2:$A$37,1)+1)-INDEX('Mass attenuation coefficients'!$B$2:$B$37,MATCH($C351,'Mass attenuation coefficients'!$A$2:$A$37,1)))/(INDEX('Mass attenuation coefficients'!$A$2:$A$37,MATCH($C351,'Mass attenuation coefficients'!$A$2:$A$37,1)+1)-INDEX('Mass attenuation coefficients'!$A$2:$A$37,MATCH($C351,'Mass attenuation coefficients'!$A$2:$A$37,1)))),0.997*$C351*'Mass attenuation coefficients'!$B$2/'Mass attenuation coefficients'!$A$2)","v":7.5227847369999989E-2},{"$f":"_xlfn.IFNA(INDEX('Shultis Faw'!$C$2:$C$26,MATCH($C351,'Shultis Faw'!$A$2:$A$26,1))+($C351-INDEX('Shultis Faw'!$A$2:$A$26,MATCH($C351,'Shultis Faw'!$A$2:$A$26,1)))*(INDEX('Shultis Faw'!$C$2:$C$26,MATCH($C351,'Shultis Faw'!$A$2:$A$26,1)+1)-INDEX('Shultis Faw'!$C$2:$C$26,MATCH($C351,'Shultis Faw'!$A$2:$A$26,1)))/(INDEX('Shultis Faw'!$A$2:$A$26,MATCH($C351,'Shultis Faw'!$A$2:$A$26,1)+1)-INDEX('Shultis Faw'!$A$2:$A$26,MATCH($C351,'Shultis Faw'!$A$2:$A$26,1))),$C351*'Shultis Faw'!$C$2/'Shultis Faw'!$A$2)","v":2.1680730000000001},{"$f":"_xlfn.IFNA(INDEX('Shultis Faw'!$D$2:$D$26,MATCH($C351,'Shultis Faw'!$A$2:$A$26,1))+($C351-INDEX('Shultis Faw'!$A$2:$A$26,MATCH($C351,'Shultis Faw'!$A$2:$A$26,1)))*(INDEX('Shultis Faw'!$D$2:$D$26,MATCH($C351,'Shultis Faw'!$A$2:$A$26,1)+1)-INDEX('Shultis Faw'!$D$2:$D$26,MATCH($C351,'Shultis Faw'!$A$2:$A$26,1)))/(INDEX('Shultis Faw'!$A$2:$A$26,MATCH($C351,'Shultis Faw'!$A$2:$A$26,1)+1)-INDEX('Shultis Faw'!$A$2:$A$26,MATCH($C351,'Shultis Faw'!$A$2:$A$26,1))),$C351*'Shultis Faw'!$D$2/'Shultis Faw'!$A$2)","v":1.502491},{"$f":"_xlfn.IFNA(INDEX('Shultis Faw'!$B$2:$B$26,MATCH($C351,'Shultis Faw'!$A$2:$A$26,1))+($C351-INDEX('Shultis Faw'!$A$2:$A$26,MATCH($C351,'Shultis Faw'!$A$2:$A$26,1)))*(INDEX('Shultis Faw'!$B$2:$B$26,MATCH($C351,'Shultis Faw'!$A$2:$A$26,1)+1)-INDEX('Shultis Faw'!$B$2:$B$26,MATCH($C351,'Shultis Faw'!$A$2:$A$26,1)))/(INDEX('Shultis Faw'!$A$2:$A$26,MATCH($C351,'Shultis Faw'!$A$2:$A$26,1)+1)-INDEX('Shultis Faw'!$A$2:$A$26,MATCH($C351,'Shultis Faw'!$A$2:$A$26,1))),$C351*'Shultis Faw'!$B$2/'Shultis Faw'!$A$2)","v":-9.8552000000000001E-2},{"$f":"_xlfn.IFNA(INDEX('Shultis Faw'!$E$2:$E$26,MATCH($C351,'Shultis Faw'!$A$2:$A$26,1))+($C351-INDEX('Shultis Faw'!$A$2:$A$26,MATCH($C351,'Shultis Faw'!$A$2:$A$26,1)))*(INDEX('Shultis Faw'!$E$2:$E$26,MATCH($C351,'Shultis Faw'!$A$2:$A$26,1)+1)-INDEX('Shultis Faw'!$E$2:$E$26,MATCH($C351,'Shultis Faw'!$A$2:$A$26,1)))/(INDEX('Shultis Faw'!$A$2:$A$26,MATCH($C351,'Shultis Faw'!$A$2:$A$26,1)+1)-INDEX('Shultis Faw'!$A$2:$A$26,MATCH($C351,'Shultis Faw'!$A$2:$A$26,1))),$C351*'Shultis Faw'!$E$2/'Shultis Faw'!$A$2)","v":4.1322299999999999E-2},{"$f":"_xlfn.IFNA(INDEX('Shultis Faw'!$F$2:$F$26,MATCH($C351,'Shultis Faw'!$A$2:$A$26,1))+($C351-INDEX('Shultis Faw'!$A$2:$A$26,MATCH($C351,'Shultis Faw'!$A$2:$A$26,1)))*(INDEX('Shultis Faw'!$F$2:$F$26,MATCH($C351,'Shultis Faw'!$A$2:$A$26,1)+1)-INDEX('Shultis Faw'!$F$2:$F$26,MATCH($C351,'Shultis Faw'!$A$2:$A$26,1)))/(INDEX('Shultis Faw'!$A$2:$A$26,MATCH($C351,'Shultis Faw'!$A$2:$A$26,1)+1)-INDEX('Shultis Faw'!$A$2:$A$26,MATCH($C351,'Shultis Faw'!$A$2:$A$26,1))),$C351*'Shultis Faw'!$F$2/'Shultis Faw'!$A$2)","v":14.30358},{"$f":"J351*(H351*'Externe blootstelling'!$D$23/2)^K351+L351*(TANH(((H351*'Externe blootstelling'!$D$23)/(2*M351))-2)-TANH(-2))/(1-TANH(-2))","v":1.4848340129076929},{"$f":"IF(N351=1,1+(I351-1)*H351*'Externe blootstelling'!$D$23/2,1+(I351-1)*(N351^(H351*'Externe blootstelling'!$D$23/2)-1)/(N351-1))","v":2.3543587816051486},{"$f":"G351*EXP(-H351*'Externe blootstelling'!$D$23/2)*O351","v":2.4904244172810658E-3}]
[null," g ",0.89277499999999999,1.4284399999999999E-13,5.1400000000000005E-3,{"$f":"_xlfn.IFNA(INDEX('hp (pSv cm2)'!$B$2:$B$52,MATCH($C352,'hp (pSv cm2)'!$A$2:$A$52,1))+($C352-INDEX('hp (pSv cm2)'!$A$2:$A$52,MATCH($C352,'hp (pSv cm2)'!$A$2:$A$52,1)))*(INDEX('hp (pSv cm2)'!$B$2:$B$52,MATCH($C352,'hp (pSv cm2)'!$A$2:$A$52,1)+1)-INDEX('hp (pSv cm2)'!$B$2:$B$52,MATCH($C352,'hp (pSv cm2)'!$A$2:$A$52,1)))/(INDEX('hp (pSv cm2)'!$A$2:$A$52,MATCH($C352,'hp (pSv cm2)'!$A$2:$A$52,1)+1)-INDEX('hp (pSv cm2)'!$A$2:$A$52,MATCH($C352,'hp (pSv cm2)'!$A$2:$A$52,1))),$C352*'hp (pSv cm2)'!$B$2/'hp (pSv cm2)'!$A$2)","v":4.0825449999999996},2.0984281300000001E-2,{"$f":"_xlfn.IFNA(0.997*(INDEX('Mass attenuation coefficients'!$B$2:$B$37,MATCH($C352,'Mass attenuation coefficients'!$A$2:$A$37,1))+($C352-INDEX('Mass attenuation coefficients'!$A$2:$A$37,MATCH($C352,'Mass attenuation coefficients'!$A$2:$A$37,1)))*(INDEX('Mass attenuation coefficients'!$B$2:$B$37,MATCH($C352,'Mass attenuation coefficients'!$A$2:$A$37,1)+1)-INDEX('Mass attenuation coefficients'!$B$2:$B$37,MATCH($C352,'Mass attenuation coefficients'!$A$2:$A$37,1)))/(INDEX('Mass attenuation coefficients'!$A$2:$A$37,MATCH($C352,'Mass attenuation coefficients'!$A$2:$A$37,1)+1)-INDEX('Mass attenuation coefficients'!$A$2:$A$37,MATCH($C352,'Mass attenuation coefficients'!$A$2:$A$37,1)))),0.997*$C352*'Mass attenuation coefficients'!$B$2/'Mass attenuation coefficients'!$A$2)","v":7.4746556836250005E-2},{"$f":"_xlfn.IFNA(INDEX('Shultis Faw'!$C$2:$C$26,MATCH($C352,'Shultis Faw'!$A$2:$A$26,1))+($C352-INDEX('Shultis Faw'!$A$2:$A$26,MATCH($C352,'Shultis Faw'!$A$2:$A$26,1)))*(INDEX('Shultis Faw'!$C$2:$C$26,MATCH($C352,'Shultis Faw'!$A$2:$A$26,1)+1)-INDEX('Shultis Faw'!$C$2:$C$26,MATCH($C352,'Shultis Faw'!$A$2:$A$26,1)))/(INDEX('Shultis Faw'!$A$2:$A$26,MATCH($C352,'Shultis Faw'!$A$2:$A$26,1)+1)-INDEX('Shultis Faw'!$A$2:$A$26,MATCH($C352,'Shultis Faw'!$A$2:$A$26,1))),$C352*'Shultis Faw'!$C$2/'Shultis Faw'!$A$2)","v":2.161437625},{"$f":"_xlfn.IFNA(INDEX('Shultis Faw'!$D$2:$D$26,MATCH($C352,'Shultis Faw'!$A$2:$A$26,1))+($C352-INDEX('Shultis Faw'!$A$2:$A$26,MATCH($C352,'Shultis Faw'!$A$2:$A$26,1)))*(INDEX('Shultis Faw'!$D$2:$D$26,MATCH($C352,'Shultis Faw'!$A$2:$A$26,1)+1)-INDEX('Shultis Faw'!$D$2:$D$26,MATCH($C352,'Shultis Faw'!$A$2:$A$26,1)))/(INDEX('Shultis Faw'!$A$2:$A$26,MATCH($C352,'Shultis Faw'!$A$2:$A$26,1)+1)-INDEX('Shultis Faw'!$A$2:$A$26,MATCH($C352,'Shultis Faw'!$A$2:$A$26,1))),$C352*'Shultis Faw'!$D$2/'Shultis Faw'!$A$2)","v":1.4962208750000001},{"$f":"_xlfn.IFNA(INDEX('Shultis Faw'!$B$2:$B$26,MATCH($C352,'Shultis Faw'!$A$2:$A$26,1))+($C352-INDEX('Shultis Faw'!$A$2:$A$26,MATCH($C352,'Shultis Faw'!$A$2:$A$26,1)))*(INDEX('Shultis Faw'!$B$2:$B$26,MATCH($C352,'Shultis Faw'!$A$2:$A$26,1)+1)-INDEX('Shultis Faw'!$B$2:$B$26,MATCH($C352,'Shultis Faw'!$A$2:$A$26,1)))/(INDEX('Shultis Faw'!$A$2:$A$26,MATCH($C352,'Shultis Faw'!$A$2:$A$26,1)+1)-INDEX('Shultis Faw'!$A$2:$A$26,MATCH($C352,'Shultis Faw'!$A$2:$A$26,1))),$C352*'Shultis Faw'!$B$2/'Shultis Faw'!$A$2)","v":-9.7577999999999998E-2},{"$f":"_xlfn.IFNA(INDEX('Shultis Faw'!$E$2:$E$26,MATCH($C352,'Shultis Faw'!$A$2:$A$26,1))+($C352-INDEX('Shultis Faw'!$A$2:$A$26,MATCH($C352,'Shultis Faw'!$A$2:$A$26,1)))*(INDEX('Shultis Faw'!$E$2:$E$26,MATCH($C352,'Shultis Faw'!$A$2:$A$26,1)+1)-INDEX('Shultis Faw'!$E$2:$E$26,MATCH($C352,'Shultis Faw'!$A$2:$A$26,1)))/(INDEX('Shultis Faw'!$A$2:$A$26,MATCH($C352,'Shultis Faw'!$A$2:$A$26,1)+1)-INDEX('Shultis Faw'!$A$2:$A$26,MATCH($C352,'Shultis Faw'!$A$2:$A$26,1))),$C352*'Shultis Faw'!$E$2/'Shultis Faw'!$A$2)","v":4.0963137500000003E-2},{"$f":"_xlfn.IFNA(INDEX('Shultis Faw'!$F$2:$F$26,MATCH($C352,'Shultis Faw'!$A$2:$A$26,1))+($C352-INDEX('Shultis Faw'!$A$2:$A$26,MATCH($C352,'Shultis Faw'!$A$2:$A$26,1)))*(INDEX('Shultis Faw'!$F$2:$F$26,MATCH($C352,'Shultis Faw'!$A$2:$A$26,1)+1)-INDEX('Shultis Faw'!$F$2:$F$26,MATCH($C352,'Shultis Faw'!$A$2:$A$26,1)))/(INDEX('Shultis Faw'!$A$2:$A$26,MATCH($C352,'Shultis Faw'!$A$2:$A$26,1)+1)-INDEX('Shultis Faw'!$A$2:$A$26,MATCH($C352,'Shultis Faw'!$A$2:$A$26,1))),$C352*'Shultis Faw'!$F$2/'Shultis Faw'!$A$2)","v":14.2950575},{"$f":"J352*(H352*'Externe blootstelling'!$D$23/2)^K352+L352*(TANH(((H352*'Externe blootstelling'!$D$23)/(2*M352))-2)-TANH(-2))/(1-TANH(-2))","v":1.4797365822076163},{"$f":"IF(N352=1,1+(I352-1)*H352*'Externe blootstelling'!$D$23/2,1+(I352-1)*(N352^(H352*'Externe blootstelling'!$D$23/2)-1)/(N352-1))","v":2.3356838973215517},{"$f":"G352*EXP(-H352*'Externe blootstelling'!$D$23/2)*O352","v":1.5972684320050175E-2}]
[null," g ",0.89836000000000005,1.437376E-13,2.0000000000000002E-5,{"$f":"_xlfn.IFNA(INDEX('hp (pSv cm2)'!$B$2:$B$52,MATCH($C353,'hp (pSv cm2)'!$A$2:$A$52,1))+($C353-INDEX('hp (pSv cm2)'!$A$2:$A$52,MATCH($C353,'hp (pSv cm2)'!$A$2:$A$52,1)))*(INDEX('hp (pSv cm2)'!$B$2:$B$52,MATCH($C353,'hp (pSv cm2)'!$A$2:$A$52,1)+1)-INDEX('hp (pSv cm2)'!$B$2:$B$52,MATCH($C353,'hp (pSv cm2)'!$A$2:$A$52,1)))/(INDEX('hp (pSv cm2)'!$A$2:$A$52,MATCH($C353,'hp (pSv cm2)'!$A$2:$A$52,1)+1)-INDEX('hp (pSv cm2)'!$A$2:$A$52,MATCH($C353,'hp (pSv cm2)'!$A$2:$A$52,1))),$C353*'hp (pSv cm2)'!$B$2/'hp (pSv cm2)'!$A$2)","v":4.1037680000000005},8.2075360000000014E-5,{"$f":"_xlfn.IFNA(0.997*(INDEX('Mass attenuation coefficients'!$B$2:$B$37,MATCH($C353,'Mass attenuation coefficients'!$A$2:$A$37,1))+($C353-INDEX('Mass attenuation coefficients'!$A$2:$A$37,MATCH($C353,'Mass attenuation coefficients'!$A$2:$A$37,1)))*(INDEX('Mass attenuation coefficients'!$B$2:$B$37,MATCH($C353,'Mass attenuation coefficients'!$A$2:$A$37,1)+1)-INDEX('Mass attenuation coefficients'!$B$2:$B$37,MATCH($C353,'Mass attenuation coefficients'!$A$2:$A$37,1)))/(INDEX('Mass attenuation coefficients'!$A$2:$A$37,MATCH($C353,'Mass attenuation coefficients'!$A$2:$A$37,1)+1)-INDEX('Mass attenuation coefficients'!$A$2:$A$37,MATCH($C353,'Mass attenuation coefficients'!$A$2:$A$37,1)))),0.997*$C353*'Mass attenuation coefficients'!$B$2/'Mass attenuation coefficients'!$A$2)","v":7.4525775921999993E-2},{"$f":"_xlfn.IFNA(INDEX('Shultis Faw'!$C$2:$C$26,MATCH($C353,'Shultis Faw'!$A$2:$A$26,1))+($C353-INDEX('Shultis Faw'!$A$2:$A$26,MATCH($C353,'Shultis Faw'!$A$2:$A$26,1)))*(INDEX('Shultis Faw'!$C$2:$C$26,MATCH($C353,'Shultis Faw'!$A$2:$A$26,1)+1)-INDEX('Shultis Faw'!$C$2:$C$26,MATCH($C353,'Shultis Faw'!$A$2:$A$26,1)))/(INDEX('Shultis Faw'!$A$2:$A$26,MATCH($C353,'Shultis Faw'!$A$2:$A$26,1)+1)-INDEX('Shultis Faw'!$A$2:$A$26,MATCH($C353,'Shultis Faw'!$A$2:$A$26,1))),$C353*'Shultis Faw'!$C$2/'Shultis Faw'!$A$2)","v":2.1583938000000003},{"$f":"_xlfn.IFNA(INDEX('Shultis Faw'!$D$2:$D$26,MATCH($C353,'Shultis Faw'!$A$2:$A$26,1))+($C353-INDEX('Shultis Faw'!$A$2:$A$26,MATCH($C353,'Shultis Faw'!$A$2:$A$26,1)))*(INDEX('Shultis Faw'!$D$2:$D$26,MATCH($C353,'Shultis Faw'!$A$2:$A$26,1)+1)-INDEX('Shultis Faw'!$D$2:$D$26,MATCH($C353,'Shultis Faw'!$A$2:$A$26,1)))/(INDEX('Shultis Faw'!$A$2:$A$26,MATCH($C353,'Shultis Faw'!$A$2:$A$26,1)+1)-INDEX('Shultis Faw'!$A$2:$A$26,MATCH($C353,'Shultis Faw'!$A$2:$A$26,1))),$C353*'Shultis Faw'!$D$2/'Shultis Faw'!$A$2)","v":1.4933446000000001},{"$f":"_xlfn.IFNA(INDEX('Shultis Faw'!$B$2:$B$26,MATCH($C353,'Shultis Faw'!$A$2:$A$26,1))+($C353-INDEX('Shultis Faw'!$A$2:$A$26,MATCH($C353,'Shultis Faw'!$A$2:$A$26,1)))*(INDEX('Shultis Faw'!$B$2:$B$26,MATCH($C353,'Shultis Faw'!$A$2:$A$26,1)+1)-INDEX('Shultis Faw'!$B$2:$B$26,MATCH($C353,'Shultis Faw'!$A$2:$A$26,1)))/(INDEX('Shultis Faw'!$A$2:$A$26,MATCH($C353,'Shultis Faw'!$A$2:$A$26,1)+1)-INDEX('Shultis Faw'!$A$2:$A$26,MATCH($C353,'Shultis Faw'!$A$2:$A$26,1))),$C353*'Shultis Faw'!$B$2/'Shultis Faw'!$A$2)","v":-9.7131200000000001E-2},{"$f":"_xlfn.IFNA(INDEX('Shultis Faw'!$E$2:$E$26,MATCH($C353,'Shultis Faw'!$A$2:$A$26,1))+($C353-INDEX('Shultis Faw'!$A$2:$A$26,MATCH($C353,'Shultis Faw'!$A$2:$A$26,1)))*(INDEX('Shultis Faw'!$E$2:$E$26,MATCH($C353,'Shultis Faw'!$A$2:$A$26,1)+1)-INDEX('Shultis Faw'!$E$2:$E$26,MATCH($C353,'Shultis Faw'!$A$2:$A$26,1)))/(INDEX('Shultis Faw'!$A$2:$A$26,MATCH($C353,'Shultis Faw'!$A$2:$A$26,1)+1)-INDEX('Shultis Faw'!$A$2:$A$26,MATCH($C353,'Shultis Faw'!$A$2:$A$26,1))),$C353*'Shultis Faw'!$E$2/'Shultis Faw'!$A$2)","v":4.0798380000000002E-2},{"$f":"_xlfn.IFNA(INDEX('Shultis Faw'!$F$2:$F$26,MATCH($C353,'Shultis Faw'!$A$2:$A$26,1))+($C353-INDEX('Shultis Faw'!$A$2:$A$26,MATCH($C353,'Shultis Faw'!$A$2:$A$26,1)))*(INDEX('Shultis Faw'!$F$2:$F$26,MATCH($C353,'Shultis Faw'!$A$2:$A$26,1)+1)-INDEX('Shultis Faw'!$F$2:$F$26,MATCH($C353,'Shultis Faw'!$A$2:$A$26,1)))/(INDEX('Shultis Faw'!$A$2:$A$26,MATCH($C353,'Shultis Faw'!$A$2:$A$26,1)+1)-INDEX('Shultis Faw'!$A$2:$A$26,MATCH($C353,'Shultis Faw'!$A$2:$A$26,1))),$C353*'Shultis Faw'!$F$2/'Shultis Faw'!$A$2)","v":14.291148},{"$f":"J353*(H353*'Externe blootstelling'!$D$23/2)^K353+L353*(TANH(((H353*'Externe blootstelling'!$D$23)/(2*M353))-2)-TANH(-2))/(1-TANH(-2))","v":1.4773912520705561},{"$f":"IF(N353=1,1+(I353-1)*H353*'Externe blootstelling'!$D$23/2,1+(I353-1)*(N353^(H353*'Externe blootstelling'!$D$23/2)-1)/(N353-1))","v":2.3271830290015707},{"$f":"G353*EXP(-H353*'Externe blootstelling'!$D$23/2)*O353","v":6.2452717254057191E-5}]
[null," g ",0.90406399999999998,1.4465024E-13,8.8999999999999999E-3,{"$f":"_xlfn.IFNA(INDEX('hp (pSv cm2)'!$B$2:$B$52,MATCH($C354,'hp (pSv cm2)'!$A$2:$A$52,1))+($C354-INDEX('hp (pSv cm2)'!$A$2:$A$52,MATCH($C354,'hp (pSv cm2)'!$A$2:$A$52,1)))*(INDEX('hp (pSv cm2)'!$B$2:$B$52,MATCH($C354,'hp (pSv cm2)'!$A$2:$A$52,1)+1)-INDEX('hp (pSv cm2)'!$B$2:$B$52,MATCH($C354,'hp (pSv cm2)'!$A$2:$A$52,1)))/(INDEX('hp (pSv cm2)'!$A$2:$A$52,MATCH($C354,'hp (pSv cm2)'!$A$2:$A$52,1)+1)-INDEX('hp (pSv cm2)'!$A$2:$A$52,MATCH($C354,'hp (pSv cm2)'!$A$2:$A$52,1))),$C354*'hp (pSv cm2)'!$B$2/'hp (pSv cm2)'!$A$2)","v":4.1254432000000003},3.6716444480000006E-2,{"$f":"_xlfn.IFNA(0.997*(INDEX('Mass attenuation coefficients'!$B$2:$B$37,MATCH($C354,'Mass attenuation coefficients'!$A$2:$A$37,1))+($C354-INDEX('Mass attenuation coefficients'!$A$2:$A$37,MATCH($C354,'Mass attenuation coefficients'!$A$2:$A$37,1)))*(INDEX('Mass attenuation coefficients'!$B$2:$B$37,MATCH($C354,'Mass attenuation coefficients'!$A$2:$A$37,1)+1)-INDEX('Mass attenuation coefficients'!$B$2:$B$37,MATCH($C354,'Mass attenuation coefficients'!$A$2:$A$37,1)))/(INDEX('Mass attenuation coefficients'!$A$2:$A$37,MATCH($C354,'Mass attenuation coefficients'!$A$2:$A$37,1)+1)-INDEX('Mass attenuation coefficients'!$A$2:$A$37,MATCH($C354,'Mass attenuation coefficients'!$A$2:$A$37,1)))),0.997*$C354*'Mass attenuation coefficients'!$B$2/'Mass attenuation coefficients'!$A$2)","v":7.4300290812799999E-2},{"$f":"_xlfn.IFNA(INDEX('Shultis Faw'!$C$2:$C$26,MATCH($C354,'Shultis Faw'!$A$2:$A$26,1))+($C354-INDEX('Shultis Faw'!$A$2:$A$26,MATCH($C354,'Shultis Faw'!$A$2:$A$26,1)))*(INDEX('Shultis Faw'!$C$2:$C$26,MATCH($C354,'Shultis Faw'!$A$2:$A$26,1)+1)-INDEX('Shultis Faw'!$C$2:$C$26,MATCH($C354,'Shultis Faw'!$A$2:$A$26,1)))/(INDEX('Shultis Faw'!$A$2:$A$26,MATCH($C354,'Shultis Faw'!$A$2:$A$26,1)+1)-INDEX('Shultis Faw'!$A$2:$A$26,MATCH($C354,'Shultis Faw'!$A$2:$A$26,1))),$C354*'Shultis Faw'!$C$2/'Shultis Faw'!$A$2)","v":2.1552851200000003},{"$f":"_xlfn.IFNA(INDEX('Shultis Faw'!$D$2:$D$26,MATCH($C354,'Shultis Faw'!$A$2:$A$26,1))+($C354-INDEX('Shultis Faw'!$A$2:$A$26,MATCH($C354,'Shultis Faw'!$A$2:$A$26,1)))*(INDEX('Shultis Faw'!$D$2:$D$26,MATCH($C354,'Shultis Faw'!$A$2:$A$26,1)+1)-INDEX('Shultis Faw'!$D$2:$D$26,MATCH($C354,'Shultis Faw'!$A$2:$A$26,1)))/(INDEX('Shultis Faw'!$A$2:$A$26,MATCH($C354,'Shultis Faw'!$A$2:$A$26,1)+1)-INDEX('Shultis Faw'!$A$2:$A$26,MATCH($C354,'Shultis Faw'!$A$2:$A$26,1))),$C354*'Shultis Faw'!$D$2/'Shultis Faw'!$A$2)","v":1.49040704},{"$f":"_xlfn.IFNA(INDEX('Shultis Faw'!$B$2:$B$26,MATCH($C354,'Shultis Faw'!$A$2:$A$26,1))+($C354-INDEX('Shultis Faw'!$A$2:$A$26,MATCH($C354,'Shultis Faw'!$A$2:$A$26,1)))*(INDEX('Shultis Faw'!$B$2:$B$26,MATCH($C354,'Shultis Faw'!$A$2:$A$26,1)+1)-INDEX('Shultis Faw'!$B$2:$B$26,MATCH($C354,'Shultis Faw'!$A$2:$A$26,1)))/(INDEX('Shultis Faw'!$A$2:$A$26,MATCH($C354,'Shultis Faw'!$A$2:$A$26,1)+1)-INDEX('Shultis Faw'!$A$2:$A$26,MATCH($C354,'Shultis Faw'!$A$2:$A$26,1))),$C354*'Shultis Faw'!$B$2/'Shultis Faw'!$A$2)","v":-9.6674880000000005E-2},{"$f":"_xlfn.IFNA(INDEX('Shultis Faw'!$E$2:$E$26,MATCH($C354,'Shultis Faw'!$A$2:$A$26,1))+($C354-INDEX('Shultis Faw'!$A$2:$A$26,MATCH($C354,'Shultis Faw'!$A$2:$A$26,1)))*(INDEX('Shultis Faw'!$E$2:$E$26,MATCH($C354,'Shultis Faw'!$A$2:$A$26,1)+1)-INDEX('Shultis Faw'!$E$2:$E$26,MATCH($C354,'Shultis Faw'!$A$2:$A$26,1)))/(INDEX('Shultis Faw'!$A$2:$A$26,MATCH($C354,'Shultis Faw'!$A$2:$A$26,1)+1)-INDEX('Shultis Faw'!$A$2:$A$26,MATCH($C354,'Shultis Faw'!$A$2:$A$26,1))),$C354*'Shultis Faw'!$E$2/'Shultis Faw'!$A$2)","v":4.0630112000000003E-2},{"$f":"_xlfn.IFNA(INDEX('Shultis Faw'!$F$2:$F$26,MATCH($C354,'Shultis Faw'!$A$2:$A$26,1))+($C354-INDEX('Shultis Faw'!$A$2:$A$26,MATCH($C354,'Shultis Faw'!$A$2:$A$26,1)))*(INDEX('Shultis Faw'!$F$2:$F$26,MATCH($C354,'Shultis Faw'!$A$2:$A$26,1)+1)-INDEX('Shultis Faw'!$F$2:$F$26,MATCH($C354,'Shultis Faw'!$A$2:$A$26,1)))/(INDEX('Shultis Faw'!$A$2:$A$26,MATCH($C354,'Shultis Faw'!$A$2:$A$26,1)+1)-INDEX('Shultis Faw'!$A$2:$A$26,MATCH($C354,'Shultis Faw'!$A$2:$A$26,1))),$C354*'Shultis Faw'!$F$2/'Shultis Faw'!$A$2)","v":14.287155200000001},{"$f":"J354*(H354*'Externe blootstelling'!$D$23/2)^K354+L354*(TANH(((H354*'Externe blootstelling'!$D$23)/(2*M354))-2)-TANH(-2))/(1-TANH(-2))","v":1.4749914070832264},{"$f":"IF(N354=1,1+(I354-1)*H354*'Externe blootstelling'!$D$23/2,1+(I354-1)*(N354^(H354*'Externe blootstelling'!$D$23/2)-1)/(N354-1))","v":2.3185434849494166},{"$f":"G354*EXP(-H354*'Externe blootstelling'!$D$23/2)*O354","v":2.7928831749988475E-2}]
[null," g ",0.90610000000000002,1.4497599999999999E-13,1.18E-4,{"$f":"_xlfn.IFNA(INDEX('hp (pSv cm2)'!$B$2:$B$52,MATCH($C355,'hp (pSv cm2)'!$A$2:$A$52,1))+($C355-INDEX('hp (pSv cm2)'!$A$2:$A$52,MATCH($C355,'hp (pSv cm2)'!$A$2:$A$52,1)))*(INDEX('hp (pSv cm2)'!$B$2:$B$52,MATCH($C355,'hp (pSv cm2)'!$A$2:$A$52,1)+1)-INDEX('hp (pSv cm2)'!$B$2:$B$52,MATCH($C355,'hp (pSv cm2)'!$A$2:$A$52,1)))/(INDEX('hp (pSv cm2)'!$A$2:$A$52,MATCH($C355,'hp (pSv cm2)'!$A$2:$A$52,1)+1)-INDEX('hp (pSv cm2)'!$A$2:$A$52,MATCH($C355,'hp (pSv cm2)'!$A$2:$A$52,1))),$C355*'hp (pSv cm2)'!$B$2/'hp (pSv cm2)'!$A$2)","v":4.1331800000000003},4.8771524000000002E-4,{"$f":"_xlfn.IFNA(0.997*(INDEX('Mass attenuation coefficients'!$B$2:$B$37,MATCH($C355,'Mass attenuation coefficients'!$A$2:$A$37,1))+($C355-INDEX('Mass attenuation coefficients'!$A$2:$A$37,MATCH($C355,'Mass attenuation coefficients'!$A$2:$A$37,1)))*(INDEX('Mass attenuation coefficients'!$B$2:$B$37,MATCH($C355,'Mass attenuation coefficients'!$A$2:$A$37,1)+1)-INDEX('Mass attenuation coefficients'!$B$2:$B$37,MATCH($C355,'Mass attenuation coefficients'!$A$2:$A$37,1)))/(INDEX('Mass attenuation coefficients'!$A$2:$A$37,MATCH($C355,'Mass attenuation coefficients'!$A$2:$A$37,1)+1)-INDEX('Mass attenuation coefficients'!$A$2:$A$37,MATCH($C355,'Mass attenuation coefficients'!$A$2:$A$37,1)))),0.997*$C355*'Mass attenuation coefficients'!$B$2/'Mass attenuation coefficients'!$A$2)","v":7.4219805595000007E-2},{"$f":"_xlfn.IFNA(INDEX('Shultis Faw'!$C$2:$C$26,MATCH($C355,'Shultis Faw'!$A$2:$A$26,1))+($C355-INDEX('Shultis Faw'!$A$2:$A$26,MATCH($C355,'Shultis Faw'!$A$2:$A$26,1)))*(INDEX('Shultis Faw'!$C$2:$C$26,MATCH($C355,'Shultis Faw'!$A$2:$A$26,1)+1)-INDEX('Shultis Faw'!$C$2:$C$26,MATCH($C355,'Shultis Faw'!$A$2:$A$26,1)))/(INDEX('Shultis Faw'!$A$2:$A$26,MATCH($C355,'Shultis Faw'!$A$2:$A$26,1)+1)-INDEX('Shultis Faw'!$A$2:$A$26,MATCH($C355,'Shultis Faw'!$A$2:$A$26,1))),$C355*'Shultis Faw'!$C$2/'Shultis Faw'!$A$2)","v":2.1541755},{"$f":"_xlfn.IFNA(INDEX('Shultis Faw'!$D$2:$D$26,MATCH($C355,'Shultis Faw'!$A$2:$A$26,1))+($C355-INDEX('Shultis Faw'!$A$2:$A$26,MATCH($C355,'Shultis Faw'!$A$2:$A$26,1)))*(INDEX('Shultis Faw'!$D$2:$D$26,MATCH($C355,'Shultis Faw'!$A$2:$A$26,1)+1)-INDEX('Shultis Faw'!$D$2:$D$26,MATCH($C355,'Shultis Faw'!$A$2:$A$26,1)))/(INDEX('Shultis Faw'!$A$2:$A$26,MATCH($C355,'Shultis Faw'!$A$2:$A$26,1)+1)-INDEX('Shultis Faw'!$A$2:$A$26,MATCH($C355,'Shultis Faw'!$A$2:$A$26,1))),$C355*'Shultis Faw'!$D$2/'Shultis Faw'!$A$2)","v":1.4893585},{"$f":"_xlfn.IFNA(INDEX('Shultis Faw'!$B$2:$B$26,MATCH($C355,'Shultis Faw'!$A$2:$A$26,1))+($C355-INDEX('Shultis Faw'!$A$2:$A$26,MATCH($C355,'Shultis Faw'!$A$2:$A$26,1)))*(INDEX('Shultis Faw'!$B$2:$B$26,MATCH($C355,'Shultis Faw'!$A$2:$A$26,1)+1)-INDEX('Shultis Faw'!$B$2:$B$26,MATCH($C355,'Shultis Faw'!$A$2:$A$26,1)))/(INDEX('Shultis Faw'!$A$2:$A$26,MATCH($C355,'Shultis Faw'!$A$2:$A$26,1)+1)-INDEX('Shultis Faw'!$A$2:$A$26,MATCH($C355,'Shultis Faw'!$A$2:$A$26,1))),$C355*'Shultis Faw'!$B$2/'Shultis Faw'!$A$2)","v":-9.6512000000000001E-2},{"$f":"_xlfn.IFNA(INDEX('Shultis Faw'!$E$2:$E$26,MATCH($C355,'Shultis Faw'!$A$2:$A$26,1))+($C355-INDEX('Shultis Faw'!$A$2:$A$26,MATCH($C355,'Shultis Faw'!$A$2:$A$26,1)))*(INDEX('Shultis Faw'!$E$2:$E$26,MATCH($C355,'Shultis Faw'!$A$2:$A$26,1)+1)-INDEX('Shultis Faw'!$E$2:$E$26,MATCH($C355,'Shultis Faw'!$A$2:$A$26,1)))/(INDEX('Shultis Faw'!$A$2:$A$26,MATCH($C355,'Shultis Faw'!$A$2:$A$26,1)+1)-INDEX('Shultis Faw'!$A$2:$A$26,MATCH($C355,'Shultis Faw'!$A$2:$A$26,1))),$C355*'Shultis Faw'!$E$2/'Shultis Faw'!$A$2)","v":4.0570050000000003E-2},{"$f":"_xlfn.IFNA(INDEX('Shultis Faw'!$F$2:$F$26,MATCH($C355,'Shultis Faw'!$A$2:$A$26,1))+($C355-INDEX('Shultis Faw'!$A$2:$A$26,MATCH($C355,'Shultis Faw'!$A$2:$A$26,1)))*(INDEX('Shultis Faw'!$F$2:$F$26,MATCH($C355,'Shultis Faw'!$A$2:$A$26,1)+1)-INDEX('Shultis Faw'!$F$2:$F$26,MATCH($C355,'Shultis Faw'!$A$2:$A$26,1)))/(INDEX('Shultis Faw'!$A$2:$A$26,MATCH($C355,'Shultis Faw'!$A$2:$A$26,1)+1)-INDEX('Shultis Faw'!$A$2:$A$26,MATCH($C355,'Shultis Faw'!$A$2:$A$26,1))),$C355*'Shultis Faw'!$F$2/'Shultis Faw'!$A$2)","v":14.285730000000001},{"$f":"J355*(H355*'Externe blootstelling'!$D$23/2)^K355+L355*(TANH(((H355*'Externe blootstelling'!$D$23)/(2*M355))-2)-TANH(-2))/(1-TANH(-2))","v":1.4741336890526582},{"$f":"IF(N355=1,1+(I355-1)*H355*'Externe blootstelling'!$D$23/2,1+(I355-1)*(N355^(H355*'Externe blootstelling'!$D$23/2)-1)/(N355-1))","v":2.3154700171782925},{"$f":"G355*EXP(-H355*'Externe blootstelling'!$D$23/2)*O355","v":3.7094259683717248E-4}]
[null," g ",0.91924000000000006,1.470784E-13,1.2E-4,{"$f":"_xlfn.IFNA(INDEX('hp (pSv cm2)'!$B$2:$B$52,MATCH($C356,'hp (pSv cm2)'!$A$2:$A$52,1))+($C356-INDEX('hp (pSv cm2)'!$A$2:$A$52,MATCH($C356,'hp (pSv cm2)'!$A$2:$A$52,1)))*(INDEX('hp (pSv cm2)'!$B$2:$B$52,MATCH($C356,'hp (pSv cm2)'!$A$2:$A$52,1)+1)-INDEX('hp (pSv cm2)'!$B$2:$B$52,MATCH($C356,'hp (pSv cm2)'!$A$2:$A$52,1)))/(INDEX('hp (pSv cm2)'!$A$2:$A$52,MATCH($C356,'hp (pSv cm2)'!$A$2:$A$52,1)+1)-INDEX('hp (pSv cm2)'!$A$2:$A$52,MATCH($C356,'hp (pSv cm2)'!$A$2:$A$52,1))),$C356*'hp (pSv cm2)'!$B$2/'hp (pSv cm2)'!$A$2)","v":4.1831120000000004},5.0197344000000004E-4,{"$f":"_xlfn.IFNA(0.997*(INDEX('Mass attenuation coefficients'!$B$2:$B$37,MATCH($C356,'Mass attenuation coefficients'!$A$2:$A$37,1))+($C356-INDEX('Mass attenuation coefficients'!$A$2:$A$37,MATCH($C356,'Mass attenuation coefficients'!$A$2:$A$37,1)))*(INDEX('Mass attenuation coefficients'!$B$2:$B$37,MATCH($C356,'Mass attenuation coefficients'!$A$2:$A$37,1)+1)-INDEX('Mass attenuation coefficients'!$B$2:$B$37,MATCH($C356,'Mass attenuation coefficients'!$A$2:$A$37,1)))/(INDEX('Mass attenuation coefficients'!$A$2:$A$37,MATCH($C356,'Mass attenuation coefficients'!$A$2:$A$37,1)+1)-INDEX('Mass attenuation coefficients'!$A$2:$A$37,MATCH($C356,'Mass attenuation coefficients'!$A$2:$A$37,1)))),0.997*$C356*'Mass attenuation coefficients'!$B$2/'Mass attenuation coefficients'!$A$2)","v":7.3700367597999999E-2},{"$f":"_xlfn.IFNA(INDEX('Shultis Faw'!$C$2:$C$26,MATCH($C356,'Shultis Faw'!$A$2:$A$26,1))+($C356-INDEX('Shultis Faw'!$A$2:$A$26,MATCH($C356,'Shultis Faw'!$A$2:$A$26,1)))*(INDEX('Shultis Faw'!$C$2:$C$26,MATCH($C356,'Shultis Faw'!$A$2:$A$26,1)+1)-INDEX('Shultis Faw'!$C$2:$C$26,MATCH($C356,'Shultis Faw'!$A$2:$A$26,1)))/(INDEX('Shultis Faw'!$A$2:$A$26,MATCH($C356,'Shultis Faw'!$A$2:$A$26,1)+1)-INDEX('Shultis Faw'!$A$2:$A$26,MATCH($C356,'Shultis Faw'!$A$2:$A$26,1))),$C356*'Shultis Faw'!$C$2/'Shultis Faw'!$A$2)","v":2.1470142000000001},{"$f":"_xlfn.IFNA(INDEX('Shultis Faw'!$D$2:$D$26,MATCH($C356,'Shultis Faw'!$A$2:$A$26,1))+($C356-INDEX('Shultis Faw'!$A$2:$A$26,MATCH($C356,'Shultis Faw'!$A$2:$A$26,1)))*(INDEX('Shultis Faw'!$D$2:$D$26,MATCH($C356,'Shultis Faw'!$A$2:$A$26,1)+1)-INDEX('Shultis Faw'!$D$2:$D$26,MATCH($C356,'Shultis Faw'!$A$2:$A$26,1)))/(INDEX('Shultis Faw'!$A$2:$A$26,MATCH($C356,'Shultis Faw'!$A$2:$A$26,1)+1)-INDEX('Shultis Faw'!$A$2:$A$26,MATCH($C356,'Shultis Faw'!$A$2:$A$26,1))),$C356*'Shultis Faw'!$D$2/'Shultis Faw'!$A$2)","v":1.4825914},{"$f":"_xlfn.IFNA(INDEX('Shultis Faw'!$B$2:$B$26,MATCH($C356,'Shultis Faw'!$A$2:$A$26,1))+($C356-INDEX('Shultis Faw'!$A$2:$A$26,MATCH($C356,'Shultis Faw'!$A$2:$A$26,1)))*(INDEX('Shultis Faw'!$B$2:$B$26,MATCH($C356,'Shultis Faw'!$A$2:$A$26,1)+1)-INDEX('Shultis Faw'!$B$2:$B$26,MATCH($C356,'Shultis Faw'!$A$2:$A$26,1)))/(INDEX('Shultis Faw'!$A$2:$A$26,MATCH($C356,'Shultis Faw'!$A$2:$A$26,1)+1)-INDEX('Shultis Faw'!$A$2:$A$26,MATCH($C356,'Shultis Faw'!$A$2:$A$26,1))),$C356*'Shultis Faw'!$B$2/'Shultis Faw'!$A$2)","v":-9.5460799999999998E-2},{"$f":"_xlfn.IFNA(INDEX('Shultis Faw'!$E$2:$E$26,MATCH($C356,'Shultis Faw'!$A$2:$A$26,1))+($C356-INDEX('Shultis Faw'!$A$2:$A$26,MATCH($C356,'Shultis Faw'!$A$2:$A$26,1)))*(INDEX('Shultis Faw'!$E$2:$E$26,MATCH($C356,'Shultis Faw'!$A$2:$A$26,1)+1)-INDEX('Shultis Faw'!$E$2:$E$26,MATCH($C356,'Shultis Faw'!$A$2:$A$26,1)))/(INDEX('Shultis Faw'!$A$2:$A$26,MATCH($C356,'Shultis Faw'!$A$2:$A$26,1)+1)-INDEX('Shultis Faw'!$A$2:$A$26,MATCH($C356,'Shultis Faw'!$A$2:$A$26,1))),$C356*'Shultis Faw'!$E$2/'Shultis Faw'!$A$2)","v":4.0182419999999996E-2},{"$f":"_xlfn.IFNA(INDEX('Shultis Faw'!$F$2:$F$26,MATCH($C356,'Shultis Faw'!$A$2:$A$26,1))+($C356-INDEX('Shultis Faw'!$A$2:$A$26,MATCH($C356,'Shultis Faw'!$A$2:$A$26,1)))*(INDEX('Shultis Faw'!$F$2:$F$26,MATCH($C356,'Shultis Faw'!$A$2:$A$26,1)+1)-INDEX('Shultis Faw'!$F$2:$F$26,MATCH($C356,'Shultis Faw'!$A$2:$A$26,1)))/(INDEX('Shultis Faw'!$A$2:$A$26,MATCH($C356,'Shultis Faw'!$A$2:$A$26,1)+1)-INDEX('Shultis Faw'!$A$2:$A$26,MATCH($C356,'Shultis Faw'!$A$2:$A$26,1))),$C356*'Shultis Faw'!$F$2/'Shultis Faw'!$A$2)","v":14.276532},{"$f":"J356*(H356*'Externe blootstelling'!$D$23/2)^K356+L356*(TANH(((H356*'Externe blootstelling'!$D$23)/(2*M356))-2)-TANH(-2))/(1-TANH(-2))","v":1.4685840656697293},{"$f":"IF(N356=1,1+(I356-1)*H356*'Externe blootstelling'!$D$23/2,1+(I356-1)*(N356^(H356*'Externe blootstelling'!$D$23/2)-1)/(N356-1))","v":2.2957646544371562},{"$f":"G356*EXP(-H356*'Externe blootstelling'!$D$23/2)*O356","v":3.8149878531040983E-4}]
[null," g ",0.92462999999999995,1.4794079999999998E-13,6.2E-4,{"$f":"_xlfn.IFNA(INDEX('hp (pSv cm2)'!$B$2:$B$52,MATCH($C357,'hp (pSv cm2)'!$A$2:$A$52,1))+($C357-INDEX('hp (pSv cm2)'!$A$2:$A$52,MATCH($C357,'hp (pSv cm2)'!$A$2:$A$52,1)))*(INDEX('hp (pSv cm2)'!$B$2:$B$52,MATCH($C357,'hp (pSv cm2)'!$A$2:$A$52,1)+1)-INDEX('hp (pSv cm2)'!$B$2:$B$52,MATCH($C357,'hp (pSv cm2)'!$A$2:$A$52,1)))/(INDEX('hp (pSv cm2)'!$A$2:$A$52,MATCH($C357,'hp (pSv cm2)'!$A$2:$A$52,1)+1)-INDEX('hp (pSv cm2)'!$A$2:$A$52,MATCH($C357,'hp (pSv cm2)'!$A$2:$A$52,1))),$C357*'hp (pSv cm2)'!$B$2/'hp (pSv cm2)'!$A$2)","v":4.2035939999999998},2.6062282799999997E-3,{"$f":"_xlfn.IFNA(0.997*(INDEX('Mass attenuation coefficients'!$B$2:$B$37,MATCH($C357,'Mass attenuation coefficients'!$A$2:$A$37,1))+($C357-INDEX('Mass attenuation coefficients'!$A$2:$A$37,MATCH($C357,'Mass attenuation coefficients'!$A$2:$A$37,1)))*(INDEX('Mass attenuation coefficients'!$B$2:$B$37,MATCH($C357,'Mass attenuation coefficients'!$A$2:$A$37,1)+1)-INDEX('Mass attenuation coefficients'!$B$2:$B$37,MATCH($C357,'Mass attenuation coefficients'!$A$2:$A$37,1)))/(INDEX('Mass attenuation coefficients'!$A$2:$A$37,MATCH($C357,'Mass attenuation coefficients'!$A$2:$A$37,1)+1)-INDEX('Mass attenuation coefficients'!$A$2:$A$37,MATCH($C357,'Mass attenuation coefficients'!$A$2:$A$37,1)))),0.997*$C357*'Mass attenuation coefficients'!$B$2/'Mass attenuation coefficients'!$A$2)","v":7.3487295238500006E-2},{"$f":"_xlfn.IFNA(INDEX('Shultis Faw'!$C$2:$C$26,MATCH($C357,'Shultis Faw'!$A$2:$A$26,1))+($C357-INDEX('Shultis Faw'!$A$2:$A$26,MATCH($C357,'Shultis Faw'!$A$2:$A$26,1)))*(INDEX('Shultis Faw'!$C$2:$C$26,MATCH($C357,'Shultis Faw'!$A$2:$A$26,1)+1)-INDEX('Shultis Faw'!$C$2:$C$26,MATCH($C357,'Shultis Faw'!$A$2:$A$26,1)))/(INDEX('Shultis Faw'!$A$2:$A$26,MATCH($C357,'Shultis Faw'!$A$2:$A$26,1)+1)-INDEX('Shultis Faw'!$A$2:$A$26,MATCH($C357,'Shultis Faw'!$A$2:$A$26,1))),$C357*'Shultis Faw'!$C$2/'Shultis Faw'!$A$2)","v":2.1440766500000001},{"$f":"_xlfn.IFNA(INDEX('Shultis Faw'!$D$2:$D$26,MATCH($C357,'Shultis Faw'!$A$2:$A$26,1))+($C357-INDEX('Shultis Faw'!$A$2:$A$26,MATCH($C357,'Shultis Faw'!$A$2:$A$26,1)))*(INDEX('Shultis Faw'!$D$2:$D$26,MATCH($C357,'Shultis Faw'!$A$2:$A$26,1)+1)-INDEX('Shultis Faw'!$D$2:$D$26,MATCH($C357,'Shultis Faw'!$A$2:$A$26,1)))/(INDEX('Shultis Faw'!$A$2:$A$26,MATCH($C357,'Shultis Faw'!$A$2:$A$26,1)+1)-INDEX('Shultis Faw'!$A$2:$A$26,MATCH($C357,'Shultis Faw'!$A$2:$A$26,1))),$C357*'Shultis Faw'!$D$2/'Shultis Faw'!$A$2)","v":1.4798155500000001},{"$f":"_xlfn.IFNA(INDEX('Shultis Faw'!$B$2:$B$26,MATCH($C357,'Shultis Faw'!$A$2:$A$26,1))+($C357-INDEX('Shultis Faw'!$A$2:$A$26,MATCH($C357,'Shultis Faw'!$A$2:$A$26,1)))*(INDEX('Shultis Faw'!$B$2:$B$26,MATCH($C357,'Shultis Faw'!$A$2:$A$26,1)+1)-INDEX('Shultis Faw'!$B$2:$B$26,MATCH($C357,'Shultis Faw'!$A$2:$A$26,1)))/(INDEX('Shultis Faw'!$A$2:$A$26,MATCH($C357,'Shultis Faw'!$A$2:$A$26,1)+1)-INDEX('Shultis Faw'!$A$2:$A$26,MATCH($C357,'Shultis Faw'!$A$2:$A$26,1))),$C357*'Shultis Faw'!$B$2/'Shultis Faw'!$A$2)","v":-9.5029600000000006E-2},{"$f":"_xlfn.IFNA(INDEX('Shultis Faw'!$E$2:$E$26,MATCH($C357,'Shultis Faw'!$A$2:$A$26,1))+($C357-INDEX('Shultis Faw'!$A$2:$A$26,MATCH($C357,'Shultis Faw'!$A$2:$A$26,1)))*(INDEX('Shultis Faw'!$E$2:$E$26,MATCH($C357,'Shultis Faw'!$A$2:$A$26,1)+1)-INDEX('Shultis Faw'!$E$2:$E$26,MATCH($C357,'Shultis Faw'!$A$2:$A$26,1)))/(INDEX('Shultis Faw'!$A$2:$A$26,MATCH($C357,'Shultis Faw'!$A$2:$A$26,1)+1)-INDEX('Shultis Faw'!$A$2:$A$26,MATCH($C357,'Shultis Faw'!$A$2:$A$26,1))),$C357*'Shultis Faw'!$E$2/'Shultis Faw'!$A$2)","v":4.0023415000000007E-2},{"$f":"_xlfn.IFNA(INDEX('Shultis Faw'!$F$2:$F$26,MATCH($C357,'Shultis Faw'!$A$2:$A$26,1))+($C357-INDEX('Shultis Faw'!$A$2:$A$26,MATCH($C357,'Shultis Faw'!$A$2:$A$26,1)))*(INDEX('Shultis Faw'!$F$2:$F$26,MATCH($C357,'Shultis Faw'!$A$2:$A$26,1)+1)-INDEX('Shultis Faw'!$F$2:$F$26,MATCH($C357,'Shultis Faw'!$A$2:$A$26,1)))/(INDEX('Shultis Faw'!$A$2:$A$26,MATCH($C357,'Shultis Faw'!$A$2:$A$26,1)+1)-INDEX('Shultis Faw'!$A$2:$A$26,MATCH($C357,'Shultis Faw'!$A$2:$A$26,1))),$C357*'Shultis Faw'!$F$2/'Shultis Faw'!$A$2)","v":14.272759000000001},{"$f":"J357*(H357*'Externe blootstelling'!$D$23/2)^K357+L357*(TANH(((H357*'Externe blootstelling'!$D$23)/(2*M357))-2)-TANH(-2))/(1-TANH(-2))","v":1.4663005855842772},{"$f":"IF(N357=1,1+(I357-1)*H357*'Externe blootstelling'!$D$23/2,1+(I357-1)*(N357^(H357*'Externe blootstelling'!$D$23/2)-1)/(N357-1))","v":2.2877464513516976},{"$f":"G357*EXP(-H357*'Externe blootstelling'!$D$23/2)*O357","v":1.9801288033741518E-3}]
[null," g ",0.9284,1.48544E-13,4.4999999999999996E-5,{"$f":"_xlfn.IFNA(INDEX('hp (pSv cm2)'!$B$2:$B$52,MATCH($C358,'hp (pSv cm2)'!$A$2:$A$52,1))+($C358-INDEX('hp (pSv cm2)'!$A$2:$A$52,MATCH($C358,'hp (pSv cm2)'!$A$2:$A$52,1)))*(INDEX('hp (pSv cm2)'!$B$2:$B$52,MATCH($C358,'hp (pSv cm2)'!$A$2:$A$52,1)+1)-INDEX('hp (pSv cm2)'!$B$2:$B$52,MATCH($C358,'hp (pSv cm2)'!$A$2:$A$52,1)))/(INDEX('hp (pSv cm2)'!$A$2:$A$52,MATCH($C358,'hp (pSv cm2)'!$A$2:$A$52,1)+1)-INDEX('hp (pSv cm2)'!$A$2:$A$52,MATCH($C358,'hp (pSv cm2)'!$A$2:$A$52,1))),$C358*'hp (pSv cm2)'!$B$2/'hp (pSv cm2)'!$A$2)","v":4.2179200000000003},1.8980639999999999E-4,{"$f":"_xlfn.IFNA(0.997*(INDEX('Mass attenuation coefficients'!$B$2:$B$37,MATCH($C358,'Mass attenuation coefficients'!$A$2:$A$37,1))+($C358-INDEX('Mass attenuation coefficients'!$A$2:$A$37,MATCH($C358,'Mass attenuation coefficients'!$A$2:$A$37,1)))*(INDEX('Mass attenuation coefficients'!$B$2:$B$37,MATCH($C358,'Mass attenuation coefficients'!$A$2:$A$37,1)+1)-INDEX('Mass attenuation coefficients'!$B$2:$B$37,MATCH($C358,'Mass attenuation coefficients'!$A$2:$A$37,1)))/(INDEX('Mass attenuation coefficients'!$A$2:$A$37,MATCH($C358,'Mass attenuation coefficients'!$A$2:$A$37,1)+1)-INDEX('Mass attenuation coefficients'!$A$2:$A$37,MATCH($C358,'Mass attenuation coefficients'!$A$2:$A$37,1)))),0.997*$C358*'Mass attenuation coefficients'!$B$2/'Mass attenuation coefficients'!$A$2)","v":7.3338263180000002E-2},{"$f":"_xlfn.IFNA(INDEX('Shultis Faw'!$C$2:$C$26,MATCH($C358,'Shultis Faw'!$A$2:$A$26,1))+($C358-INDEX('Shultis Faw'!$A$2:$A$26,MATCH($C358,'Shultis Faw'!$A$2:$A$26,1)))*(INDEX('Shultis Faw'!$C$2:$C$26,MATCH($C358,'Shultis Faw'!$A$2:$A$26,1)+1)-INDEX('Shultis Faw'!$C$2:$C$26,MATCH($C358,'Shultis Faw'!$A$2:$A$26,1)))/(INDEX('Shultis Faw'!$A$2:$A$26,MATCH($C358,'Shultis Faw'!$A$2:$A$26,1)+1)-INDEX('Shultis Faw'!$A$2:$A$26,MATCH($C358,'Shultis Faw'!$A$2:$A$26,1))),$C358*'Shultis Faw'!$C$2/'Shultis Faw'!$A$2)","v":2.1420220000000003},{"$f":"_xlfn.IFNA(INDEX('Shultis Faw'!$D$2:$D$26,MATCH($C358,'Shultis Faw'!$A$2:$A$26,1))+($C358-INDEX('Shultis Faw'!$A$2:$A$26,MATCH($C358,'Shultis Faw'!$A$2:$A$26,1)))*(INDEX('Shultis Faw'!$D$2:$D$26,MATCH($C358,'Shultis Faw'!$A$2:$A$26,1)+1)-INDEX('Shultis Faw'!$D$2:$D$26,MATCH($C358,'Shultis Faw'!$A$2:$A$26,1)))/(INDEX('Shultis Faw'!$A$2:$A$26,MATCH($C358,'Shultis Faw'!$A$2:$A$26,1)+1)-INDEX('Shultis Faw'!$A$2:$A$26,MATCH($C358,'Shultis Faw'!$A$2:$A$26,1))),$C358*'Shultis Faw'!$D$2/'Shultis Faw'!$A$2)","v":1.4778740000000001},{"$f":"_xlfn.IFNA(INDEX('Shultis Faw'!$B$2:$B$26,MATCH($C358,'Shultis Faw'!$A$2:$A$26,1))+($C358-INDEX('Shultis Faw'!$A$2:$A$26,MATCH($C358,'Shultis Faw'!$A$2:$A$26,1)))*(INDEX('Shultis Faw'!$B$2:$B$26,MATCH($C358,'Shultis Faw'!$A$2:$A$26,1)+1)-INDEX('Shultis Faw'!$B$2:$B$26,MATCH($C358,'Shultis Faw'!$A$2:$A$26,1)))/(INDEX('Shultis Faw'!$A$2:$A$26,MATCH($C358,'Shultis Faw'!$A$2:$A$26,1)+1)-INDEX('Shultis Faw'!$A$2:$A$26,MATCH($C358,'Shultis Faw'!$A$2:$A$26,1))),$C358*'Shultis Faw'!$B$2/'Shultis Faw'!$A$2)","v":-9.4727999999999993E-2},{"$f":"_xlfn.IFNA(INDEX('Shultis Faw'!$E$2:$E$26,MATCH($C358,'Shultis Faw'!$A$2:$A$26,1))+($C358-INDEX('Shultis Faw'!$A$2:$A$26,MATCH($C358,'Shultis Faw'!$A$2:$A$26,1)))*(INDEX('Shultis Faw'!$E$2:$E$26,MATCH($C358,'Shultis Faw'!$A$2:$A$26,1)+1)-INDEX('Shultis Faw'!$E$2:$E$26,MATCH($C358,'Shultis Faw'!$A$2:$A$26,1)))/(INDEX('Shultis Faw'!$A$2:$A$26,MATCH($C358,'Shultis Faw'!$A$2:$A$26,1)+1)-INDEX('Shultis Faw'!$A$2:$A$26,MATCH($C358,'Shultis Faw'!$A$2:$A$26,1))),$C358*'Shultis Faw'!$E$2/'Shultis Faw'!$A$2)","v":3.9912200000000002E-2},{"$f":"_xlfn.IFNA(INDEX('Shultis Faw'!$F$2:$F$26,MATCH($C358,'Shultis Faw'!$A$2:$A$26,1))+($C358-INDEX('Shultis Faw'!$A$2:$A$26,MATCH($C358,'Shultis Faw'!$A$2:$A$26,1)))*(INDEX('Shultis Faw'!$F$2:$F$26,MATCH($C358,'Shultis Faw'!$A$2:$A$26,1)+1)-INDEX('Shultis Faw'!$F$2:$F$26,MATCH($C358,'Shultis Faw'!$A$2:$A$26,1)))/(INDEX('Shultis Faw'!$A$2:$A$26,MATCH($C358,'Shultis Faw'!$A$2:$A$26,1)+1)-INDEX('Shultis Faw'!$A$2:$A$26,MATCH($C358,'Shultis Faw'!$A$2:$A$26,1))),$C358*'Shultis Faw'!$F$2/'Shultis Faw'!$A$2)","v":14.27012},{"$f":"J358*(H358*'Externe blootstelling'!$D$23/2)^K358+L358*(TANH(((H358*'Externe blootstelling'!$D$23)/(2*M358))-2)-TANH(-2))/(1-TANH(-2))","v":1.4647009889827758},{"$f":"IF(N358=1,1+(I358-1)*H358*'Externe blootstelling'!$D$23/2,1+(I358-1)*(N358^(H358*'Externe blootstelling'!$D$23/2)-1)/(N358-1))","v":2.2821604770139277},{"$f":"G358*EXP(-H358*'Externe blootstelling'!$D$23/2)*O358","v":1.4417866065643531E-4}]
[null," g ",0.98129999999999995,1.5700799999999999E-13,8.3999999999999995E-5,{"$f":"_xlfn.IFNA(INDEX('hp (pSv cm2)'!$B$2:$B$52,MATCH($C359,'hp (pSv cm2)'!$A$2:$A$52,1))+($C359-INDEX('hp (pSv cm2)'!$A$2:$A$52,MATCH($C359,'hp (pSv cm2)'!$A$2:$A$52,1)))*(INDEX('hp (pSv cm2)'!$B$2:$B$52,MATCH($C359,'hp (pSv cm2)'!$A$2:$A$52,1)+1)-INDEX('hp (pSv cm2)'!$B$2:$B$52,MATCH($C359,'hp (pSv cm2)'!$A$2:$A$52,1)))/(INDEX('hp (pSv cm2)'!$A$2:$A$52,MATCH($C359,'hp (pSv cm2)'!$A$2:$A$52,1)+1)-INDEX('hp (pSv cm2)'!$A$2:$A$52,MATCH($C359,'hp (pSv cm2)'!$A$2:$A$52,1))),$C359*'hp (pSv cm2)'!$B$2/'hp (pSv cm2)'!$A$2)","v":4.4189400000000001},3.7119095999999999E-4,{"$f":"_xlfn.IFNA(0.997*(INDEX('Mass attenuation coefficients'!$B$2:$B$37,MATCH($C359,'Mass attenuation coefficients'!$A$2:$A$37,1))+($C359-INDEX('Mass attenuation coefficients'!$A$2:$A$37,MATCH($C359,'Mass attenuation coefficients'!$A$2:$A$37,1)))*(INDEX('Mass attenuation coefficients'!$B$2:$B$37,MATCH($C359,'Mass attenuation coefficients'!$A$2:$A$37,1)+1)-INDEX('Mass attenuation coefficients'!$B$2:$B$37,MATCH($C359,'Mass attenuation coefficients'!$A$2:$A$37,1)))/(INDEX('Mass attenuation coefficients'!$A$2:$A$37,MATCH($C359,'Mass attenuation coefficients'!$A$2:$A$37,1)+1)-INDEX('Mass attenuation coefficients'!$A$2:$A$37,MATCH($C359,'Mass attenuation coefficients'!$A$2:$A$37,1)))),0.997*$C359*'Mass attenuation coefficients'!$B$2/'Mass attenuation coefficients'!$A$2)","v":7.1247070635000007E-2},{"$f":"_xlfn.IFNA(INDEX('Shultis Faw'!$C$2:$C$26,MATCH($C359,'Shultis Faw'!$A$2:$A$26,1))+($C359-INDEX('Shultis Faw'!$A$2:$A$26,MATCH($C359,'Shultis Faw'!$A$2:$A$26,1)))*(INDEX('Shultis Faw'!$C$2:$C$26,MATCH($C359,'Shultis Faw'!$A$2:$A$26,1)+1)-INDEX('Shultis Faw'!$C$2:$C$26,MATCH($C359,'Shultis Faw'!$A$2:$A$26,1)))/(INDEX('Shultis Faw'!$A$2:$A$26,MATCH($C359,'Shultis Faw'!$A$2:$A$26,1)+1)-INDEX('Shultis Faw'!$A$2:$A$26,MATCH($C359,'Shultis Faw'!$A$2:$A$26,1))),$C359*'Shultis Faw'!$C$2/'Shultis Faw'!$A$2)","v":2.1131915000000001},{"$f":"_xlfn.IFNA(INDEX('Shultis Faw'!$D$2:$D$26,MATCH($C359,'Shultis Faw'!$A$2:$A$26,1))+($C359-INDEX('Shultis Faw'!$A$2:$A$26,MATCH($C359,'Shultis Faw'!$A$2:$A$26,1)))*(INDEX('Shultis Faw'!$D$2:$D$26,MATCH($C359,'Shultis Faw'!$A$2:$A$26,1)+1)-INDEX('Shultis Faw'!$D$2:$D$26,MATCH($C359,'Shultis Faw'!$A$2:$A$26,1)))/(INDEX('Shultis Faw'!$A$2:$A$26,MATCH($C359,'Shultis Faw'!$A$2:$A$26,1)+1)-INDEX('Shultis Faw'!$A$2:$A$26,MATCH($C359,'Shultis Faw'!$A$2:$A$26,1))),$C359*'Shultis Faw'!$D$2/'Shultis Faw'!$A$2)","v":1.4506305000000002},{"$f":"_xlfn.IFNA(INDEX('Shultis Faw'!$B$2:$B$26,MATCH($C359,'Shultis Faw'!$A$2:$A$26,1))+($C359-INDEX('Shultis Faw'!$A$2:$A$26,MATCH($C359,'Shultis Faw'!$A$2:$A$26,1)))*(INDEX('Shultis Faw'!$B$2:$B$26,MATCH($C359,'Shultis Faw'!$A$2:$A$26,1)+1)-INDEX('Shultis Faw'!$B$2:$B$26,MATCH($C359,'Shultis Faw'!$A$2:$A$26,1)))/(INDEX('Shultis Faw'!$A$2:$A$26,MATCH($C359,'Shultis Faw'!$A$2:$A$26,1)+1)-INDEX('Shultis Faw'!$A$2:$A$26,MATCH($C359,'Shultis Faw'!$A$2:$A$26,1))),$C359*'Shultis Faw'!$B$2/'Shultis Faw'!$A$2)","v":-9.0495999999999993E-2},{"$f":"_xlfn.IFNA(INDEX('Shultis Faw'!$E$2:$E$26,MATCH($C359,'Shultis Faw'!$A$2:$A$26,1))+($C359-INDEX('Shultis Faw'!$A$2:$A$26,MATCH($C359,'Shultis Faw'!$A$2:$A$26,1)))*(INDEX('Shultis Faw'!$E$2:$E$26,MATCH($C359,'Shultis Faw'!$A$2:$A$26,1)+1)-INDEX('Shultis Faw'!$E$2:$E$26,MATCH($C359,'Shultis Faw'!$A$2:$A$26,1)))/(INDEX('Shultis Faw'!$A$2:$A$26,MATCH($C359,'Shultis Faw'!$A$2:$A$26,1)+1)-INDEX('Shultis Faw'!$A$2:$A$26,MATCH($C359,'Shultis Faw'!$A$2:$A$26,1))),$C359*'Shultis Faw'!$E$2/'Shultis Faw'!$A$2)","v":3.8351650000000001E-2},{"$f":"_xlfn.IFNA(INDEX('Shultis Faw'!$F$2:$F$26,MATCH($C359,'Shultis Faw'!$A$2:$A$26,1))+($C359-INDEX('Shultis Faw'!$A$2:$A$26,MATCH($C359,'Shultis Faw'!$A$2:$A$26,1)))*(INDEX('Shultis Faw'!$F$2:$F$26,MATCH($C359,'Shultis Faw'!$A$2:$A$26,1)+1)-INDEX('Shultis Faw'!$F$2:$F$26,MATCH($C359,'Shultis Faw'!$A$2:$A$26,1)))/(INDEX('Shultis Faw'!$A$2:$A$26,MATCH($C359,'Shultis Faw'!$A$2:$A$26,1)+1)-INDEX('Shultis Faw'!$A$2:$A$26,MATCH($C359,'Shultis Faw'!$A$2:$A$26,1))),$C359*'Shultis Faw'!$F$2/'Shultis Faw'!$A$2)","v":14.233090000000001},{"$f":"J359*(H359*'Externe blootstelling'!$D$23/2)^K359+L359*(TANH(((H359*'Externe blootstelling'!$D$23)/(2*M359))-2)-TANH(-2))/(1-TANH(-2))","v":1.442044994513183},{"$f":"IF(N359=1,1+(I359-1)*H359*'Externe blootstelling'!$D$23/2,1+(I359-1)*(N359^(H359*'Externe blootstelling'!$D$23/2)-1)/(N359-1))","v":2.2056836855352442},{"$f":"G359*EXP(-H359*'Externe blootstelling'!$D$23/2)*O359","v":2.8119492438935821E-4}]
[null," g ",0.98450000000000004,1.5751999999999999E-13,9.4000000000000008E-5,{"$f":"_xlfn.IFNA(INDEX('hp (pSv cm2)'!$B$2:$B$52,MATCH($C360,'hp (pSv cm2)'!$A$2:$A$52,1))+($C360-INDEX('hp (pSv cm2)'!$A$2:$A$52,MATCH($C360,'hp (pSv cm2)'!$A$2:$A$52,1)))*(INDEX('hp (pSv cm2)'!$B$2:$B$52,MATCH($C360,'hp (pSv cm2)'!$A$2:$A$52,1)+1)-INDEX('hp (pSv cm2)'!$B$2:$B$52,MATCH($C360,'hp (pSv cm2)'!$A$2:$A$52,1)))/(INDEX('hp (pSv cm2)'!$A$2:$A$52,MATCH($C360,'hp (pSv cm2)'!$A$2:$A$52,1)+1)-INDEX('hp (pSv cm2)'!$A$2:$A$52,MATCH($C360,'hp (pSv cm2)'!$A$2:$A$52,1))),$C360*'hp (pSv cm2)'!$B$2/'hp (pSv cm2)'!$A$2)","v":4.4311000000000007},4.1652340000000011E-4,{"$f":"_xlfn.IFNA(0.997*(INDEX('Mass attenuation coefficients'!$B$2:$B$37,MATCH($C360,'Mass attenuation coefficients'!$A$2:$A$37,1))+($C360-INDEX('Mass attenuation coefficients'!$A$2:$A$37,MATCH($C360,'Mass attenuation coefficients'!$A$2:$A$37,1)))*(INDEX('Mass attenuation coefficients'!$B$2:$B$37,MATCH($C360,'Mass attenuation coefficients'!$A$2:$A$37,1)+1)-INDEX('Mass attenuation coefficients'!$B$2:$B$37,MATCH($C360,'Mass attenuation coefficients'!$A$2:$A$37,1)))/(INDEX('Mass attenuation coefficients'!$A$2:$A$37,MATCH($C360,'Mass attenuation coefficients'!$A$2:$A$37,1)+1)-INDEX('Mass attenuation coefficients'!$A$2:$A$37,MATCH($C360,'Mass attenuation coefficients'!$A$2:$A$37,1)))),0.997*$C360*'Mass attenuation coefficients'!$B$2/'Mass attenuation coefficients'!$A$2)","v":7.1120571275000002E-2},{"$f":"_xlfn.IFNA(INDEX('Shultis Faw'!$C$2:$C$26,MATCH($C360,'Shultis Faw'!$A$2:$A$26,1))+($C360-INDEX('Shultis Faw'!$A$2:$A$26,MATCH($C360,'Shultis Faw'!$A$2:$A$26,1)))*(INDEX('Shultis Faw'!$C$2:$C$26,MATCH($C360,'Shultis Faw'!$A$2:$A$26,1)+1)-INDEX('Shultis Faw'!$C$2:$C$26,MATCH($C360,'Shultis Faw'!$A$2:$A$26,1)))/(INDEX('Shultis Faw'!$A$2:$A$26,MATCH($C360,'Shultis Faw'!$A$2:$A$26,1)+1)-INDEX('Shultis Faw'!$A$2:$A$26,MATCH($C360,'Shultis Faw'!$A$2:$A$26,1))),$C360*'Shultis Faw'!$C$2/'Shultis Faw'!$A$2)","v":2.1114475000000001},{"$f":"_xlfn.IFNA(INDEX('Shultis Faw'!$D$2:$D$26,MATCH($C360,'Shultis Faw'!$A$2:$A$26,1))+($C360-INDEX('Shultis Faw'!$A$2:$A$26,MATCH($C360,'Shultis Faw'!$A$2:$A$26,1)))*(INDEX('Shultis Faw'!$D$2:$D$26,MATCH($C360,'Shultis Faw'!$A$2:$A$26,1)+1)-INDEX('Shultis Faw'!$D$2:$D$26,MATCH($C360,'Shultis Faw'!$A$2:$A$26,1)))/(INDEX('Shultis Faw'!$A$2:$A$26,MATCH($C360,'Shultis Faw'!$A$2:$A$26,1)+1)-INDEX('Shultis Faw'!$A$2:$A$26,MATCH($C360,'Shultis Faw'!$A$2:$A$26,1))),$C360*'Shultis Faw'!$D$2/'Shultis Faw'!$A$2)","v":1.4489825000000001},{"$f":"_xlfn.IFNA(INDEX('Shultis Faw'!$B$2:$B$26,MATCH($C360,'Shultis Faw'!$A$2:$A$26,1))+($C360-INDEX('Shultis Faw'!$A$2:$A$26,MATCH($C360,'Shultis Faw'!$A$2:$A$26,1)))*(INDEX('Shultis Faw'!$B$2:$B$26,MATCH($C360,'Shultis Faw'!$A$2:$A$26,1)+1)-INDEX('Shultis Faw'!$B$2:$B$26,MATCH($C360,'Shultis Faw'!$A$2:$A$26,1)))/(INDEX('Shultis Faw'!$A$2:$A$26,MATCH($C360,'Shultis Faw'!$A$2:$A$26,1)+1)-INDEX('Shultis Faw'!$A$2:$A$26,MATCH($C360,'Shultis Faw'!$A$2:$A$26,1))),$C360*'Shultis Faw'!$B$2/'Shultis Faw'!$A$2)","v":-9.0239999999999987E-2},{"$f":"_xlfn.IFNA(INDEX('Shultis Faw'!$E$2:$E$26,MATCH($C360,'Shultis Faw'!$A$2:$A$26,1))+($C360-INDEX('Shultis Faw'!$A$2:$A$26,MATCH($C360,'Shultis Faw'!$A$2:$A$26,1)))*(INDEX('Shultis Faw'!$E$2:$E$26,MATCH($C360,'Shultis Faw'!$A$2:$A$26,1)+1)-INDEX('Shultis Faw'!$E$2:$E$26,MATCH($C360,'Shultis Faw'!$A$2:$A$26,1)))/(INDEX('Shultis Faw'!$A$2:$A$26,MATCH($C360,'Shultis Faw'!$A$2:$A$26,1)+1)-INDEX('Shultis Faw'!$A$2:$A$26,MATCH($C360,'Shultis Faw'!$A$2:$A$26,1))),$C360*'Shultis Faw'!$E$2/'Shultis Faw'!$A$2)","v":3.825725E-2},{"$f":"_xlfn.IFNA(INDEX('Shultis Faw'!$F$2:$F$26,MATCH($C360,'Shultis Faw'!$A$2:$A$26,1))+($C360-INDEX('Shultis Faw'!$A$2:$A$26,MATCH($C360,'Shultis Faw'!$A$2:$A$26,1)))*(INDEX('Shultis Faw'!$F$2:$F$26,MATCH($C360,'Shultis Faw'!$A$2:$A$26,1)+1)-INDEX('Shultis Faw'!$F$2:$F$26,MATCH($C360,'Shultis Faw'!$A$2:$A$26,1)))/(INDEX('Shultis Faw'!$A$2:$A$26,MATCH($C360,'Shultis Faw'!$A$2:$A$26,1)+1)-INDEX('Shultis Faw'!$A$2:$A$26,MATCH($C360,'Shultis Faw'!$A$2:$A$26,1))),$C360*'Shultis Faw'!$F$2/'Shultis Faw'!$A$2)","v":14.23085},{"$f":"J360*(H360*'Externe blootstelling'!$D$23/2)^K360+L360*(TANH(((H360*'Externe blootstelling'!$D$23)/(2*M360))-2)-TANH(-2))/(1-TANH(-2))","v":1.440661901751835},{"$f":"IF(N360=1,1+(I360-1)*H360*'Externe blootstelling'!$D$23/2,1+(I360-1)*(N360^(H360*'Externe blootstelling'!$D$23/2)-1)/(N360-1))","v":2.201169740269675},{"$f":"G360*EXP(-H360*'Externe blootstelling'!$D$23/2)*O360","v":3.1548874018887737E-4}]
[null," g ",0.99624999999999997,1.5939999999999998E-13,0.105,{"$f":"_xlfn.IFNA(INDEX('hp (pSv cm2)'!$B$2:$B$52,MATCH($C361,'hp (pSv cm2)'!$A$2:$A$52,1))+($C361-INDEX('hp (pSv cm2)'!$A$2:$A$52,MATCH($C361,'hp (pSv cm2)'!$A$2:$A$52,1)))*(INDEX('hp (pSv cm2)'!$B$2:$B$52,MATCH($C361,'hp (pSv cm2)'!$A$2:$A$52,1)+1)-INDEX('hp (pSv cm2)'!$B$2:$B$52,MATCH($C361,'hp (pSv cm2)'!$A$2:$A$52,1)))/(INDEX('hp (pSv cm2)'!$A$2:$A$52,MATCH($C361,'hp (pSv cm2)'!$A$2:$A$52,1)+1)-INDEX('hp (pSv cm2)'!$A$2:$A$52,MATCH($C361,'hp (pSv cm2)'!$A$2:$A$52,1))),$C361*'hp (pSv cm2)'!$B$2/'hp (pSv cm2)'!$A$2)","v":4.4757499999999997},0.46995374999999995,{"$f":"_xlfn.IFNA(0.997*(INDEX('Mass attenuation coefficients'!$B$2:$B$37,MATCH($C361,'Mass attenuation coefficients'!$A$2:$A$37,1))+($C361-INDEX('Mass attenuation coefficients'!$A$2:$A$37,MATCH($C361,'Mass attenuation coefficients'!$A$2:$A$37,1)))*(INDEX('Mass attenuation coefficients'!$B$2:$B$37,MATCH($C361,'Mass attenuation coefficients'!$A$2:$A$37,1)+1)-INDEX('Mass attenuation coefficients'!$B$2:$B$37,MATCH($C361,'Mass attenuation coefficients'!$A$2:$A$37,1)))/(INDEX('Mass attenuation coefficients'!$A$2:$A$37,MATCH($C361,'Mass attenuation coefficients'!$A$2:$A$37,1)+1)-INDEX('Mass attenuation coefficients'!$A$2:$A$37,MATCH($C361,'Mass attenuation coefficients'!$A$2:$A$37,1)))),0.997*$C361*'Mass attenuation coefficients'!$B$2/'Mass attenuation coefficients'!$A$2)","v":7.0656081437500004E-2},{"$f":"_xlfn.IFNA(INDEX('Shultis Faw'!$C$2:$C$26,MATCH($C361,'Shultis Faw'!$A$2:$A$26,1))+($C361-INDEX('Shultis Faw'!$A$2:$A$26,MATCH($C361,'Shultis Faw'!$A$2:$A$26,1)))*(INDEX('Shultis Faw'!$C$2:$C$26,MATCH($C361,'Shultis Faw'!$A$2:$A$26,1)+1)-INDEX('Shultis Faw'!$C$2:$C$26,MATCH($C361,'Shultis Faw'!$A$2:$A$26,1)))/(INDEX('Shultis Faw'!$A$2:$A$26,MATCH($C361,'Shultis Faw'!$A$2:$A$26,1)+1)-INDEX('Shultis Faw'!$A$2:$A$26,MATCH($C361,'Shultis Faw'!$A$2:$A$26,1))),$C361*'Shultis Faw'!$C$2/'Shultis Faw'!$A$2)","v":2.1050437500000001},{"$f":"_xlfn.IFNA(INDEX('Shultis Faw'!$D$2:$D$26,MATCH($C361,'Shultis Faw'!$A$2:$A$26,1))+($C361-INDEX('Shultis Faw'!$A$2:$A$26,MATCH($C361,'Shultis Faw'!$A$2:$A$26,1)))*(INDEX('Shultis Faw'!$D$2:$D$26,MATCH($C361,'Shultis Faw'!$A$2:$A$26,1)+1)-INDEX('Shultis Faw'!$D$2:$D$26,MATCH($C361,'Shultis Faw'!$A$2:$A$26,1)))/(INDEX('Shultis Faw'!$A$2:$A$26,MATCH($C361,'Shultis Faw'!$A$2:$A$26,1)+1)-INDEX('Shultis Faw'!$A$2:$A$26,MATCH($C361,'Shultis Faw'!$A$2:$A$26,1))),$C361*'Shultis Faw'!$D$2/'Shultis Faw'!$A$2)","v":1.44293125},{"$f":"_xlfn.IFNA(INDEX('Shultis Faw'!$B$2:$B$26,MATCH($C361,'Shultis Faw'!$A$2:$A$26,1))+($C361-INDEX('Shultis Faw'!$A$2:$A$26,MATCH($C361,'Shultis Faw'!$A$2:$A$26,1)))*(INDEX('Shultis Faw'!$B$2:$B$26,MATCH($C361,'Shultis Faw'!$A$2:$A$26,1)+1)-INDEX('Shultis Faw'!$B$2:$B$26,MATCH($C361,'Shultis Faw'!$A$2:$A$26,1)))/(INDEX('Shultis Faw'!$A$2:$A$26,MATCH($C361,'Shultis Faw'!$A$2:$A$26,1)+1)-INDEX('Shultis Faw'!$A$2:$A$26,MATCH($C361,'Shultis Faw'!$A$2:$A$26,1))),$C361*'Shultis Faw'!$B$2/'Shultis Faw'!$A$2)","v":-8.929999999999999E-2},{"$f":"_xlfn.IFNA(INDEX('Shultis Faw'!$E$2:$E$26,MATCH($C361,'Shultis Faw'!$A$2:$A$26,1))+($C361-INDEX('Shultis Faw'!$A$2:$A$26,MATCH($C361,'Shultis Faw'!$A$2:$A$26,1)))*(INDEX('Shultis Faw'!$E$2:$E$26,MATCH($C361,'Shultis Faw'!$A$2:$A$26,1)+1)-INDEX('Shultis Faw'!$E$2:$E$26,MATCH($C361,'Shultis Faw'!$A$2:$A$26,1)))/(INDEX('Shultis Faw'!$A$2:$A$26,MATCH($C361,'Shultis Faw'!$A$2:$A$26,1)+1)-INDEX('Shultis Faw'!$A$2:$A$26,MATCH($C361,'Shultis Faw'!$A$2:$A$26,1))),$C361*'Shultis Faw'!$E$2/'Shultis Faw'!$A$2)","v":3.7910625000000003E-2},{"$f":"_xlfn.IFNA(INDEX('Shultis Faw'!$F$2:$F$26,MATCH($C361,'Shultis Faw'!$A$2:$A$26,1))+($C361-INDEX('Shultis Faw'!$A$2:$A$26,MATCH($C361,'Shultis Faw'!$A$2:$A$26,1)))*(INDEX('Shultis Faw'!$F$2:$F$26,MATCH($C361,'Shultis Faw'!$A$2:$A$26,1)+1)-INDEX('Shultis Faw'!$F$2:$F$26,MATCH($C361,'Shultis Faw'!$A$2:$A$26,1)))/(INDEX('Shultis Faw'!$A$2:$A$26,MATCH($C361,'Shultis Faw'!$A$2:$A$26,1)+1)-INDEX('Shultis Faw'!$A$2:$A$26,MATCH($C361,'Shultis Faw'!$A$2:$A$26,1))),$C361*'Shultis Faw'!$F$2/'Shultis Faw'!$A$2)","v":14.222625000000001},{"$f":"J361*(H361*'Externe blootstelling'!$D$23/2)^K361+L361*(TANH(((H361*'Externe blootstelling'!$D$23)/(2*M361))-2)-TANH(-2))/(1-TANH(-2))","v":1.4355710552358882},{"$f":"IF(N361=1,1+(I361-1)*H361*'Externe blootstelling'!$D$23/2,1+(I361-1)*(N361^(H361*'Externe blootstelling'!$D$23/2)-1)/(N361-1))","v":2.1847029595028706},{"$f":"G361*EXP(-H361*'Externe blootstelling'!$D$23/2)*O361","v":0.35576590276209852}]
[null," g ",1.004718,1.6075488E-13,0.17859999999999998,{"$f":"_xlfn.IFNA(INDEX('hp (pSv cm2)'!$B$2:$B$52,MATCH($C362,'hp (pSv cm2)'!$A$2:$A$52,1))+($C362-INDEX('hp (pSv cm2)'!$A$2:$A$52,MATCH($C362,'hp (pSv cm2)'!$A$2:$A$52,1)))*(INDEX('hp (pSv cm2)'!$B$2:$B$52,MATCH($C362,'hp (pSv cm2)'!$A$2:$A$52,1)+1)-INDEX('hp (pSv cm2)'!$B$2:$B$52,MATCH($C362,'hp (pSv cm2)'!$A$2:$A$52,1)))/(INDEX('hp (pSv cm2)'!$A$2:$A$52,MATCH($C362,'hp (pSv cm2)'!$A$2:$A$52,1)+1)-INDEX('hp (pSv cm2)'!$A$2:$A$52,MATCH($C362,'hp (pSv cm2)'!$A$2:$A$52,1))),$C362*'hp (pSv cm2)'!$B$2/'hp (pSv cm2)'!$A$2)","v":4.50538068},0.80466098944799991,{"$f":"_xlfn.IFNA(0.997*(INDEX('Mass attenuation coefficients'!$B$2:$B$37,MATCH($C362,'Mass attenuation coefficients'!$A$2:$A$37,1))+($C362-INDEX('Mass attenuation coefficients'!$A$2:$A$37,MATCH($C362,'Mass attenuation coefficients'!$A$2:$A$37,1)))*(INDEX('Mass attenuation coefficients'!$B$2:$B$37,MATCH($C362,'Mass attenuation coefficients'!$A$2:$A$37,1)+1)-INDEX('Mass attenuation coefficients'!$B$2:$B$37,MATCH($C362,'Mass attenuation coefficients'!$A$2:$A$37,1)))/(INDEX('Mass attenuation coefficients'!$A$2:$A$37,MATCH($C362,'Mass attenuation coefficients'!$A$2:$A$37,1)+1)-INDEX('Mass attenuation coefficients'!$A$2:$A$37,MATCH($C362,'Mass attenuation coefficients'!$A$2:$A$37,1)))),0.997*$C362*'Mass attenuation coefficients'!$B$2/'Mass attenuation coefficients'!$A$2)","v":7.036691277384001E-2},{"$f":"_xlfn.IFNA(INDEX('Shultis Faw'!$C$2:$C$26,MATCH($C362,'Shultis Faw'!$A$2:$A$26,1))+($C362-INDEX('Shultis Faw'!$A$2:$A$26,MATCH($C362,'Shultis Faw'!$A$2:$A$26,1)))*(INDEX('Shultis Faw'!$C$2:$C$26,MATCH($C362,'Shultis Faw'!$A$2:$A$26,1)+1)-INDEX('Shultis Faw'!$C$2:$C$26,MATCH($C362,'Shultis Faw'!$A$2:$A$26,1)))/(INDEX('Shultis Faw'!$A$2:$A$26,MATCH($C362,'Shultis Faw'!$A$2:$A$26,1)+1)-INDEX('Shultis Faw'!$A$2:$A$26,MATCH($C362,'Shultis Faw'!$A$2:$A$26,1))),$C362*'Shultis Faw'!$C$2/'Shultis Faw'!$A$2)","v":2.1014524960000003},{"$f":"_xlfn.IFNA(INDEX('Shultis Faw'!$D$2:$D$26,MATCH($C362,'Shultis Faw'!$A$2:$A$26,1))+($C362-INDEX('Shultis Faw'!$A$2:$A$26,MATCH($C362,'Shultis Faw'!$A$2:$A$26,1)))*(INDEX('Shultis Faw'!$D$2:$D$26,MATCH($C362,'Shultis Faw'!$A$2:$A$26,1)+1)-INDEX('Shultis Faw'!$D$2:$D$26,MATCH($C362,'Shultis Faw'!$A$2:$A$26,1)))/(INDEX('Shultis Faw'!$A$2:$A$26,MATCH($C362,'Shultis Faw'!$A$2:$A$26,1)+1)-INDEX('Shultis Faw'!$A$2:$A$26,MATCH($C362,'Shultis Faw'!$A$2:$A$26,1))),$C362*'Shultis Faw'!$D$2/'Shultis Faw'!$A$2)","v":1.4393770080000001},{"$f":"_xlfn.IFNA(INDEX('Shultis Faw'!$B$2:$B$26,MATCH($C362,'Shultis Faw'!$A$2:$A$26,1))+($C362-INDEX('Shultis Faw'!$A$2:$A$26,MATCH($C362,'Shultis Faw'!$A$2:$A$26,1)))*(INDEX('Shultis Faw'!$B$2:$B$26,MATCH($C362,'Shultis Faw'!$A$2:$A$26,1)+1)-INDEX('Shultis Faw'!$B$2:$B$26,MATCH($C362,'Shultis Faw'!$A$2:$A$26,1)))/(INDEX('Shultis Faw'!$A$2:$A$26,MATCH($C362,'Shultis Faw'!$A$2:$A$26,1)+1)-INDEX('Shultis Faw'!$A$2:$A$26,MATCH($C362,'Shultis Faw'!$A$2:$A$26,1))),$C362*'Shultis Faw'!$B$2/'Shultis Faw'!$A$2)","v":-8.8707483999999989E-2},{"$f":"_xlfn.IFNA(INDEX('Shultis Faw'!$E$2:$E$26,MATCH($C362,'Shultis Faw'!$A$2:$A$26,1))+($C362-INDEX('Shultis Faw'!$A$2:$A$26,MATCH($C362,'Shultis Faw'!$A$2:$A$26,1)))*(INDEX('Shultis Faw'!$E$2:$E$26,MATCH($C362,'Shultis Faw'!$A$2:$A$26,1)+1)-INDEX('Shultis Faw'!$E$2:$E$26,MATCH($C362,'Shultis Faw'!$A$2:$A$26,1)))/(INDEX('Shultis Faw'!$A$2:$A$26,MATCH($C362,'Shultis Faw'!$A$2:$A$26,1)+1)-INDEX('Shultis Faw'!$A$2:$A$26,MATCH($C362,'Shultis Faw'!$A$2:$A$26,1))),$C362*'Shultis Faw'!$E$2/'Shultis Faw'!$A$2)","v":3.7675444799999999E-2},{"$f":"_xlfn.IFNA(INDEX('Shultis Faw'!$F$2:$F$26,MATCH($C362,'Shultis Faw'!$A$2:$A$26,1))+($C362-INDEX('Shultis Faw'!$A$2:$A$26,MATCH($C362,'Shultis Faw'!$A$2:$A$26,1)))*(INDEX('Shultis Faw'!$F$2:$F$26,MATCH($C362,'Shultis Faw'!$A$2:$A$26,1)+1)-INDEX('Shultis Faw'!$F$2:$F$26,MATCH($C362,'Shultis Faw'!$A$2:$A$26,1)))/(INDEX('Shultis Faw'!$A$2:$A$26,MATCH($C362,'Shultis Faw'!$A$2:$A$26,1)+1)-INDEX('Shultis Faw'!$A$2:$A$26,MATCH($C362,'Shultis Faw'!$A$2:$A$26,1))),$C362*'Shultis Faw'!$F$2/'Shultis Faw'!$A$2)","v":14.222830800000001},{"$f":"J362*(H362*'Externe blootstelling'!$D$23/2)^K362+L362*(TANH(((H362*'Externe blootstelling'!$D$23)/(2*M362))-2)-TANH(-2))/(1-TANH(-2))","v":1.4326044017994346},{"$f":"IF(N362=1,1+(I362-1)*H362*'Externe blootstelling'!$D$23/2,1+(I362-1)*(N362^(H362*'Externe blootstelling'!$D$23/2)-1)/(N362-1))","v":2.1749638951779335},{"$f":"G362*EXP(-H362*'Externe blootstelling'!$D$23/2)*O362","v":0.60906770188655479}]
[null," g ",1.0127999999999999,1.6204799999999998E-13,3.0000000000000001E-5,{"$f":"_xlfn.IFNA(INDEX('hp (pSv cm2)'!$B$2:$B$52,MATCH($C363,'hp (pSv cm2)'!$A$2:$A$52,1))+($C363-INDEX('hp (pSv cm2)'!$A$2:$A$52,MATCH($C363,'hp (pSv cm2)'!$A$2:$A$52,1)))*(INDEX('hp (pSv cm2)'!$B$2:$B$52,MATCH($C363,'hp (pSv cm2)'!$A$2:$A$52,1)+1)-INDEX('hp (pSv cm2)'!$B$2:$B$52,MATCH($C363,'hp (pSv cm2)'!$A$2:$A$52,1)))/(INDEX('hp (pSv cm2)'!$A$2:$A$52,MATCH($C363,'hp (pSv cm2)'!$A$2:$A$52,1)+1)-INDEX('hp (pSv cm2)'!$A$2:$A$52,MATCH($C363,'hp (pSv cm2)'!$A$2:$A$52,1))),$C363*'hp (pSv cm2)'!$B$2/'hp (pSv cm2)'!$A$2)","v":4.5317280000000002},1.3595184000000002E-4,{"$f":"_xlfn.IFNA(0.997*(INDEX('Mass attenuation coefficients'!$B$2:$B$37,MATCH($C363,'Mass attenuation coefficients'!$A$2:$A$37,1))+($C363-INDEX('Mass attenuation coefficients'!$A$2:$A$37,MATCH($C363,'Mass attenuation coefficients'!$A$2:$A$37,1)))*(INDEX('Mass attenuation coefficients'!$B$2:$B$37,MATCH($C363,'Mass attenuation coefficients'!$A$2:$A$37,1)+1)-INDEX('Mass attenuation coefficients'!$B$2:$B$37,MATCH($C363,'Mass attenuation coefficients'!$A$2:$A$37,1)))/(INDEX('Mass attenuation coefficients'!$A$2:$A$37,MATCH($C363,'Mass attenuation coefficients'!$A$2:$A$37,1)+1)-INDEX('Mass attenuation coefficients'!$A$2:$A$37,MATCH($C363,'Mass attenuation coefficients'!$A$2:$A$37,1)))),0.997*$C363*'Mass attenuation coefficients'!$B$2/'Mass attenuation coefficients'!$A$2)","v":7.0125502463999997E-2},{"$f":"_xlfn.IFNA(INDEX('Shultis Faw'!$C$2:$C$26,MATCH($C363,'Shultis Faw'!$A$2:$A$26,1))+($C363-INDEX('Shultis Faw'!$A$2:$A$26,MATCH($C363,'Shultis Faw'!$A$2:$A$26,1)))*(INDEX('Shultis Faw'!$C$2:$C$26,MATCH($C363,'Shultis Faw'!$A$2:$A$26,1)+1)-INDEX('Shultis Faw'!$C$2:$C$26,MATCH($C363,'Shultis Faw'!$A$2:$A$26,1)))/(INDEX('Shultis Faw'!$A$2:$A$26,MATCH($C363,'Shultis Faw'!$A$2:$A$26,1)+1)-INDEX('Shultis Faw'!$A$2:$A$26,MATCH($C363,'Shultis Faw'!$A$2:$A$26,1))),$C363*'Shultis Faw'!$C$2/'Shultis Faw'!$A$2)","v":2.0988016000000003},{"$f":"_xlfn.IFNA(INDEX('Shultis Faw'!$D$2:$D$26,MATCH($C363,'Shultis Faw'!$A$2:$A$26,1))+($C363-INDEX('Shultis Faw'!$A$2:$A$26,MATCH($C363,'Shultis Faw'!$A$2:$A$26,1)))*(INDEX('Shultis Faw'!$D$2:$D$26,MATCH($C363,'Shultis Faw'!$A$2:$A$26,1)+1)-INDEX('Shultis Faw'!$D$2:$D$26,MATCH($C363,'Shultis Faw'!$A$2:$A$26,1)))/(INDEX('Shultis Faw'!$A$2:$A$26,MATCH($C363,'Shultis Faw'!$A$2:$A$26,1)+1)-INDEX('Shultis Faw'!$A$2:$A$26,MATCH($C363,'Shultis Faw'!$A$2:$A$26,1))),$C363*'Shultis Faw'!$D$2/'Shultis Faw'!$A$2)","v":1.4365968},{"$f":"_xlfn.IFNA(INDEX('Shultis Faw'!$B$2:$B$26,MATCH($C363,'Shultis Faw'!$A$2:$A$26,1))+($C363-INDEX('Shultis Faw'!$A$2:$A$26,MATCH($C363,'Shultis Faw'!$A$2:$A$26,1)))*(INDEX('Shultis Faw'!$B$2:$B$26,MATCH($C363,'Shultis Faw'!$A$2:$A$26,1)+1)-INDEX('Shultis Faw'!$B$2:$B$26,MATCH($C363,'Shultis Faw'!$A$2:$A$26,1)))/(INDEX('Shultis Faw'!$A$2:$A$26,MATCH($C363,'Shultis Faw'!$A$2:$A$26,1)+1)-INDEX('Shultis Faw'!$A$2:$A$26,MATCH($C363,'Shultis Faw'!$A$2:$A$26,1))),$C363*'Shultis Faw'!$B$2/'Shultis Faw'!$A$2)","v":-8.8206400000000004E-2},{"$f":"_xlfn.IFNA(INDEX('Shultis Faw'!$E$2:$E$26,MATCH($C363,'Shultis Faw'!$A$2:$A$26,1))+($C363-INDEX('Shultis Faw'!$A$2:$A$26,MATCH($C363,'Shultis Faw'!$A$2:$A$26,1)))*(INDEX('Shultis Faw'!$E$2:$E$26,MATCH($C363,'Shultis Faw'!$A$2:$A$26,1)+1)-INDEX('Shultis Faw'!$E$2:$E$26,MATCH($C363,'Shultis Faw'!$A$2:$A$26,1)))/(INDEX('Shultis Faw'!$A$2:$A$26,MATCH($C363,'Shultis Faw'!$A$2:$A$26,1)+1)-INDEX('Shultis Faw'!$A$2:$A$26,MATCH($C363,'Shultis Faw'!$A$2:$A$26,1))),$C363*'Shultis Faw'!$E$2/'Shultis Faw'!$A$2)","v":3.7462080000000002E-2},{"$f":"_xlfn.IFNA(INDEX('Shultis Faw'!$F$2:$F$26,MATCH($C363,'Shultis Faw'!$A$2:$A$26,1))+($C363-INDEX('Shultis Faw'!$A$2:$A$26,MATCH($C363,'Shultis Faw'!$A$2:$A$26,1)))*(INDEX('Shultis Faw'!$F$2:$F$26,MATCH($C363,'Shultis Faw'!$A$2:$A$26,1)+1)-INDEX('Shultis Faw'!$F$2:$F$26,MATCH($C363,'Shultis Faw'!$A$2:$A$26,1)))/(INDEX('Shultis Faw'!$A$2:$A$26,MATCH($C363,'Shultis Faw'!$A$2:$A$26,1)+1)-INDEX('Shultis Faw'!$A$2:$A$26,MATCH($C363,'Shultis Faw'!$A$2:$A$26,1))),$C363*'Shultis Faw'!$F$2/'Shultis Faw'!$A$2)","v":14.227680000000001},{"$f":"J363*(H363*'Externe blootstelling'!$D$23/2)^K363+L363*(TANH(((H363*'Externe blootstelling'!$D$23)/(2*M363))-2)-TANH(-2))/(1-TANH(-2))","v":1.4303086127842823},{"$f":"IF(N363=1,1+(I363-1)*H363*'Externe blootstelling'!$D$23/2,1+(I363-1)*(N363^(H363*'Externe blootstelling'!$D$23/2)-1)/(N363-1))","v":2.1672523694082231},{"$f":"G363*EXP(-H363*'Externe blootstelling'!$D$23/2)*O363","v":1.0291242094621745E-4}]
[null," g ",1.0229999999999999,1.6367999999999996E-13,6.6000000000000005E-5,{"$f":"_xlfn.IFNA(INDEX('hp (pSv cm2)'!$B$2:$B$52,MATCH($C364,'hp (pSv cm2)'!$A$2:$A$52,1))+($C364-INDEX('hp (pSv cm2)'!$A$2:$A$52,MATCH($C364,'hp (pSv cm2)'!$A$2:$A$52,1)))*(INDEX('hp (pSv cm2)'!$B$2:$B$52,MATCH($C364,'hp (pSv cm2)'!$A$2:$A$52,1)+1)-INDEX('hp (pSv cm2)'!$B$2:$B$52,MATCH($C364,'hp (pSv cm2)'!$A$2:$A$52,1)))/(INDEX('hp (pSv cm2)'!$A$2:$A$52,MATCH($C364,'hp (pSv cm2)'!$A$2:$A$52,1)+1)-INDEX('hp (pSv cm2)'!$A$2:$A$52,MATCH($C364,'hp (pSv cm2)'!$A$2:$A$52,1))),$C364*'hp (pSv cm2)'!$B$2/'hp (pSv cm2)'!$A$2)","v":4.5649800000000003},3.0128868000000003E-4,{"$f":"_xlfn.IFNA(0.997*(INDEX('Mass attenuation coefficients'!$B$2:$B$37,MATCH($C364,'Mass attenuation coefficients'!$A$2:$A$37,1))+($C364-INDEX('Mass attenuation coefficients'!$A$2:$A$37,MATCH($C364,'Mass attenuation coefficients'!$A$2:$A$37,1)))*(INDEX('Mass attenuation coefficients'!$B$2:$B$37,MATCH($C364,'Mass attenuation coefficients'!$A$2:$A$37,1)+1)-INDEX('Mass attenuation coefficients'!$B$2:$B$37,MATCH($C364,'Mass attenuation coefficients'!$A$2:$A$37,1)))/(INDEX('Mass attenuation coefficients'!$A$2:$A$37,MATCH($C364,'Mass attenuation coefficients'!$A$2:$A$37,1)+1)-INDEX('Mass attenuation coefficients'!$A$2:$A$37,MATCH($C364,'Mass attenuation coefficients'!$A$2:$A$37,1)))),0.997*$C364*'Mass attenuation coefficients'!$B$2/'Mass attenuation coefficients'!$A$2)","v":6.9820827240000008E-2},{"$f":"_xlfn.IFNA(INDEX('Shultis Faw'!$C$2:$C$26,MATCH($C364,'Shultis Faw'!$A$2:$A$26,1))+($C364-INDEX('Shultis Faw'!$A$2:$A$26,MATCH($C364,'Shultis Faw'!$A$2:$A$26,1)))*(INDEX('Shultis Faw'!$C$2:$C$26,MATCH($C364,'Shultis Faw'!$A$2:$A$26,1)+1)-INDEX('Shultis Faw'!$C$2:$C$26,MATCH($C364,'Shultis Faw'!$A$2:$A$26,1)))/(INDEX('Shultis Faw'!$A$2:$A$26,MATCH($C364,'Shultis Faw'!$A$2:$A$26,1)+1)-INDEX('Shultis Faw'!$A$2:$A$26,MATCH($C364,'Shultis Faw'!$A$2:$A$26,1))),$C364*'Shultis Faw'!$C$2/'Shultis Faw'!$A$2)","v":2.0954560000000004},{"$f":"_xlfn.IFNA(INDEX('Shultis Faw'!$D$2:$D$26,MATCH($C364,'Shultis Faw'!$A$2:$A$26,1))+($C364-INDEX('Shultis Faw'!$A$2:$A$26,MATCH($C364,'Shultis Faw'!$A$2:$A$26,1)))*(INDEX('Shultis Faw'!$D$2:$D$26,MATCH($C364,'Shultis Faw'!$A$2:$A$26,1)+1)-INDEX('Shultis Faw'!$D$2:$D$26,MATCH($C364,'Shultis Faw'!$A$2:$A$26,1)))/(INDEX('Shultis Faw'!$A$2:$A$26,MATCH($C364,'Shultis Faw'!$A$2:$A$26,1)+1)-INDEX('Shultis Faw'!$A$2:$A$26,MATCH($C364,'Shultis Faw'!$A$2:$A$26,1))),$C364*'Shultis Faw'!$D$2/'Shultis Faw'!$A$2)","v":1.4330880000000001},{"$f":"_xlfn.IFNA(INDEX('Shultis Faw'!$B$2:$B$26,MATCH($C364,'Shultis Faw'!$A$2:$A$26,1))+($C364-INDEX('Shultis Faw'!$A$2:$A$26,MATCH($C364,'Shultis Faw'!$A$2:$A$26,1)))*(INDEX('Shultis Faw'!$B$2:$B$26,MATCH($C364,'Shultis Faw'!$A$2:$A$26,1)+1)-INDEX('Shultis Faw'!$B$2:$B$26,MATCH($C364,'Shultis Faw'!$A$2:$A$26,1)))/(INDEX('Shultis Faw'!$A$2:$A$26,MATCH($C364,'Shultis Faw'!$A$2:$A$26,1)+1)-INDEX('Shultis Faw'!$A$2:$A$26,MATCH($C364,'Shultis Faw'!$A$2:$A$26,1))),$C364*'Shultis Faw'!$B$2/'Shultis Faw'!$A$2)","v":-8.7573999999999999E-2},{"$f":"_xlfn.IFNA(INDEX('Shultis Faw'!$E$2:$E$26,MATCH($C364,'Shultis Faw'!$A$2:$A$26,1))+($C364-INDEX('Shultis Faw'!$A$2:$A$26,MATCH($C364,'Shultis Faw'!$A$2:$A$26,1)))*(INDEX('Shultis Faw'!$E$2:$E$26,MATCH($C364,'Shultis Faw'!$A$2:$A$26,1)+1)-INDEX('Shultis Faw'!$E$2:$E$26,MATCH($C364,'Shultis Faw'!$A$2:$A$26,1)))/(INDEX('Shultis Faw'!$A$2:$A$26,MATCH($C364,'Shultis Faw'!$A$2:$A$26,1)+1)-INDEX('Shultis Faw'!$A$2:$A$26,MATCH($C364,'Shultis Faw'!$A$2:$A$26,1))),$C364*'Shultis Faw'!$E$2/'Shultis Faw'!$A$2)","v":3.7192800000000005E-2},{"$f":"_xlfn.IFNA(INDEX('Shultis Faw'!$F$2:$F$26,MATCH($C364,'Shultis Faw'!$A$2:$A$26,1))+($C364-INDEX('Shultis Faw'!$A$2:$A$26,MATCH($C364,'Shultis Faw'!$A$2:$A$26,1)))*(INDEX('Shultis Faw'!$F$2:$F$26,MATCH($C364,'Shultis Faw'!$A$2:$A$26,1)+1)-INDEX('Shultis Faw'!$F$2:$F$26,MATCH($C364,'Shultis Faw'!$A$2:$A$26,1)))/(INDEX('Shultis Faw'!$A$2:$A$26,MATCH($C364,'Shultis Faw'!$A$2:$A$26,1)+1)-INDEX('Shultis Faw'!$A$2:$A$26,MATCH($C364,'Shultis Faw'!$A$2:$A$26,1))),$C364*'Shultis Faw'!$F$2/'Shultis Faw'!$A$2)","v":14.2338},{"$f":"J364*(H364*'Externe blootstelling'!$D$23/2)^K364+L364*(TANH(((H364*'Externe blootstelling'!$D$23)/(2*M364))-2)-TANH(-2))/(1-TANH(-2))","v":1.4274039004754953},{"$f":"IF(N364=1,1+(I364-1)*H364*'Externe blootstelling'!$D$23/2,1+(I364-1)*(N364^(H364*'Externe blootstelling'!$D$23/2)-1)/(N364-1))","v":2.1575737110952335},{"$f":"G364*EXP(-H364*'Externe blootstelling'!$D$23/2)*O364","v":2.2809011104246525E-4}]
[null," g ",1.0334000000000001,1.6534400000000002E-13,1.1900000000000001E-4,{"$f":"_xlfn.IFNA(INDEX('hp (pSv cm2)'!$B$2:$B$52,MATCH($C365,'hp (pSv cm2)'!$A$2:$A$52,1))+($C365-INDEX('hp (pSv cm2)'!$A$2:$A$52,MATCH($C365,'hp (pSv cm2)'!$A$2:$A$52,1)))*(INDEX('hp (pSv cm2)'!$B$2:$B$52,MATCH($C365,'hp (pSv cm2)'!$A$2:$A$52,1)+1)-INDEX('hp (pSv cm2)'!$B$2:$B$52,MATCH($C365,'hp (pSv cm2)'!$A$2:$A$52,1)))/(INDEX('hp (pSv cm2)'!$A$2:$A$52,MATCH($C365,'hp (pSv cm2)'!$A$2:$A$52,1)+1)-INDEX('hp (pSv cm2)'!$A$2:$A$52,MATCH($C365,'hp (pSv cm2)'!$A$2:$A$52,1))),$C365*'hp (pSv cm2)'!$B$2/'hp (pSv cm2)'!$A$2)","v":4.5988840000000009},5.4726719600000013E-4,{"$f":"_xlfn.IFNA(0.997*(INDEX('Mass attenuation coefficients'!$B$2:$B$37,MATCH($C365,'Mass attenuation coefficients'!$A$2:$A$37,1))+($C365-INDEX('Mass attenuation coefficients'!$A$2:$A$37,MATCH($C365,'Mass attenuation coefficients'!$A$2:$A$37,1)))*(INDEX('Mass attenuation coefficients'!$B$2:$B$37,MATCH($C365,'Mass attenuation coefficients'!$A$2:$A$37,1)+1)-INDEX('Mass attenuation coefficients'!$B$2:$B$37,MATCH($C365,'Mass attenuation coefficients'!$A$2:$A$37,1)))/(INDEX('Mass attenuation coefficients'!$A$2:$A$37,MATCH($C365,'Mass attenuation coefficients'!$A$2:$A$37,1)+1)-INDEX('Mass attenuation coefficients'!$A$2:$A$37,MATCH($C365,'Mass attenuation coefficients'!$A$2:$A$37,1)))),0.997*$C365*'Mass attenuation coefficients'!$B$2/'Mass attenuation coefficients'!$A$2)","v":6.9510177992000002E-2},{"$f":"_xlfn.IFNA(INDEX('Shultis Faw'!$C$2:$C$26,MATCH($C365,'Shultis Faw'!$A$2:$A$26,1))+($C365-INDEX('Shultis Faw'!$A$2:$A$26,MATCH($C365,'Shultis Faw'!$A$2:$A$26,1)))*(INDEX('Shultis Faw'!$C$2:$C$26,MATCH($C365,'Shultis Faw'!$A$2:$A$26,1)+1)-INDEX('Shultis Faw'!$C$2:$C$26,MATCH($C365,'Shultis Faw'!$A$2:$A$26,1)))/(INDEX('Shultis Faw'!$A$2:$A$26,MATCH($C365,'Shultis Faw'!$A$2:$A$26,1)+1)-INDEX('Shultis Faw'!$A$2:$A$26,MATCH($C365,'Shultis Faw'!$A$2:$A$26,1))),$C365*'Shultis Faw'!$C$2/'Shultis Faw'!$A$2)","v":2.0920448},{"$f":"_xlfn.IFNA(INDEX('Shultis Faw'!$D$2:$D$26,MATCH($C365,'Shultis Faw'!$A$2:$A$26,1))+($C365-INDEX('Shultis Faw'!$A$2:$A$26,MATCH($C365,'Shultis Faw'!$A$2:$A$26,1)))*(INDEX('Shultis Faw'!$D$2:$D$26,MATCH($C365,'Shultis Faw'!$A$2:$A$26,1)+1)-INDEX('Shultis Faw'!$D$2:$D$26,MATCH($C365,'Shultis Faw'!$A$2:$A$26,1)))/(INDEX('Shultis Faw'!$A$2:$A$26,MATCH($C365,'Shultis Faw'!$A$2:$A$26,1)+1)-INDEX('Shultis Faw'!$A$2:$A$26,MATCH($C365,'Shultis Faw'!$A$2:$A$26,1))),$C365*'Shultis Faw'!$D$2/'Shultis Faw'!$A$2)","v":1.4295104000000001},{"$f":"_xlfn.IFNA(INDEX('Shultis Faw'!$B$2:$B$26,MATCH($C365,'Shultis Faw'!$A$2:$A$26,1))+($C365-INDEX('Shultis Faw'!$A$2:$A$26,MATCH($C365,'Shultis Faw'!$A$2:$A$26,1)))*(INDEX('Shultis Faw'!$B$2:$B$26,MATCH($C365,'Shultis Faw'!$A$2:$A$26,1)+1)-INDEX('Shultis Faw'!$B$2:$B$26,MATCH($C365,'Shultis Faw'!$A$2:$A$26,1)))/(INDEX('Shultis Faw'!$A$2:$A$26,MATCH($C365,'Shultis Faw'!$A$2:$A$26,1)+1)-INDEX('Shultis Faw'!$A$2:$A$26,MATCH($C365,'Shultis Faw'!$A$2:$A$26,1))),$C365*'Shultis Faw'!$B$2/'Shultis Faw'!$A$2)","v":-8.6929199999999984E-2},{"$f":"_xlfn.IFNA(INDEX('Shultis Faw'!$E$2:$E$26,MATCH($C365,'Shultis Faw'!$A$2:$A$26,1))+($C365-INDEX('Shultis Faw'!$A$2:$A$26,MATCH($C365,'Shultis Faw'!$A$2:$A$26,1)))*(INDEX('Shultis Faw'!$E$2:$E$26,MATCH($C365,'Shultis Faw'!$A$2:$A$26,1)+1)-INDEX('Shultis Faw'!$E$2:$E$26,MATCH($C365,'Shultis Faw'!$A$2:$A$26,1)))/(INDEX('Shultis Faw'!$A$2:$A$26,MATCH($C365,'Shultis Faw'!$A$2:$A$26,1)+1)-INDEX('Shultis Faw'!$A$2:$A$26,MATCH($C365,'Shultis Faw'!$A$2:$A$26,1))),$C365*'Shultis Faw'!$E$2/'Shultis Faw'!$A$2)","v":3.6918239999999998E-2},{"$f":"_xlfn.IFNA(INDEX('Shultis Faw'!$F$2:$F$26,MATCH($C365,'Shultis Faw'!$A$2:$A$26,1))+($C365-INDEX('Shultis Faw'!$A$2:$A$26,MATCH($C365,'Shultis Faw'!$A$2:$A$26,1)))*(INDEX('Shultis Faw'!$F$2:$F$26,MATCH($C365,'Shultis Faw'!$A$2:$A$26,1)+1)-INDEX('Shultis Faw'!$F$2:$F$26,MATCH($C365,'Shultis Faw'!$A$2:$A$26,1)))/(INDEX('Shultis Faw'!$A$2:$A$26,MATCH($C365,'Shultis Faw'!$A$2:$A$26,1)+1)-INDEX('Shultis Faw'!$A$2:$A$26,MATCH($C365,'Shultis Faw'!$A$2:$A$26,1))),$C365*'Shultis Faw'!$F$2/'Shultis Faw'!$A$2)","v":14.24004},{"$f":"J365*(H365*'Externe blootstelling'!$D$23/2)^K365+L365*(TANH(((H365*'Externe blootstelling'!$D$23)/(2*M365))-2)-TANH(-2))/(1-TANH(-2))","v":1.4244338701946802},{"$f":"IF(N365=1,1+(I365-1)*H365*'Externe blootstelling'!$D$23/2,1+(I365-1)*(N365^(H365*'Externe blootstelling'!$D$23/2)-1)/(N365-1))","v":2.1477667295929148},{"$f":"G365*EXP(-H365*'Externe blootstelling'!$D$23/2)*O365","v":4.1435084244276465E-4}]
[null," g ",1.0474000000000001,1.6758400000000002E-13,4.8999999999999998E-4,{"$f":"_xlfn.IFNA(INDEX('hp (pSv cm2)'!$B$2:$B$52,MATCH($C366,'hp (pSv cm2)'!$A$2:$A$52,1))+($C366-INDEX('hp (pSv cm2)'!$A$2:$A$52,MATCH($C366,'hp (pSv cm2)'!$A$2:$A$52,1)))*(INDEX('hp (pSv cm2)'!$B$2:$B$52,MATCH($C366,'hp (pSv cm2)'!$A$2:$A$52,1)+1)-INDEX('hp (pSv cm2)'!$B$2:$B$52,MATCH($C366,'hp (pSv cm2)'!$A$2:$A$52,1)))/(INDEX('hp (pSv cm2)'!$A$2:$A$52,MATCH($C366,'hp (pSv cm2)'!$A$2:$A$52,1)+1)-INDEX('hp (pSv cm2)'!$A$2:$A$52,MATCH($C366,'hp (pSv cm2)'!$A$2:$A$52,1))),$C366*'hp (pSv cm2)'!$B$2/'hp (pSv cm2)'!$A$2)","v":4.6445240000000005},2.2758167600000004E-3,{"$f":"_xlfn.IFNA(0.997*(INDEX('Mass attenuation coefficients'!$B$2:$B$37,MATCH($C366,'Mass attenuation coefficients'!$A$2:$A$37,1))+($C366-INDEX('Mass attenuation coefficients'!$A$2:$A$37,MATCH($C366,'Mass attenuation coefficients'!$A$2:$A$37,1)))*(INDEX('Mass attenuation coefficients'!$B$2:$B$37,MATCH($C366,'Mass attenuation coefficients'!$A$2:$A$37,1)+1)-INDEX('Mass attenuation coefficients'!$B$2:$B$37,MATCH($C366,'Mass attenuation coefficients'!$A$2:$A$37,1)))/(INDEX('Mass attenuation coefficients'!$A$2:$A$37,MATCH($C366,'Mass attenuation coefficients'!$A$2:$A$37,1)+1)-INDEX('Mass attenuation coefficients'!$A$2:$A$37,MATCH($C366,'Mass attenuation coefficients'!$A$2:$A$37,1)))),0.997*$C366*'Mass attenuation coefficients'!$B$2/'Mass attenuation coefficients'!$A$2)","v":6.9091996311999998E-2},{"$f":"_xlfn.IFNA(INDEX('Shultis Faw'!$C$2:$C$26,MATCH($C366,'Shultis Faw'!$A$2:$A$26,1))+($C366-INDEX('Shultis Faw'!$A$2:$A$26,MATCH($C366,'Shultis Faw'!$A$2:$A$26,1)))*(INDEX('Shultis Faw'!$C$2:$C$26,MATCH($C366,'Shultis Faw'!$A$2:$A$26,1)+1)-INDEX('Shultis Faw'!$C$2:$C$26,MATCH($C366,'Shultis Faw'!$A$2:$A$26,1)))/(INDEX('Shultis Faw'!$A$2:$A$26,MATCH($C366,'Shultis Faw'!$A$2:$A$26,1)+1)-INDEX('Shultis Faw'!$A$2:$A$26,MATCH($C366,'Shultis Faw'!$A$2:$A$26,1))),$C366*'Shultis Faw'!$C$2/'Shultis Faw'!$A$2)","v":2.0874528000000003},{"$f":"_xlfn.IFNA(INDEX('Shultis Faw'!$D$2:$D$26,MATCH($C366,'Shultis Faw'!$A$2:$A$26,1))+($C366-INDEX('Shultis Faw'!$A$2:$A$26,MATCH($C366,'Shultis Faw'!$A$2:$A$26,1)))*(INDEX('Shultis Faw'!$D$2:$D$26,MATCH($C366,'Shultis Faw'!$A$2:$A$26,1)+1)-INDEX('Shultis Faw'!$D$2:$D$26,MATCH($C366,'Shultis Faw'!$A$2:$A$26,1)))/(INDEX('Shultis Faw'!$A$2:$A$26,MATCH($C366,'Shultis Faw'!$A$2:$A$26,1)+1)-INDEX('Shultis Faw'!$A$2:$A$26,MATCH($C366,'Shultis Faw'!$A$2:$A$26,1))),$C366*'Shultis Faw'!$D$2/'Shultis Faw'!$A$2)","v":1.4246943999999999},{"$f":"_xlfn.IFNA(INDEX('Shultis Faw'!$B$2:$B$26,MATCH($C366,'Shultis Faw'!$A$2:$A$26,1))+($C366-INDEX('Shultis Faw'!$A$2:$A$26,MATCH($C366,'Shultis Faw'!$A$2:$A$26,1)))*(INDEX('Shultis Faw'!$B$2:$B$26,MATCH($C366,'Shultis Faw'!$A$2:$A$26,1)+1)-INDEX('Shultis Faw'!$B$2:$B$26,MATCH($C366,'Shultis Faw'!$A$2:$A$26,1)))/(INDEX('Shultis Faw'!$A$2:$A$26,MATCH($C366,'Shultis Faw'!$A$2:$A$26,1)+1)-INDEX('Shultis Faw'!$A$2:$A$26,MATCH($C366,'Shultis Faw'!$A$2:$A$26,1))),$C366*'Shultis Faw'!$B$2/'Shultis Faw'!$A$2)","v":-8.606119999999999E-2},{"$f":"_xlfn.IFNA(INDEX('Shultis Faw'!$E$2:$E$26,MATCH($C366,'Shultis Faw'!$A$2:$A$26,1))+($C366-INDEX('Shultis Faw'!$A$2:$A$26,MATCH($C366,'Shultis Faw'!$A$2:$A$26,1)))*(INDEX('Shultis Faw'!$E$2:$E$26,MATCH($C366,'Shultis Faw'!$A$2:$A$26,1)+1)-INDEX('Shultis Faw'!$E$2:$E$26,MATCH($C366,'Shultis Faw'!$A$2:$A$26,1)))/(INDEX('Shultis Faw'!$A$2:$A$26,MATCH($C366,'Shultis Faw'!$A$2:$A$26,1)+1)-INDEX('Shultis Faw'!$A$2:$A$26,MATCH($C366,'Shultis Faw'!$A$2:$A$26,1))),$C366*'Shultis Faw'!$E$2/'Shultis Faw'!$A$2)","v":3.654864E-2},{"$f":"_xlfn.IFNA(INDEX('Shultis Faw'!$F$2:$F$26,MATCH($C366,'Shultis Faw'!$A$2:$A$26,1))+($C366-INDEX('Shultis Faw'!$A$2:$A$26,MATCH($C366,'Shultis Faw'!$A$2:$A$26,1)))*(INDEX('Shultis Faw'!$F$2:$F$26,MATCH($C366,'Shultis Faw'!$A$2:$A$26,1)+1)-INDEX('Shultis Faw'!$F$2:$F$26,MATCH($C366,'Shultis Faw'!$A$2:$A$26,1)))/(INDEX('Shultis Faw'!$A$2:$A$26,MATCH($C366,'Shultis Faw'!$A$2:$A$26,1)+1)-INDEX('Shultis Faw'!$A$2:$A$26,MATCH($C366,'Shultis Faw'!$A$2:$A$26,1))),$C366*'Shultis Faw'!$F$2/'Shultis Faw'!$A$2)","v":14.24844},{"$f":"J366*(H366*'Externe blootstelling'!$D$23/2)^K366+L366*(TANH(((H366*'Externe blootstelling'!$D$23)/(2*M366))-2)-TANH(-2))/(1-TANH(-2))","v":1.4204224203126234},{"$f":"IF(N366=1,1+(I366-1)*H366*'Externe blootstelling'!$D$23/2,1+(I366-1)*(N366^(H366*'Externe blootstelling'!$D$23/2)-1)/(N366-1))","v":2.134662375678432},{"$f":"G366*EXP(-H366*'Externe blootstelling'!$D$23/2)*O366","v":1.723345664076714E-3}]
[null," g ",1.0494000000000001,1.6790399999999998E-13,1.7200000000000001E-4,{"$f":"_xlfn.IFNA(INDEX('hp (pSv cm2)'!$B$2:$B$52,MATCH($C367,'hp (pSv cm2)'!$A$2:$A$52,1))+($C367-INDEX('hp (pSv cm2)'!$A$2:$A$52,MATCH($C367,'hp (pSv cm2)'!$A$2:$A$52,1)))*(INDEX('hp (pSv cm2)'!$B$2:$B$52,MATCH($C367,'hp (pSv cm2)'!$A$2:$A$52,1)+1)-INDEX('hp (pSv cm2)'!$B$2:$B$52,MATCH($C367,'hp (pSv cm2)'!$A$2:$A$52,1)))/(INDEX('hp (pSv cm2)'!$A$2:$A$52,MATCH($C367,'hp (pSv cm2)'!$A$2:$A$52,1)+1)-INDEX('hp (pSv cm2)'!$A$2:$A$52,MATCH($C367,'hp (pSv cm2)'!$A$2:$A$52,1))),$C367*'hp (pSv cm2)'!$B$2/'hp (pSv cm2)'!$A$2)","v":4.6510440000000006},7.9997956800000015E-4,{"$f":"_xlfn.IFNA(0.997*(INDEX('Mass attenuation coefficients'!$B$2:$B$37,MATCH($C367,'Mass attenuation coefficients'!$A$2:$A$37,1))+($C367-INDEX('Mass attenuation coefficients'!$A$2:$A$37,MATCH($C367,'Mass attenuation coefficients'!$A$2:$A$37,1)))*(INDEX('Mass attenuation coefficients'!$B$2:$B$37,MATCH($C367,'Mass attenuation coefficients'!$A$2:$A$37,1)+1)-INDEX('Mass attenuation coefficients'!$B$2:$B$37,MATCH($C367,'Mass attenuation coefficients'!$A$2:$A$37,1)))/(INDEX('Mass attenuation coefficients'!$A$2:$A$37,MATCH($C367,'Mass attenuation coefficients'!$A$2:$A$37,1)+1)-INDEX('Mass attenuation coefficients'!$A$2:$A$37,MATCH($C367,'Mass attenuation coefficients'!$A$2:$A$37,1)))),0.997*$C367*'Mass attenuation coefficients'!$B$2/'Mass attenuation coefficients'!$A$2)","v":6.9032256071999989E-2},{"$f":"_xlfn.IFNA(INDEX('Shultis Faw'!$C$2:$C$26,MATCH($C367,'Shultis Faw'!$A$2:$A$26,1))+($C367-INDEX('Shultis Faw'!$A$2:$A$26,MATCH($C367,'Shultis Faw'!$A$2:$A$26,1)))*(INDEX('Shultis Faw'!$C$2:$C$26,MATCH($C367,'Shultis Faw'!$A$2:$A$26,1)+1)-INDEX('Shultis Faw'!$C$2:$C$26,MATCH($C367,'Shultis Faw'!$A$2:$A$26,1)))/(INDEX('Shultis Faw'!$A$2:$A$26,MATCH($C367,'Shultis Faw'!$A$2:$A$26,1)+1)-INDEX('Shultis Faw'!$A$2:$A$26,MATCH($C367,'Shultis Faw'!$A$2:$A$26,1))),$C367*'Shultis Faw'!$C$2/'Shultis Faw'!$A$2)","v":2.0867968000000001},{"$f":"_xlfn.IFNA(INDEX('Shultis Faw'!$D$2:$D$26,MATCH($C367,'Shultis Faw'!$A$2:$A$26,1))+($C367-INDEX('Shultis Faw'!$A$2:$A$26,MATCH($C367,'Shultis Faw'!$A$2:$A$26,1)))*(INDEX('Shultis Faw'!$D$2:$D$26,MATCH($C367,'Shultis Faw'!$A$2:$A$26,1)+1)-INDEX('Shultis Faw'!$D$2:$D$26,MATCH($C367,'Shultis Faw'!$A$2:$A$26,1)))/(INDEX('Shultis Faw'!$A$2:$A$26,MATCH($C367,'Shultis Faw'!$A$2:$A$26,1)+1)-INDEX('Shultis Faw'!$A$2:$A$26,MATCH($C367,'Shultis Faw'!$A$2:$A$26,1))),$C367*'Shultis Faw'!$D$2/'Shultis Faw'!$A$2)","v":1.4240064000000001},{"$f":"_xlfn.IFNA(INDEX('Shultis Faw'!$B$2:$B$26,MATCH($C367,'Shultis Faw'!$A$2:$A$26,1))+($C367-INDEX('Shultis Faw'!$A$2:$A$26,MATCH($C367,'Shultis Faw'!$A$2:$A$26,1)))*(INDEX('Shultis Faw'!$B$2:$B$26,MATCH($C367,'Shultis Faw'!$A$2:$A$26,1)+1)-INDEX('Shultis Faw'!$B$2:$B$26,MATCH($C367,'Shultis Faw'!$A$2:$A$26,1)))/(INDEX('Shultis Faw'!$A$2:$A$26,MATCH($C367,'Shultis Faw'!$A$2:$A$26,1)+1)-INDEX('Shultis Faw'!$A$2:$A$26,MATCH($C367,'Shultis Faw'!$A$2:$A$26,1))),$C367*'Shultis Faw'!$B$2/'Shultis Faw'!$A$2)","v":-8.5937199999999991E-2},{"$f":"_xlfn.IFNA(INDEX('Shultis Faw'!$E$2:$E$26,MATCH($C367,'Shultis Faw'!$A$2:$A$26,1))+($C367-INDEX('Shultis Faw'!$A$2:$A$26,MATCH($C367,'Shultis Faw'!$A$2:$A$26,1)))*(INDEX('Shultis Faw'!$E$2:$E$26,MATCH($C367,'Shultis Faw'!$A$2:$A$26,1)+1)-INDEX('Shultis Faw'!$E$2:$E$26,MATCH($C367,'Shultis Faw'!$A$2:$A$26,1)))/(INDEX('Shultis Faw'!$A$2:$A$26,MATCH($C367,'Shultis Faw'!$A$2:$A$26,1)+1)-INDEX('Shultis Faw'!$A$2:$A$26,MATCH($C367,'Shultis Faw'!$A$2:$A$26,1))),$C367*'Shultis Faw'!$E$2/'Shultis Faw'!$A$2)","v":3.6495839999999995E-2},{"$f":"_xlfn.IFNA(INDEX('Shultis Faw'!$F$2:$F$26,MATCH($C367,'Shultis Faw'!$A$2:$A$26,1))+($C367-INDEX('Shultis Faw'!$A$2:$A$26,MATCH($C367,'Shultis Faw'!$A$2:$A$26,1)))*(INDEX('Shultis Faw'!$F$2:$F$26,MATCH($C367,'Shultis Faw'!$A$2:$A$26,1)+1)-INDEX('Shultis Faw'!$F$2:$F$26,MATCH($C367,'Shultis Faw'!$A$2:$A$26,1)))/(INDEX('Shultis Faw'!$A$2:$A$26,MATCH($C367,'Shultis Faw'!$A$2:$A$26,1)+1)-INDEX('Shultis Faw'!$A$2:$A$26,MATCH($C367,'Shultis Faw'!$A$2:$A$26,1))),$C367*'Shultis Faw'!$F$2/'Shultis Faw'!$A$2)","v":14.249640000000001},{"$f":"J367*(H367*'Externe blootstelling'!$D$23/2)^K367+L367*(TANH(((H367*'Externe blootstelling'!$D$23)/(2*M367))-2)-TANH(-2))/(1-TANH(-2))","v":1.4198481072824938},{"$f":"IF(N367=1,1+(I367-1)*H367*'Externe blootstelling'!$D$23/2,1+(I367-1)*(N367^(H367*'Externe blootstelling'!$D$23/2)-1)/(N367-1))","v":2.1327993995204517},{"$f":"G367*EXP(-H367*'Externe blootstelling'!$D$23/2)*O367","v":6.0579263143633439E-4}]
[null," g ",1.0722,1.7155199999999998E-13,3.5000000000000004E-5,{"$f":"_xlfn.IFNA(INDEX('hp (pSv cm2)'!$B$2:$B$52,MATCH($C368,'hp (pSv cm2)'!$A$2:$A$52,1))+($C368-INDEX('hp (pSv cm2)'!$A$2:$A$52,MATCH($C368,'hp (pSv cm2)'!$A$2:$A$52,1)))*(INDEX('hp (pSv cm2)'!$B$2:$B$52,MATCH($C368,'hp (pSv cm2)'!$A$2:$A$52,1)+1)-INDEX('hp (pSv cm2)'!$B$2:$B$52,MATCH($C368,'hp (pSv cm2)'!$A$2:$A$52,1)))/(INDEX('hp (pSv cm2)'!$A$2:$A$52,MATCH($C368,'hp (pSv cm2)'!$A$2:$A$52,1)+1)-INDEX('hp (pSv cm2)'!$A$2:$A$52,MATCH($C368,'hp (pSv cm2)'!$A$2:$A$52,1))),$C368*'hp (pSv cm2)'!$B$2/'hp (pSv cm2)'!$A$2)","v":4.7253720000000001},1.6538802000000001E-4,{"$f":"_xlfn.IFNA(0.997*(INDEX('Mass attenuation coefficients'!$B$2:$B$37,MATCH($C368,'Mass attenuation coefficients'!$A$2:$A$37,1))+($C368-INDEX('Mass attenuation coefficients'!$A$2:$A$37,MATCH($C368,'Mass attenuation coefficients'!$A$2:$A$37,1)))*(INDEX('Mass attenuation coefficients'!$B$2:$B$37,MATCH($C368,'Mass attenuation coefficients'!$A$2:$A$37,1)+1)-INDEX('Mass attenuation coefficients'!$B$2:$B$37,MATCH($C368,'Mass attenuation coefficients'!$A$2:$A$37,1)))/(INDEX('Mass attenuation coefficients'!$A$2:$A$37,MATCH($C368,'Mass attenuation coefficients'!$A$2:$A$37,1)+1)-INDEX('Mass attenuation coefficients'!$A$2:$A$37,MATCH($C368,'Mass attenuation coefficients'!$A$2:$A$37,1)))),0.997*$C368*'Mass attenuation coefficients'!$B$2/'Mass attenuation coefficients'!$A$2)","v":6.8351217335999997E-2},{"$f":"_xlfn.IFNA(INDEX('Shultis Faw'!$C$2:$C$26,MATCH($C368,'Shultis Faw'!$A$2:$A$26,1))+($C368-INDEX('Shultis Faw'!$A$2:$A$26,MATCH($C368,'Shultis Faw'!$A$2:$A$26,1)))*(INDEX('Shultis Faw'!$C$2:$C$26,MATCH($C368,'Shultis Faw'!$A$2:$A$26,1)+1)-INDEX('Shultis Faw'!$C$2:$C$26,MATCH($C368,'Shultis Faw'!$A$2:$A$26,1)))/(INDEX('Shultis Faw'!$A$2:$A$26,MATCH($C368,'Shultis Faw'!$A$2:$A$26,1)+1)-INDEX('Shultis Faw'!$A$2:$A$26,MATCH($C368,'Shultis Faw'!$A$2:$A$26,1))),$C368*'Shultis Faw'!$C$2/'Shultis Faw'!$A$2)","v":2.0793184},{"$f":"_xlfn.IFNA(INDEX('Shultis Faw'!$D$2:$D$26,MATCH($C368,'Shultis Faw'!$A$2:$A$26,1))+($C368-INDEX('Shultis Faw'!$A$2:$A$26,MATCH($C368,'Shultis Faw'!$A$2:$A$26,1)))*(INDEX('Shultis Faw'!$D$2:$D$26,MATCH($C368,'Shultis Faw'!$A$2:$A$26,1)+1)-INDEX('Shultis Faw'!$D$2:$D$26,MATCH($C368,'Shultis Faw'!$A$2:$A$26,1)))/(INDEX('Shultis Faw'!$A$2:$A$26,MATCH($C368,'Shultis Faw'!$A$2:$A$26,1)+1)-INDEX('Shultis Faw'!$A$2:$A$26,MATCH($C368,'Shultis Faw'!$A$2:$A$26,1))),$C368*'Shultis Faw'!$D$2/'Shultis Faw'!$A$2)","v":1.4161632},{"$f":"_xlfn.IFNA(INDEX('Shultis Faw'!$B$2:$B$26,MATCH($C368,'Shultis Faw'!$A$2:$A$26,1))+($C368-INDEX('Shultis Faw'!$A$2:$A$26,MATCH($C368,'Shultis Faw'!$A$2:$A$26,1)))*(INDEX('Shultis Faw'!$B$2:$B$26,MATCH($C368,'Shultis Faw'!$A$2:$A$26,1)+1)-INDEX('Shultis Faw'!$B$2:$B$26,MATCH($C368,'Shultis Faw'!$A$2:$A$26,1)))/(INDEX('Shultis Faw'!$A$2:$A$26,MATCH($C368,'Shultis Faw'!$A$2:$A$26,1)+1)-INDEX('Shultis Faw'!$A$2:$A$26,MATCH($C368,'Shultis Faw'!$A$2:$A$26,1))),$C368*'Shultis Faw'!$B$2/'Shultis Faw'!$A$2)","v":-8.452359999999999E-2},{"$f":"_xlfn.IFNA(INDEX('Shultis Faw'!$E$2:$E$26,MATCH($C368,'Shultis Faw'!$A$2:$A$26,1))+($C368-INDEX('Shultis Faw'!$A$2:$A$26,MATCH($C368,'Shultis Faw'!$A$2:$A$26,1)))*(INDEX('Shultis Faw'!$E$2:$E$26,MATCH($C368,'Shultis Faw'!$A$2:$A$26,1)+1)-INDEX('Shultis Faw'!$E$2:$E$26,MATCH($C368,'Shultis Faw'!$A$2:$A$26,1)))/(INDEX('Shultis Faw'!$A$2:$A$26,MATCH($C368,'Shultis Faw'!$A$2:$A$26,1)+1)-INDEX('Shultis Faw'!$A$2:$A$26,MATCH($C368,'Shultis Faw'!$A$2:$A$26,1))),$C368*'Shultis Faw'!$E$2/'Shultis Faw'!$A$2)","v":3.5893919999999996E-2},{"$f":"_xlfn.IFNA(INDEX('Shultis Faw'!$F$2:$F$26,MATCH($C368,'Shultis Faw'!$A$2:$A$26,1))+($C368-INDEX('Shultis Faw'!$A$2:$A$26,MATCH($C368,'Shultis Faw'!$A$2:$A$26,1)))*(INDEX('Shultis Faw'!$F$2:$F$26,MATCH($C368,'Shultis Faw'!$A$2:$A$26,1)+1)-INDEX('Shultis Faw'!$F$2:$F$26,MATCH($C368,'Shultis Faw'!$A$2:$A$26,1)))/(INDEX('Shultis Faw'!$A$2:$A$26,MATCH($C368,'Shultis Faw'!$A$2:$A$26,1)+1)-INDEX('Shultis Faw'!$A$2:$A$26,MATCH($C368,'Shultis Faw'!$A$2:$A$26,1))),$C368*'Shultis Faw'!$F$2/'Shultis Faw'!$A$2)","v":14.26332},{"$f":"J368*(H368*'Externe blootstelling'!$D$23/2)^K368+L368*(TANH(((H368*'Externe blootstelling'!$D$23)/(2*M368))-2)-TANH(-2))/(1-TANH(-2))","v":1.4132788773769283},{"$f":"IF(N368=1,1+(I368-1)*H368*'Externe blootstelling'!$D$23/2,1+(I368-1)*(N368^(H368*'Externe blootstelling'!$D$23/2)-1)/(N368-1))","v":2.1117206487189968},{"$f":"G368*EXP(-H368*'Externe blootstelling'!$D$23/2)*O368","v":1.2527723706890257E-4}]
[null," g ",1.1100000000000001,{"$f":"C369*1000000*1.6E-19","v":1.776E-13},3.0000000000000001E-5,{"$f":"_xlfn.IFNA(INDEX('hp (pSv cm2)'!$B$2:$B$52,MATCH($C369,'hp (pSv cm2)'!$A$2:$A$52,1))+($C369-INDEX('hp (pSv cm2)'!$A$2:$A$52,MATCH($C369,'hp (pSv cm2)'!$A$2:$A$52,1)))*(INDEX('hp (pSv cm2)'!$B$2:$B$52,MATCH($C369,'hp (pSv cm2)'!$A$2:$A$52,1)+1)-INDEX('hp (pSv cm2)'!$B$2:$B$52,MATCH($C369,'hp (pSv cm2)'!$A$2:$A$52,1)))/(INDEX('hp (pSv cm2)'!$A$2:$A$52,MATCH($C369,'hp (pSv cm2)'!$A$2:$A$52,1)+1)-INDEX('hp (pSv cm2)'!$A$2:$A$52,MATCH($C369,'hp (pSv cm2)'!$A$2:$A$52,1))),$C369*'hp (pSv cm2)'!$B$2/'hp (pSv cm2)'!$A$2)","v":4.8486000000000002},{"$f":"F369*E369","v":1.45458E-4},{"$f":"_xlfn.IFNA(0.997*(INDEX('Mass attenuation coefficients'!$B$2:$B$37,MATCH($C369,'Mass attenuation coefficients'!$A$2:$A$37,1))+($C369-INDEX('Mass attenuation coefficients'!$A$2:$A$37,MATCH($C369,'Mass attenuation coefficients'!$A$2:$A$37,1)))*(INDEX('Mass attenuation coefficients'!$B$2:$B$37,MATCH($C369,'Mass attenuation coefficients'!$A$2:$A$37,1)+1)-INDEX('Mass attenuation coefficients'!$B$2:$B$37,MATCH($C369,'Mass attenuation coefficients'!$A$2:$A$37,1)))/(INDEX('Mass attenuation coefficients'!$A$2:$A$37,MATCH($C369,'Mass attenuation coefficients'!$A$2:$A$37,1)+1)-INDEX('Mass attenuation coefficients'!$A$2:$A$37,MATCH($C369,'Mass attenuation coefficients'!$A$2:$A$37,1)))),0.997*$C369*'Mass attenuation coefficients'!$B$2/'Mass attenuation coefficients'!$A$2)","v":6.722212679999999E-2},{"$f":"_xlfn.IFNA(INDEX('Shultis Faw'!$C$2:$C$26,MATCH($C369,'Shultis Faw'!$A$2:$A$26,1))+($C369-INDEX('Shultis Faw'!$A$2:$A$26,MATCH($C369,'Shultis Faw'!$A$2:$A$26,1)))*(INDEX('Shultis Faw'!$C$2:$C$26,MATCH($C369,'Shultis Faw'!$A$2:$A$26,1)+1)-INDEX('Shultis Faw'!$C$2:$C$26,MATCH($C369,'Shultis Faw'!$A$2:$A$26,1)))/(INDEX('Shultis Faw'!$A$2:$A$26,MATCH($C369,'Shultis Faw'!$A$2:$A$26,1)+1)-INDEX('Shultis Faw'!$A$2:$A$26,MATCH($C369,'Shultis Faw'!$A$2:$A$26,1))),$C369*'Shultis Faw'!$C$2/'Shultis Faw'!$A$2)","v":2.0669200000000001},{"$f":"_xlfn.IFNA(INDEX('Shultis Faw'!$D$2:$D$26,MATCH($C369,'Shultis Faw'!$A$2:$A$26,1))+($C369-INDEX('Shultis Faw'!$A$2:$A$26,MATCH($C369,'Shultis Faw'!$A$2:$A$26,1)))*(INDEX('Shultis Faw'!$D$2:$D$26,MATCH($C369,'Shultis Faw'!$A$2:$A$26,1)+1)-INDEX('Shultis Faw'!$D$2:$D$26,MATCH($C369,'Shultis Faw'!$A$2:$A$26,1)))/(INDEX('Shultis Faw'!$A$2:$A$26,MATCH($C369,'Shultis Faw'!$A$2:$A$26,1)+1)-INDEX('Shultis Faw'!$A$2:$A$26,MATCH($C369,'Shultis Faw'!$A$2:$A$26,1))),$C369*'Shultis Faw'!$D$2/'Shultis Faw'!$A$2)","v":1.40316},{"$f":"_xlfn.IFNA(INDEX('Shultis Faw'!$B$2:$B$26,MATCH($C369,'Shultis Faw'!$A$2:$A$26,1))+($C369-INDEX('Shultis Faw'!$A$2:$A$26,MATCH($C369,'Shultis Faw'!$A$2:$A$26,1)))*(INDEX('Shultis Faw'!$B$2:$B$26,MATCH($C369,'Shultis Faw'!$A$2:$A$26,1)+1)-INDEX('Shultis Faw'!$B$2:$B$26,MATCH($C369,'Shultis Faw'!$A$2:$A$26,1)))/(INDEX('Shultis Faw'!$A$2:$A$26,MATCH($C369,'Shultis Faw'!$A$2:$A$26,1)+1)-INDEX('Shultis Faw'!$A$2:$A$26,MATCH($C369,'Shultis Faw'!$A$2:$A$26,1))),$C369*'Shultis Faw'!$B$2/'Shultis Faw'!$A$2)","v":-8.2179999999999989E-2},{"$f":"_xlfn.IFNA(INDEX('Shultis Faw'!$E$2:$E$26,MATCH($C369,'Shultis Faw'!$A$2:$A$26,1))+($C369-INDEX('Shultis Faw'!$A$2:$A$26,MATCH($C369,'Shultis Faw'!$A$2:$A$26,1)))*(INDEX('Shultis Faw'!$E$2:$E$26,MATCH($C369,'Shultis Faw'!$A$2:$A$26,1)+1)-INDEX('Shultis Faw'!$E$2:$E$26,MATCH($C369,'Shultis Faw'!$A$2:$A$26,1)))/(INDEX('Shultis Faw'!$A$2:$A$26,MATCH($C369,'Shultis Faw'!$A$2:$A$26,1)+1)-INDEX('Shultis Faw'!$A$2:$A$26,MATCH($C369,'Shultis Faw'!$A$2:$A$26,1))),$C369*'Shultis Faw'!$E$2/'Shultis Faw'!$A$2)","v":3.4895999999999996E-2},{"$f":"_xlfn.IFNA(INDEX('Shultis Faw'!$F$2:$F$26,MATCH($C369,'Shultis Faw'!$A$2:$A$26,1))+($C369-INDEX('Shultis Faw'!$A$2:$A$26,MATCH($C369,'Shultis Faw'!$A$2:$A$26,1)))*(INDEX('Shultis Faw'!$F$2:$F$26,MATCH($C369,'Shultis Faw'!$A$2:$A$26,1)+1)-INDEX('Shultis Faw'!$F$2:$F$26,MATCH($C369,'Shultis Faw'!$A$2:$A$26,1)))/(INDEX('Shultis Faw'!$A$2:$A$26,MATCH($C369,'Shultis Faw'!$A$2:$A$26,1)+1)-INDEX('Shultis Faw'!$A$2:$A$26,MATCH($C369,'Shultis Faw'!$A$2:$A$26,1))),$C369*'Shultis Faw'!$F$2/'Shultis Faw'!$A$2)","v":14.286},{"$f":"J369*(H369*'Externe blootstelling'!$D$23/2)^K369+L369*(TANH(((H369*'Externe blootstelling'!$D$23)/(2*M369))-2)-TANH(-2))/(1-TANH(-2))","v":1.4022984415264528},{"$f":"IF(N369=1,1+(I369-1)*H369*'Externe blootstelling'!$D$23/2,1+(I369-1)*(N369^(H369*'Externe blootstelling'!$D$23/2)-1)/(N369-1))","v":2.0774115917731102},{"$f":"G369*EXP(-H369*'Externe blootstelling'!$D$23/2)*O369","v":1.1024202486512426E-4}]
[null," g ",1.11852,1.7896319999999998E-13,1.08E-3,{"$f":"_xlfn.IFNA(INDEX('hp (pSv cm2)'!$B$2:$B$52,MATCH($C370,'hp (pSv cm2)'!$A$2:$A$52,1))+($C370-INDEX('hp (pSv cm2)'!$A$2:$A$52,MATCH($C370,'hp (pSv cm2)'!$A$2:$A$52,1)))*(INDEX('hp (pSv cm2)'!$B$2:$B$52,MATCH($C370,'hp (pSv cm2)'!$A$2:$A$52,1)+1)-INDEX('hp (pSv cm2)'!$B$2:$B$52,MATCH($C370,'hp (pSv cm2)'!$A$2:$A$52,1)))/(INDEX('hp (pSv cm2)'!$A$2:$A$52,MATCH($C370,'hp (pSv cm2)'!$A$2:$A$52,1)+1)-INDEX('hp (pSv cm2)'!$A$2:$A$52,MATCH($C370,'hp (pSv cm2)'!$A$2:$A$52,1))),$C370*'hp (pSv cm2)'!$B$2/'hp (pSv cm2)'!$A$2)","v":4.8763752},5.2664852160000004E-3,{"$f":"_xlfn.IFNA(0.997*(INDEX('Mass attenuation coefficients'!$B$2:$B$37,MATCH($C370,'Mass attenuation coefficients'!$A$2:$A$37,1))+($C370-INDEX('Mass attenuation coefficients'!$A$2:$A$37,MATCH($C370,'Mass attenuation coefficients'!$A$2:$A$37,1)))*(INDEX('Mass attenuation coefficients'!$B$2:$B$37,MATCH($C370,'Mass attenuation coefficients'!$A$2:$A$37,1)+1)-INDEX('Mass attenuation coefficients'!$B$2:$B$37,MATCH($C370,'Mass attenuation coefficients'!$A$2:$A$37,1)))/(INDEX('Mass attenuation coefficients'!$A$2:$A$37,MATCH($C370,'Mass attenuation coefficients'!$A$2:$A$37,1)+1)-INDEX('Mass attenuation coefficients'!$A$2:$A$37,MATCH($C370,'Mass attenuation coefficients'!$A$2:$A$37,1)))),0.997*$C370*'Mass attenuation coefficients'!$B$2/'Mass attenuation coefficients'!$A$2)","v":6.6967633377600005E-2},{"$f":"_xlfn.IFNA(INDEX('Shultis Faw'!$C$2:$C$26,MATCH($C370,'Shultis Faw'!$A$2:$A$26,1))+($C370-INDEX('Shultis Faw'!$A$2:$A$26,MATCH($C370,'Shultis Faw'!$A$2:$A$26,1)))*(INDEX('Shultis Faw'!$C$2:$C$26,MATCH($C370,'Shultis Faw'!$A$2:$A$26,1)+1)-INDEX('Shultis Faw'!$C$2:$C$26,MATCH($C370,'Shultis Faw'!$A$2:$A$26,1)))/(INDEX('Shultis Faw'!$A$2:$A$26,MATCH($C370,'Shultis Faw'!$A$2:$A$26,1)+1)-INDEX('Shultis Faw'!$A$2:$A$26,MATCH($C370,'Shultis Faw'!$A$2:$A$26,1))),$C370*'Shultis Faw'!$C$2/'Shultis Faw'!$A$2)","v":2.0641254400000002},{"$f":"_xlfn.IFNA(INDEX('Shultis Faw'!$D$2:$D$26,MATCH($C370,'Shultis Faw'!$A$2:$A$26,1))+($C370-INDEX('Shultis Faw'!$A$2:$A$26,MATCH($C370,'Shultis Faw'!$A$2:$A$26,1)))*(INDEX('Shultis Faw'!$D$2:$D$26,MATCH($C370,'Shultis Faw'!$A$2:$A$26,1)+1)-INDEX('Shultis Faw'!$D$2:$D$26,MATCH($C370,'Shultis Faw'!$A$2:$A$26,1)))/(INDEX('Shultis Faw'!$A$2:$A$26,MATCH($C370,'Shultis Faw'!$A$2:$A$26,1)+1)-INDEX('Shultis Faw'!$A$2:$A$26,MATCH($C370,'Shultis Faw'!$A$2:$A$26,1))),$C370*'Shultis Faw'!$D$2/'Shultis Faw'!$A$2)","v":1.4002291200000001},{"$f":"_xlfn.IFNA(INDEX('Shultis Faw'!$B$2:$B$26,MATCH($C370,'Shultis Faw'!$A$2:$A$26,1))+($C370-INDEX('Shultis Faw'!$A$2:$A$26,MATCH($C370,'Shultis Faw'!$A$2:$A$26,1)))*(INDEX('Shultis Faw'!$B$2:$B$26,MATCH($C370,'Shultis Faw'!$A$2:$A$26,1)+1)-INDEX('Shultis Faw'!$B$2:$B$26,MATCH($C370,'Shultis Faw'!$A$2:$A$26,1)))/(INDEX('Shultis Faw'!$A$2:$A$26,MATCH($C370,'Shultis Faw'!$A$2:$A$26,1)+1)-INDEX('Shultis Faw'!$A$2:$A$26,MATCH($C370,'Shultis Faw'!$A$2:$A$26,1))),$C370*'Shultis Faw'!$B$2/'Shultis Faw'!$A$2)","v":-8.1651760000000004E-2},{"$f":"_xlfn.IFNA(INDEX('Shultis Faw'!$E$2:$E$26,MATCH($C370,'Shultis Faw'!$A$2:$A$26,1))+($C370-INDEX('Shultis Faw'!$A$2:$A$26,MATCH($C370,'Shultis Faw'!$A$2:$A$26,1)))*(INDEX('Shultis Faw'!$E$2:$E$26,MATCH($C370,'Shultis Faw'!$A$2:$A$26,1)+1)-INDEX('Shultis Faw'!$E$2:$E$26,MATCH($C370,'Shultis Faw'!$A$2:$A$26,1)))/(INDEX('Shultis Faw'!$A$2:$A$26,MATCH($C370,'Shultis Faw'!$A$2:$A$26,1)+1)-INDEX('Shultis Faw'!$A$2:$A$26,MATCH($C370,'Shultis Faw'!$A$2:$A$26,1))),$C370*'Shultis Faw'!$E$2/'Shultis Faw'!$A$2)","v":3.4671072000000004E-2},{"$f":"_xlfn.IFNA(INDEX('Shultis Faw'!$F$2:$F$26,MATCH($C370,'Shultis Faw'!$A$2:$A$26,1))+($C370-INDEX('Shultis Faw'!$A$2:$A$26,MATCH($C370,'Shultis Faw'!$A$2:$A$26,1)))*(INDEX('Shultis Faw'!$F$2:$F$26,MATCH($C370,'Shultis Faw'!$A$2:$A$26,1)+1)-INDEX('Shultis Faw'!$F$2:$F$26,MATCH($C370,'Shultis Faw'!$A$2:$A$26,1)))/(INDEX('Shultis Faw'!$A$2:$A$26,MATCH($C370,'Shultis Faw'!$A$2:$A$26,1)+1)-INDEX('Shultis Faw'!$A$2:$A$26,MATCH($C370,'Shultis Faw'!$A$2:$A$26,1))),$C370*'Shultis Faw'!$F$2/'Shultis Faw'!$A$2)","v":14.291112},{"$f":"J370*(H370*'Externe blootstelling'!$D$23/2)^K370+L370*(TANH(((H370*'Externe blootstelling'!$D$23)/(2*M370))-2)-TANH(-2))/(1-TANH(-2))","v":1.3998080995747244},{"$f":"IF(N370=1,1+(I370-1)*H370*'Externe blootstelling'!$D$23/2,1+(I370-1)*(N370^(H370*'Externe blootstelling'!$D$23/2)-1)/(N370-1))","v":2.0697868092347003},{"$f":"G370*EXP(-H370*'Externe blootstelling'!$D$23/2)*O370","v":3.9920077854668926E-3}]
[null," g ",1.1242000000000001,1.7987199999999999E-13,6.8999999999999997E-5,{"$f":"_xlfn.IFNA(INDEX('hp (pSv cm2)'!$B$2:$B$52,MATCH($C371,'hp (pSv cm2)'!$A$2:$A$52,1))+($C371-INDEX('hp (pSv cm2)'!$A$2:$A$52,MATCH($C371,'hp (pSv cm2)'!$A$2:$A$52,1)))*(INDEX('hp (pSv cm2)'!$B$2:$B$52,MATCH($C371,'hp (pSv cm2)'!$A$2:$A$52,1)+1)-INDEX('hp (pSv cm2)'!$B$2:$B$52,MATCH($C371,'hp (pSv cm2)'!$A$2:$A$52,1)))/(INDEX('hp (pSv cm2)'!$A$2:$A$52,MATCH($C371,'hp (pSv cm2)'!$A$2:$A$52,1)+1)-INDEX('hp (pSv cm2)'!$A$2:$A$52,MATCH($C371,'hp (pSv cm2)'!$A$2:$A$52,1))),$C371*'hp (pSv cm2)'!$B$2/'hp (pSv cm2)'!$A$2)","v":4.8948920000000005},3.3774754800000004E-4,{"$f":"_xlfn.IFNA(0.997*(INDEX('Mass attenuation coefficients'!$B$2:$B$37,MATCH($C371,'Mass attenuation coefficients'!$A$2:$A$37,1))+($C371-INDEX('Mass attenuation coefficients'!$A$2:$A$37,MATCH($C371,'Mass attenuation coefficients'!$A$2:$A$37,1)))*(INDEX('Mass attenuation coefficients'!$B$2:$B$37,MATCH($C371,'Mass attenuation coefficients'!$A$2:$A$37,1)+1)-INDEX('Mass attenuation coefficients'!$B$2:$B$37,MATCH($C371,'Mass attenuation coefficients'!$A$2:$A$37,1)))/(INDEX('Mass attenuation coefficients'!$A$2:$A$37,MATCH($C371,'Mass attenuation coefficients'!$A$2:$A$37,1)+1)-INDEX('Mass attenuation coefficients'!$A$2:$A$37,MATCH($C371,'Mass attenuation coefficients'!$A$2:$A$37,1)))),0.997*$C371*'Mass attenuation coefficients'!$B$2/'Mass attenuation coefficients'!$A$2)","v":6.6797971095999997E-2},{"$f":"_xlfn.IFNA(INDEX('Shultis Faw'!$C$2:$C$26,MATCH($C371,'Shultis Faw'!$A$2:$A$26,1))+($C371-INDEX('Shultis Faw'!$A$2:$A$26,MATCH($C371,'Shultis Faw'!$A$2:$A$26,1)))*(INDEX('Shultis Faw'!$C$2:$C$26,MATCH($C371,'Shultis Faw'!$A$2:$A$26,1)+1)-INDEX('Shultis Faw'!$C$2:$C$26,MATCH($C371,'Shultis Faw'!$A$2:$A$26,1)))/(INDEX('Shultis Faw'!$A$2:$A$26,MATCH($C371,'Shultis Faw'!$A$2:$A$26,1)+1)-INDEX('Shultis Faw'!$A$2:$A$26,MATCH($C371,'Shultis Faw'!$A$2:$A$26,1))),$C371*'Shultis Faw'!$C$2/'Shultis Faw'!$A$2)","v":2.0622624000000003},{"$f":"_xlfn.IFNA(INDEX('Shultis Faw'!$D$2:$D$26,MATCH($C371,'Shultis Faw'!$A$2:$A$26,1))+($C371-INDEX('Shultis Faw'!$A$2:$A$26,MATCH($C371,'Shultis Faw'!$A$2:$A$26,1)))*(INDEX('Shultis Faw'!$D$2:$D$26,MATCH($C371,'Shultis Faw'!$A$2:$A$26,1)+1)-INDEX('Shultis Faw'!$D$2:$D$26,MATCH($C371,'Shultis Faw'!$A$2:$A$26,1)))/(INDEX('Shultis Faw'!$A$2:$A$26,MATCH($C371,'Shultis Faw'!$A$2:$A$26,1)+1)-INDEX('Shultis Faw'!$A$2:$A$26,MATCH($C371,'Shultis Faw'!$A$2:$A$26,1))),$C371*'Shultis Faw'!$D$2/'Shultis Faw'!$A$2)","v":1.3982752000000001},{"$f":"_xlfn.IFNA(INDEX('Shultis Faw'!$B$2:$B$26,MATCH($C371,'Shultis Faw'!$A$2:$A$26,1))+($C371-INDEX('Shultis Faw'!$A$2:$A$26,MATCH($C371,'Shultis Faw'!$A$2:$A$26,1)))*(INDEX('Shultis Faw'!$B$2:$B$26,MATCH($C371,'Shultis Faw'!$A$2:$A$26,1)+1)-INDEX('Shultis Faw'!$B$2:$B$26,MATCH($C371,'Shultis Faw'!$A$2:$A$26,1)))/(INDEX('Shultis Faw'!$A$2:$A$26,MATCH($C371,'Shultis Faw'!$A$2:$A$26,1)+1)-INDEX('Shultis Faw'!$A$2:$A$26,MATCH($C371,'Shultis Faw'!$A$2:$A$26,1))),$C371*'Shultis Faw'!$B$2/'Shultis Faw'!$A$2)","v":-8.1299599999999986E-2},{"$f":"_xlfn.IFNA(INDEX('Shultis Faw'!$E$2:$E$26,MATCH($C371,'Shultis Faw'!$A$2:$A$26,1))+($C371-INDEX('Shultis Faw'!$A$2:$A$26,MATCH($C371,'Shultis Faw'!$A$2:$A$26,1)))*(INDEX('Shultis Faw'!$E$2:$E$26,MATCH($C371,'Shultis Faw'!$A$2:$A$26,1)+1)-INDEX('Shultis Faw'!$E$2:$E$26,MATCH($C371,'Shultis Faw'!$A$2:$A$26,1)))/(INDEX('Shultis Faw'!$A$2:$A$26,MATCH($C371,'Shultis Faw'!$A$2:$A$26,1)+1)-INDEX('Shultis Faw'!$A$2:$A$26,MATCH($C371,'Shultis Faw'!$A$2:$A$26,1))),$C371*'Shultis Faw'!$E$2/'Shultis Faw'!$A$2)","v":3.4521119999999995E-2},{"$f":"_xlfn.IFNA(INDEX('Shultis Faw'!$F$2:$F$26,MATCH($C371,'Shultis Faw'!$A$2:$A$26,1))+($C371-INDEX('Shultis Faw'!$A$2:$A$26,MATCH($C371,'Shultis Faw'!$A$2:$A$26,1)))*(INDEX('Shultis Faw'!$F$2:$F$26,MATCH($C371,'Shultis Faw'!$A$2:$A$26,1)+1)-INDEX('Shultis Faw'!$F$2:$F$26,MATCH($C371,'Shultis Faw'!$A$2:$A$26,1)))/(INDEX('Shultis Faw'!$A$2:$A$26,MATCH($C371,'Shultis Faw'!$A$2:$A$26,1)+1)-INDEX('Shultis Faw'!$A$2:$A$26,MATCH($C371,'Shultis Faw'!$A$2:$A$26,1))),$C371*'Shultis Faw'!$F$2/'Shultis Faw'!$A$2)","v":14.29452},{"$f":"J371*(H371*'Externe blootstelling'!$D$23/2)^K371+L371*(TANH(((H371*'Externe blootstelling'!$D$23)/(2*M371))-2)-TANH(-2))/(1-TANH(-2))","v":1.3981447279375938},{"$f":"IF(N371=1,1+(I371-1)*H371*'Externe blootstelling'!$D$23/2,1+(I371-1)*(N371^(H371*'Externe blootstelling'!$D$23/2)-1)/(N371-1))","v":2.0647255519412693},{"$f":"G371*EXP(-H371*'Externe blootstelling'!$D$23/2)*O371","v":2.5603815171640321E-4}]
[null," g ",1.128552,1.8056831999999998E-13,3.1700000000000001E-3,{"$f":"_xlfn.IFNA(INDEX('hp (pSv cm2)'!$B$2:$B$52,MATCH($C372,'hp (pSv cm2)'!$A$2:$A$52,1))+($C372-INDEX('hp (pSv cm2)'!$A$2:$A$52,MATCH($C372,'hp (pSv cm2)'!$A$2:$A$52,1)))*(INDEX('hp (pSv cm2)'!$B$2:$B$52,MATCH($C372,'hp (pSv cm2)'!$A$2:$A$52,1)+1)-INDEX('hp (pSv cm2)'!$B$2:$B$52,MATCH($C372,'hp (pSv cm2)'!$A$2:$A$52,1)))/(INDEX('hp (pSv cm2)'!$A$2:$A$52,MATCH($C372,'hp (pSv cm2)'!$A$2:$A$52,1)+1)-INDEX('hp (pSv cm2)'!$A$2:$A$52,MATCH($C372,'hp (pSv cm2)'!$A$2:$A$52,1))),$C372*'hp (pSv cm2)'!$B$2/'hp (pSv cm2)'!$A$2)","v":4.9090795200000006},1.5561782078400001E-2,{"$f":"_xlfn.IFNA(0.997*(INDEX('Mass attenuation coefficients'!$B$2:$B$37,MATCH($C372,'Mass attenuation coefficients'!$A$2:$A$37,1))+($C372-INDEX('Mass attenuation coefficients'!$A$2:$A$37,MATCH($C372,'Mass attenuation coefficients'!$A$2:$A$37,1)))*(INDEX('Mass attenuation coefficients'!$B$2:$B$37,MATCH($C372,'Mass attenuation coefficients'!$A$2:$A$37,1)+1)-INDEX('Mass attenuation coefficients'!$B$2:$B$37,MATCH($C372,'Mass attenuation coefficients'!$A$2:$A$37,1)))/(INDEX('Mass attenuation coefficients'!$A$2:$A$37,MATCH($C372,'Mass attenuation coefficients'!$A$2:$A$37,1)+1)-INDEX('Mass attenuation coefficients'!$A$2:$A$37,MATCH($C372,'Mass attenuation coefficients'!$A$2:$A$37,1)))),0.997*$C372*'Mass attenuation coefficients'!$B$2/'Mass attenuation coefficients'!$A$2)","v":6.6667976333759996E-2},{"$f":"_xlfn.IFNA(INDEX('Shultis Faw'!$C$2:$C$26,MATCH($C372,'Shultis Faw'!$A$2:$A$26,1))+($C372-INDEX('Shultis Faw'!$A$2:$A$26,MATCH($C372,'Shultis Faw'!$A$2:$A$26,1)))*(INDEX('Shultis Faw'!$C$2:$C$26,MATCH($C372,'Shultis Faw'!$A$2:$A$26,1)+1)-INDEX('Shultis Faw'!$C$2:$C$26,MATCH($C372,'Shultis Faw'!$A$2:$A$26,1)))/(INDEX('Shultis Faw'!$A$2:$A$26,MATCH($C372,'Shultis Faw'!$A$2:$A$26,1)+1)-INDEX('Shultis Faw'!$A$2:$A$26,MATCH($C372,'Shultis Faw'!$A$2:$A$26,1))),$C372*'Shultis Faw'!$C$2/'Shultis Faw'!$A$2)","v":2.0608349440000002},{"$f":"_xlfn.IFNA(INDEX('Shultis Faw'!$D$2:$D$26,MATCH($C372,'Shultis Faw'!$A$2:$A$26,1))+($C372-INDEX('Shultis Faw'!$A$2:$A$26,MATCH($C372,'Shultis Faw'!$A$2:$A$26,1)))*(INDEX('Shultis Faw'!$D$2:$D$26,MATCH($C372,'Shultis Faw'!$A$2:$A$26,1)+1)-INDEX('Shultis Faw'!$D$2:$D$26,MATCH($C372,'Shultis Faw'!$A$2:$A$26,1)))/(INDEX('Shultis Faw'!$A$2:$A$26,MATCH($C372,'Shultis Faw'!$A$2:$A$26,1)+1)-INDEX('Shultis Faw'!$A$2:$A$26,MATCH($C372,'Shultis Faw'!$A$2:$A$26,1))),$C372*'Shultis Faw'!$D$2/'Shultis Faw'!$A$2)","v":1.396778112},{"$f":"_xlfn.IFNA(INDEX('Shultis Faw'!$B$2:$B$26,MATCH($C372,'Shultis Faw'!$A$2:$A$26,1))+($C372-INDEX('Shultis Faw'!$A$2:$A$26,MATCH($C372,'Shultis Faw'!$A$2:$A$26,1)))*(INDEX('Shultis Faw'!$B$2:$B$26,MATCH($C372,'Shultis Faw'!$A$2:$A$26,1)+1)-INDEX('Shultis Faw'!$B$2:$B$26,MATCH($C372,'Shultis Faw'!$A$2:$A$26,1)))/(INDEX('Shultis Faw'!$A$2:$A$26,MATCH($C372,'Shultis Faw'!$A$2:$A$26,1)+1)-INDEX('Shultis Faw'!$A$2:$A$26,MATCH($C372,'Shultis Faw'!$A$2:$A$26,1))),$C372*'Shultis Faw'!$B$2/'Shultis Faw'!$A$2)","v":-8.1029775999999998E-2},{"$f":"_xlfn.IFNA(INDEX('Shultis Faw'!$E$2:$E$26,MATCH($C372,'Shultis Faw'!$A$2:$A$26,1))+($C372-INDEX('Shultis Faw'!$A$2:$A$26,MATCH($C372,'Shultis Faw'!$A$2:$A$26,1)))*(INDEX('Shultis Faw'!$E$2:$E$26,MATCH($C372,'Shultis Faw'!$A$2:$A$26,1)+1)-INDEX('Shultis Faw'!$E$2:$E$26,MATCH($C372,'Shultis Faw'!$A$2:$A$26,1)))/(INDEX('Shultis Faw'!$A$2:$A$26,MATCH($C372,'Shultis Faw'!$A$2:$A$26,1)+1)-INDEX('Shultis Faw'!$A$2:$A$26,MATCH($C372,'Shultis Faw'!$A$2:$A$26,1))),$C372*'Shultis Faw'!$E$2/'Shultis Faw'!$A$2)","v":3.44062272E-2},{"$f":"_xlfn.IFNA(INDEX('Shultis Faw'!$F$2:$F$26,MATCH($C372,'Shultis Faw'!$A$2:$A$26,1))+($C372-INDEX('Shultis Faw'!$A$2:$A$26,MATCH($C372,'Shultis Faw'!$A$2:$A$26,1)))*(INDEX('Shultis Faw'!$F$2:$F$26,MATCH($C372,'Shultis Faw'!$A$2:$A$26,1)+1)-INDEX('Shultis Faw'!$F$2:$F$26,MATCH($C372,'Shultis Faw'!$A$2:$A$26,1)))/(INDEX('Shultis Faw'!$A$2:$A$26,MATCH($C372,'Shultis Faw'!$A$2:$A$26,1)+1)-INDEX('Shultis Faw'!$A$2:$A$26,MATCH($C372,'Shultis Faw'!$A$2:$A$26,1))),$C372*'Shultis Faw'!$F$2/'Shultis Faw'!$A$2)","v":14.297131200000001},{"$f":"J372*(H372*'Externe blootstelling'!$D$23/2)^K372+L372*(TANH(((H372*'Externe blootstelling'!$D$23)/(2*M372))-2)-TANH(-2))/(1-TANH(-2))","v":1.3968685557936689},{"$f":"IF(N372=1,1+(I372-1)*H372*'Externe blootstelling'!$D$23/2,1+(I372-1)*(N372^(H372*'Externe blootstelling'!$D$23/2)-1)/(N372-1))","v":2.0608594605624484},{"$f":"G372*EXP(-H372*'Externe blootstelling'!$D$23/2)*O372","v":1.179789948999066E-2}]
[null," g ",1.1360999999999999,1.81776E-13,7.0000000000000007E-5,{"$f":"_xlfn.IFNA(INDEX('hp (pSv cm2)'!$B$2:$B$52,MATCH($C373,'hp (pSv cm2)'!$A$2:$A$52,1))+($C373-INDEX('hp (pSv cm2)'!$A$2:$A$52,MATCH($C373,'hp (pSv cm2)'!$A$2:$A$52,1)))*(INDEX('hp (pSv cm2)'!$B$2:$B$52,MATCH($C373,'hp (pSv cm2)'!$A$2:$A$52,1)+1)-INDEX('hp (pSv cm2)'!$B$2:$B$52,MATCH($C373,'hp (pSv cm2)'!$A$2:$A$52,1)))/(INDEX('hp (pSv cm2)'!$A$2:$A$52,MATCH($C373,'hp (pSv cm2)'!$A$2:$A$52,1)+1)-INDEX('hp (pSv cm2)'!$A$2:$A$52,MATCH($C373,'hp (pSv cm2)'!$A$2:$A$52,1))),$C373*'hp (pSv cm2)'!$B$2/'hp (pSv cm2)'!$A$2)","v":4.9336859999999998},3.4535802000000001E-4,{"$f":"_xlfn.IFNA(0.997*(INDEX('Mass attenuation coefficients'!$B$2:$B$37,MATCH($C373,'Mass attenuation coefficients'!$A$2:$A$37,1))+($C373-INDEX('Mass attenuation coefficients'!$A$2:$A$37,MATCH($C373,'Mass attenuation coefficients'!$A$2:$A$37,1)))*(INDEX('Mass attenuation coefficients'!$B$2:$B$37,MATCH($C373,'Mass attenuation coefficients'!$A$2:$A$37,1)+1)-INDEX('Mass attenuation coefficients'!$B$2:$B$37,MATCH($C373,'Mass attenuation coefficients'!$A$2:$A$37,1)))/(INDEX('Mass attenuation coefficients'!$A$2:$A$37,MATCH($C373,'Mass attenuation coefficients'!$A$2:$A$37,1)+1)-INDEX('Mass attenuation coefficients'!$A$2:$A$37,MATCH($C373,'Mass attenuation coefficients'!$A$2:$A$37,1)))),0.997*$C373*'Mass attenuation coefficients'!$B$2/'Mass attenuation coefficients'!$A$2)","v":6.644251666800001E-2},{"$f":"_xlfn.IFNA(INDEX('Shultis Faw'!$C$2:$C$26,MATCH($C373,'Shultis Faw'!$A$2:$A$26,1))+($C373-INDEX('Shultis Faw'!$A$2:$A$26,MATCH($C373,'Shultis Faw'!$A$2:$A$26,1)))*(INDEX('Shultis Faw'!$C$2:$C$26,MATCH($C373,'Shultis Faw'!$A$2:$A$26,1)+1)-INDEX('Shultis Faw'!$C$2:$C$26,MATCH($C373,'Shultis Faw'!$A$2:$A$26,1)))/(INDEX('Shultis Faw'!$A$2:$A$26,MATCH($C373,'Shultis Faw'!$A$2:$A$26,1)+1)-INDEX('Shultis Faw'!$A$2:$A$26,MATCH($C373,'Shultis Faw'!$A$2:$A$26,1))),$C373*'Shultis Faw'!$C$2/'Shultis Faw'!$A$2)","v":2.0583592000000004},{"$f":"_xlfn.IFNA(INDEX('Shultis Faw'!$D$2:$D$26,MATCH($C373,'Shultis Faw'!$A$2:$A$26,1))+($C373-INDEX('Shultis Faw'!$A$2:$A$26,MATCH($C373,'Shultis Faw'!$A$2:$A$26,1)))*(INDEX('Shultis Faw'!$D$2:$D$26,MATCH($C373,'Shultis Faw'!$A$2:$A$26,1)+1)-INDEX('Shultis Faw'!$D$2:$D$26,MATCH($C373,'Shultis Faw'!$A$2:$A$26,1)))/(INDEX('Shultis Faw'!$A$2:$A$26,MATCH($C373,'Shultis Faw'!$A$2:$A$26,1)+1)-INDEX('Shultis Faw'!$A$2:$A$26,MATCH($C373,'Shultis Faw'!$A$2:$A$26,1))),$C373*'Shultis Faw'!$D$2/'Shultis Faw'!$A$2)","v":1.3941816},{"$f":"_xlfn.IFNA(INDEX('Shultis Faw'!$B$2:$B$26,MATCH($C373,'Shultis Faw'!$A$2:$A$26,1))+($C373-INDEX('Shultis Faw'!$A$2:$A$26,MATCH($C373,'Shultis Faw'!$A$2:$A$26,1)))*(INDEX('Shultis Faw'!$B$2:$B$26,MATCH($C373,'Shultis Faw'!$A$2:$A$26,1)+1)-INDEX('Shultis Faw'!$B$2:$B$26,MATCH($C373,'Shultis Faw'!$A$2:$A$26,1)))/(INDEX('Shultis Faw'!$A$2:$A$26,MATCH($C373,'Shultis Faw'!$A$2:$A$26,1)+1)-INDEX('Shultis Faw'!$A$2:$A$26,MATCH($C373,'Shultis Faw'!$A$2:$A$26,1))),$C373*'Shultis Faw'!$B$2/'Shultis Faw'!$A$2)","v":-8.0561800000000003E-2},{"$f":"_xlfn.IFNA(INDEX('Shultis Faw'!$E$2:$E$26,MATCH($C373,'Shultis Faw'!$A$2:$A$26,1))+($C373-INDEX('Shultis Faw'!$A$2:$A$26,MATCH($C373,'Shultis Faw'!$A$2:$A$26,1)))*(INDEX('Shultis Faw'!$E$2:$E$26,MATCH($C373,'Shultis Faw'!$A$2:$A$26,1)+1)-INDEX('Shultis Faw'!$E$2:$E$26,MATCH($C373,'Shultis Faw'!$A$2:$A$26,1)))/(INDEX('Shultis Faw'!$A$2:$A$26,MATCH($C373,'Shultis Faw'!$A$2:$A$26,1)+1)-INDEX('Shultis Faw'!$A$2:$A$26,MATCH($C373,'Shultis Faw'!$A$2:$A$26,1))),$C373*'Shultis Faw'!$E$2/'Shultis Faw'!$A$2)","v":3.4206960000000002E-2},{"$f":"_xlfn.IFNA(INDEX('Shultis Faw'!$F$2:$F$26,MATCH($C373,'Shultis Faw'!$A$2:$A$26,1))+($C373-INDEX('Shultis Faw'!$A$2:$A$26,MATCH($C373,'Shultis Faw'!$A$2:$A$26,1)))*(INDEX('Shultis Faw'!$F$2:$F$26,MATCH($C373,'Shultis Faw'!$A$2:$A$26,1)+1)-INDEX('Shultis Faw'!$F$2:$F$26,MATCH($C373,'Shultis Faw'!$A$2:$A$26,1)))/(INDEX('Shultis Faw'!$A$2:$A$26,MATCH($C373,'Shultis Faw'!$A$2:$A$26,1)+1)-INDEX('Shultis Faw'!$A$2:$A$26,MATCH($C373,'Shultis Faw'!$A$2:$A$26,1))),$C373*'Shultis Faw'!$F$2/'Shultis Faw'!$A$2)","v":14.30166},{"$f":"J373*(H373*'Externe blootstelling'!$D$23/2)^K373+L373*(TANH(((H373*'Externe blootstelling'!$D$23)/(2*M373))-2)-TANH(-2))/(1-TANH(-2))","v":1.3946516946196701},{"$f":"IF(N373=1,1+(I373-1)*H373*'Externe blootstelling'!$D$23/2,1+(I373-1)*(N373^(H373*'Externe blootstelling'!$D$23/2)-1)/(N373-1))","v":2.0541784649495369},{"$f":"G373*EXP(-H373*'Externe blootstelling'!$D$23/2)*O373","v":2.6186257999709188E-4}]
[null," g ",1.1407020000000001,1.8251231999999998E-13,2.3499999999999997E-3,{"$f":"_xlfn.IFNA(INDEX('hp (pSv cm2)'!$B$2:$B$52,MATCH($C374,'hp (pSv cm2)'!$A$2:$A$52,1))+($C374-INDEX('hp (pSv cm2)'!$A$2:$A$52,MATCH($C374,'hp (pSv cm2)'!$A$2:$A$52,1)))*(INDEX('hp (pSv cm2)'!$B$2:$B$52,MATCH($C374,'hp (pSv cm2)'!$A$2:$A$52,1)+1)-INDEX('hp (pSv cm2)'!$B$2:$B$52,MATCH($C374,'hp (pSv cm2)'!$A$2:$A$52,1)))/(INDEX('hp (pSv cm2)'!$A$2:$A$52,MATCH($C374,'hp (pSv cm2)'!$A$2:$A$52,1)+1)-INDEX('hp (pSv cm2)'!$A$2:$A$52,MATCH($C374,'hp (pSv cm2)'!$A$2:$A$52,1))),$C374*'hp (pSv cm2)'!$B$2/'hp (pSv cm2)'!$A$2)","v":4.9486885200000001},1.1629418021999998E-2,{"$f":"_xlfn.IFNA(0.997*(INDEX('Mass attenuation coefficients'!$B$2:$B$37,MATCH($C374,'Mass attenuation coefficients'!$A$2:$A$37,1))+($C374-INDEX('Mass attenuation coefficients'!$A$2:$A$37,MATCH($C374,'Mass attenuation coefficients'!$A$2:$A$37,1)))*(INDEX('Mass attenuation coefficients'!$B$2:$B$37,MATCH($C374,'Mass attenuation coefficients'!$A$2:$A$37,1)+1)-INDEX('Mass attenuation coefficients'!$B$2:$B$37,MATCH($C374,'Mass attenuation coefficients'!$A$2:$A$37,1)))/(INDEX('Mass attenuation coefficients'!$A$2:$A$37,MATCH($C374,'Mass attenuation coefficients'!$A$2:$A$37,1)+1)-INDEX('Mass attenuation coefficients'!$A$2:$A$37,MATCH($C374,'Mass attenuation coefficients'!$A$2:$A$37,1)))),0.997*$C374*'Mass attenuation coefficients'!$B$2/'Mass attenuation coefficients'!$A$2)","v":6.6305054375759995E-2},{"$f":"_xlfn.IFNA(INDEX('Shultis Faw'!$C$2:$C$26,MATCH($C374,'Shultis Faw'!$A$2:$A$26,1))+($C374-INDEX('Shultis Faw'!$A$2:$A$26,MATCH($C374,'Shultis Faw'!$A$2:$A$26,1)))*(INDEX('Shultis Faw'!$C$2:$C$26,MATCH($C374,'Shultis Faw'!$A$2:$A$26,1)+1)-INDEX('Shultis Faw'!$C$2:$C$26,MATCH($C374,'Shultis Faw'!$A$2:$A$26,1)))/(INDEX('Shultis Faw'!$A$2:$A$26,MATCH($C374,'Shultis Faw'!$A$2:$A$26,1)+1)-INDEX('Shultis Faw'!$A$2:$A$26,MATCH($C374,'Shultis Faw'!$A$2:$A$26,1))),$C374*'Shultis Faw'!$C$2/'Shultis Faw'!$A$2)","v":2.056849744},{"$f":"_xlfn.IFNA(INDEX('Shultis Faw'!$D$2:$D$26,MATCH($C374,'Shultis Faw'!$A$2:$A$26,1))+($C374-INDEX('Shultis Faw'!$A$2:$A$26,MATCH($C374,'Shultis Faw'!$A$2:$A$26,1)))*(INDEX('Shultis Faw'!$D$2:$D$26,MATCH($C374,'Shultis Faw'!$A$2:$A$26,1)+1)-INDEX('Shultis Faw'!$D$2:$D$26,MATCH($C374,'Shultis Faw'!$A$2:$A$26,1)))/(INDEX('Shultis Faw'!$A$2:$A$26,MATCH($C374,'Shultis Faw'!$A$2:$A$26,1)+1)-INDEX('Shultis Faw'!$A$2:$A$26,MATCH($C374,'Shultis Faw'!$A$2:$A$26,1))),$C374*'Shultis Faw'!$D$2/'Shultis Faw'!$A$2)","v":1.392598512},{"$f":"_xlfn.IFNA(INDEX('Shultis Faw'!$B$2:$B$26,MATCH($C374,'Shultis Faw'!$A$2:$A$26,1))+($C374-INDEX('Shultis Faw'!$A$2:$A$26,MATCH($C374,'Shultis Faw'!$A$2:$A$26,1)))*(INDEX('Shultis Faw'!$B$2:$B$26,MATCH($C374,'Shultis Faw'!$A$2:$A$26,1)+1)-INDEX('Shultis Faw'!$B$2:$B$26,MATCH($C374,'Shultis Faw'!$A$2:$A$26,1)))/(INDEX('Shultis Faw'!$A$2:$A$26,MATCH($C374,'Shultis Faw'!$A$2:$A$26,1)+1)-INDEX('Shultis Faw'!$A$2:$A$26,MATCH($C374,'Shultis Faw'!$A$2:$A$26,1))),$C374*'Shultis Faw'!$B$2/'Shultis Faw'!$A$2)","v":-8.0276475999999986E-2},{"$f":"_xlfn.IFNA(INDEX('Shultis Faw'!$E$2:$E$26,MATCH($C374,'Shultis Faw'!$A$2:$A$26,1))+($C374-INDEX('Shultis Faw'!$A$2:$A$26,MATCH($C374,'Shultis Faw'!$A$2:$A$26,1)))*(INDEX('Shultis Faw'!$E$2:$E$26,MATCH($C374,'Shultis Faw'!$A$2:$A$26,1)+1)-INDEX('Shultis Faw'!$E$2:$E$26,MATCH($C374,'Shultis Faw'!$A$2:$A$26,1)))/(INDEX('Shultis Faw'!$A$2:$A$26,MATCH($C374,'Shultis Faw'!$A$2:$A$26,1)+1)-INDEX('Shultis Faw'!$A$2:$A$26,MATCH($C374,'Shultis Faw'!$A$2:$A$26,1))),$C374*'Shultis Faw'!$E$2/'Shultis Faw'!$A$2)","v":3.4085467199999997E-2},{"$f":"_xlfn.IFNA(INDEX('Shultis Faw'!$F$2:$F$26,MATCH($C374,'Shultis Faw'!$A$2:$A$26,1))+($C374-INDEX('Shultis Faw'!$A$2:$A$26,MATCH($C374,'Shultis Faw'!$A$2:$A$26,1)))*(INDEX('Shultis Faw'!$F$2:$F$26,MATCH($C374,'Shultis Faw'!$A$2:$A$26,1)+1)-INDEX('Shultis Faw'!$F$2:$F$26,MATCH($C374,'Shultis Faw'!$A$2:$A$26,1)))/(INDEX('Shultis Faw'!$A$2:$A$26,MATCH($C374,'Shultis Faw'!$A$2:$A$26,1)+1)-INDEX('Shultis Faw'!$A$2:$A$26,MATCH($C374,'Shultis Faw'!$A$2:$A$26,1))),$C374*'Shultis Faw'!$F$2/'Shultis Faw'!$A$2)","v":14.3044212},{"$f":"J374*(H374*'Externe blootstelling'!$D$23/2)^K374+L374*(TANH(((H374*'Externe blootstelling'!$D$23)/(2*M374))-2)-TANH(-2))/(1-TANH(-2))","v":1.393297900327974},{"$f":"IF(N374=1,1+(I374-1)*H374*'Externe blootstelling'!$D$23/2,1+(I374-1)*(N374^(H374*'Externe blootstelling'!$D$23/2)-1)/(N374-1))","v":2.050120128504505},{"$f":"G374*EXP(-H374*'Externe blootstelling'!$D$23/2)*O374","v":8.8185768246121284E-3}]
[null," g ",1.1531,1.8449599999999998E-13,1.0999999999999999E-4,{"$f":"_xlfn.IFNA(INDEX('hp (pSv cm2)'!$B$2:$B$52,MATCH($C375,'hp (pSv cm2)'!$A$2:$A$52,1))+($C375-INDEX('hp (pSv cm2)'!$A$2:$A$52,MATCH($C375,'hp (pSv cm2)'!$A$2:$A$52,1)))*(INDEX('hp (pSv cm2)'!$B$2:$B$52,MATCH($C375,'hp (pSv cm2)'!$A$2:$A$52,1)+1)-INDEX('hp (pSv cm2)'!$B$2:$B$52,MATCH($C375,'hp (pSv cm2)'!$A$2:$A$52,1)))/(INDEX('hp (pSv cm2)'!$A$2:$A$52,MATCH($C375,'hp (pSv cm2)'!$A$2:$A$52,1)+1)-INDEX('hp (pSv cm2)'!$A$2:$A$52,MATCH($C375,'hp (pSv cm2)'!$A$2:$A$52,1))),$C375*'hp (pSv cm2)'!$B$2/'hp (pSv cm2)'!$A$2)","v":4.9891060000000005},5.4880165999999998E-4,{"$f":"_xlfn.IFNA(0.997*(INDEX('Mass attenuation coefficients'!$B$2:$B$37,MATCH($C375,'Mass attenuation coefficients'!$A$2:$A$37,1))+($C375-INDEX('Mass attenuation coefficients'!$A$2:$A$37,MATCH($C375,'Mass attenuation coefficients'!$A$2:$A$37,1)))*(INDEX('Mass attenuation coefficients'!$B$2:$B$37,MATCH($C375,'Mass attenuation coefficients'!$A$2:$A$37,1)+1)-INDEX('Mass attenuation coefficients'!$B$2:$B$37,MATCH($C375,'Mass attenuation coefficients'!$A$2:$A$37,1)))/(INDEX('Mass attenuation coefficients'!$A$2:$A$37,MATCH($C375,'Mass attenuation coefficients'!$A$2:$A$37,1)+1)-INDEX('Mass attenuation coefficients'!$A$2:$A$37,MATCH($C375,'Mass attenuation coefficients'!$A$2:$A$37,1)))),0.997*$C375*'Mass attenuation coefficients'!$B$2/'Mass attenuation coefficients'!$A$2)","v":6.5934724627999999E-2},{"$f":"_xlfn.IFNA(INDEX('Shultis Faw'!$C$2:$C$26,MATCH($C375,'Shultis Faw'!$A$2:$A$26,1))+($C375-INDEX('Shultis Faw'!$A$2:$A$26,MATCH($C375,'Shultis Faw'!$A$2:$A$26,1)))*(INDEX('Shultis Faw'!$C$2:$C$26,MATCH($C375,'Shultis Faw'!$A$2:$A$26,1)+1)-INDEX('Shultis Faw'!$C$2:$C$26,MATCH($C375,'Shultis Faw'!$A$2:$A$26,1)))/(INDEX('Shultis Faw'!$A$2:$A$26,MATCH($C375,'Shultis Faw'!$A$2:$A$26,1)+1)-INDEX('Shultis Faw'!$A$2:$A$26,MATCH($C375,'Shultis Faw'!$A$2:$A$26,1))),$C375*'Shultis Faw'!$C$2/'Shultis Faw'!$A$2)","v":2.0527832000000004},{"$f":"_xlfn.IFNA(INDEX('Shultis Faw'!$D$2:$D$26,MATCH($C375,'Shultis Faw'!$A$2:$A$26,1))+($C375-INDEX('Shultis Faw'!$A$2:$A$26,MATCH($C375,'Shultis Faw'!$A$2:$A$26,1)))*(INDEX('Shultis Faw'!$D$2:$D$26,MATCH($C375,'Shultis Faw'!$A$2:$A$26,1)+1)-INDEX('Shultis Faw'!$D$2:$D$26,MATCH($C375,'Shultis Faw'!$A$2:$A$26,1)))/(INDEX('Shultis Faw'!$A$2:$A$26,MATCH($C375,'Shultis Faw'!$A$2:$A$26,1)+1)-INDEX('Shultis Faw'!$A$2:$A$26,MATCH($C375,'Shultis Faw'!$A$2:$A$26,1))),$C375*'Shultis Faw'!$D$2/'Shultis Faw'!$A$2)","v":1.3883335999999999},{"$f":"_xlfn.IFNA(INDEX('Shultis Faw'!$B$2:$B$26,MATCH($C375,'Shultis Faw'!$A$2:$A$26,1))+($C375-INDEX('Shultis Faw'!$A$2:$A$26,MATCH($C375,'Shultis Faw'!$A$2:$A$26,1)))*(INDEX('Shultis Faw'!$B$2:$B$26,MATCH($C375,'Shultis Faw'!$A$2:$A$26,1)+1)-INDEX('Shultis Faw'!$B$2:$B$26,MATCH($C375,'Shultis Faw'!$A$2:$A$26,1)))/(INDEX('Shultis Faw'!$A$2:$A$26,MATCH($C375,'Shultis Faw'!$A$2:$A$26,1)+1)-INDEX('Shultis Faw'!$A$2:$A$26,MATCH($C375,'Shultis Faw'!$A$2:$A$26,1))),$C375*'Shultis Faw'!$B$2/'Shultis Faw'!$A$2)","v":-7.950779999999999E-2},{"$f":"_xlfn.IFNA(INDEX('Shultis Faw'!$E$2:$E$26,MATCH($C375,'Shultis Faw'!$A$2:$A$26,1))+($C375-INDEX('Shultis Faw'!$A$2:$A$26,MATCH($C375,'Shultis Faw'!$A$2:$A$26,1)))*(INDEX('Shultis Faw'!$E$2:$E$26,MATCH($C375,'Shultis Faw'!$A$2:$A$26,1)+1)-INDEX('Shultis Faw'!$E$2:$E$26,MATCH($C375,'Shultis Faw'!$A$2:$A$26,1)))/(INDEX('Shultis Faw'!$A$2:$A$26,MATCH($C375,'Shultis Faw'!$A$2:$A$26,1)+1)-INDEX('Shultis Faw'!$A$2:$A$26,MATCH($C375,'Shultis Faw'!$A$2:$A$26,1))),$C375*'Shultis Faw'!$E$2/'Shultis Faw'!$A$2)","v":3.3758160000000002E-2},{"$f":"_xlfn.IFNA(INDEX('Shultis Faw'!$F$2:$F$26,MATCH($C375,'Shultis Faw'!$A$2:$A$26,1))+($C375-INDEX('Shultis Faw'!$A$2:$A$26,MATCH($C375,'Shultis Faw'!$A$2:$A$26,1)))*(INDEX('Shultis Faw'!$F$2:$F$26,MATCH($C375,'Shultis Faw'!$A$2:$A$26,1)+1)-INDEX('Shultis Faw'!$F$2:$F$26,MATCH($C375,'Shultis Faw'!$A$2:$A$26,1)))/(INDEX('Shultis Faw'!$A$2:$A$26,MATCH($C375,'Shultis Faw'!$A$2:$A$26,1)+1)-INDEX('Shultis Faw'!$A$2:$A$26,MATCH($C375,'Shultis Faw'!$A$2:$A$26,1))),$C375*'Shultis Faw'!$F$2/'Shultis Faw'!$A$2)","v":14.311860000000001},{"$f":"J375*(H375*'Externe blootstelling'!$D$23/2)^K375+L375*(TANH(((H375*'Externe blootstelling'!$D$23)/(2*M375))-2)-TANH(-2))/(1-TANH(-2))","v":1.3896425052621513},{"$f":"IF(N375=1,1+(I375-1)*H375*'Externe blootstelling'!$D$23/2,1+(I375-1)*(N375^(H375*'Externe blootstelling'!$D$23/2)-1)/(N375-1))","v":2.0392432604330608},{"$f":"G375*EXP(-H375*'Externe blootstelling'!$D$23/2)*O375","v":4.1625373741836514E-4}]
[null," g ",1.1603599999999998,1.8565759999999994E-13,4.3599999999999997E-4,{"$f":"_xlfn.IFNA(INDEX('hp (pSv cm2)'!$B$2:$B$52,MATCH($C376,'hp (pSv cm2)'!$A$2:$A$52,1))+($C376-INDEX('hp (pSv cm2)'!$A$2:$A$52,MATCH($C376,'hp (pSv cm2)'!$A$2:$A$52,1)))*(INDEX('hp (pSv cm2)'!$B$2:$B$52,MATCH($C376,'hp (pSv cm2)'!$A$2:$A$52,1)+1)-INDEX('hp (pSv cm2)'!$B$2:$B$52,MATCH($C376,'hp (pSv cm2)'!$A$2:$A$52,1)))/(INDEX('hp (pSv cm2)'!$A$2:$A$52,MATCH($C376,'hp (pSv cm2)'!$A$2:$A$52,1)+1)-INDEX('hp (pSv cm2)'!$A$2:$A$52,MATCH($C376,'hp (pSv cm2)'!$A$2:$A$52,1))),$C376*'hp (pSv cm2)'!$B$2/'hp (pSv cm2)'!$A$2)","v":5.0127735999999992},2.1855692895999994E-3,{"$f":"_xlfn.IFNA(0.997*(INDEX('Mass attenuation coefficients'!$B$2:$B$37,MATCH($C376,'Mass attenuation coefficients'!$A$2:$A$37,1))+($C376-INDEX('Mass attenuation coefficients'!$A$2:$A$37,MATCH($C376,'Mass attenuation coefficients'!$A$2:$A$37,1)))*(INDEX('Mass attenuation coefficients'!$B$2:$B$37,MATCH($C376,'Mass attenuation coefficients'!$A$2:$A$37,1)+1)-INDEX('Mass attenuation coefficients'!$B$2:$B$37,MATCH($C376,'Mass attenuation coefficients'!$A$2:$A$37,1)))/(INDEX('Mass attenuation coefficients'!$A$2:$A$37,MATCH($C376,'Mass attenuation coefficients'!$A$2:$A$37,1)+1)-INDEX('Mass attenuation coefficients'!$A$2:$A$37,MATCH($C376,'Mass attenuation coefficients'!$A$2:$A$37,1)))),0.997*$C376*'Mass attenuation coefficients'!$B$2/'Mass attenuation coefficients'!$A$2)","v":6.5717867556800008E-2},{"$f":"_xlfn.IFNA(INDEX('Shultis Faw'!$C$2:$C$26,MATCH($C376,'Shultis Faw'!$A$2:$A$26,1))+($C376-INDEX('Shultis Faw'!$A$2:$A$26,MATCH($C376,'Shultis Faw'!$A$2:$A$26,1)))*(INDEX('Shultis Faw'!$C$2:$C$26,MATCH($C376,'Shultis Faw'!$A$2:$A$26,1)+1)-INDEX('Shultis Faw'!$C$2:$C$26,MATCH($C376,'Shultis Faw'!$A$2:$A$26,1)))/(INDEX('Shultis Faw'!$A$2:$A$26,MATCH($C376,'Shultis Faw'!$A$2:$A$26,1)+1)-INDEX('Shultis Faw'!$A$2:$A$26,MATCH($C376,'Shultis Faw'!$A$2:$A$26,1))),$C376*'Shultis Faw'!$C$2/'Shultis Faw'!$A$2)","v":2.0504019200000001},{"$f":"_xlfn.IFNA(INDEX('Shultis Faw'!$D$2:$D$26,MATCH($C376,'Shultis Faw'!$A$2:$A$26,1))+($C376-INDEX('Shultis Faw'!$A$2:$A$26,MATCH($C376,'Shultis Faw'!$A$2:$A$26,1)))*(INDEX('Shultis Faw'!$D$2:$D$26,MATCH($C376,'Shultis Faw'!$A$2:$A$26,1)+1)-INDEX('Shultis Faw'!$D$2:$D$26,MATCH($C376,'Shultis Faw'!$A$2:$A$26,1)))/(INDEX('Shultis Faw'!$A$2:$A$26,MATCH($C376,'Shultis Faw'!$A$2:$A$26,1)+1)-INDEX('Shultis Faw'!$A$2:$A$26,MATCH($C376,'Shultis Faw'!$A$2:$A$26,1))),$C376*'Shultis Faw'!$D$2/'Shultis Faw'!$A$2)","v":1.38583616},{"$f":"_xlfn.IFNA(INDEX('Shultis Faw'!$B$2:$B$26,MATCH($C376,'Shultis Faw'!$A$2:$A$26,1))+($C376-INDEX('Shultis Faw'!$A$2:$A$26,MATCH($C376,'Shultis Faw'!$A$2:$A$26,1)))*(INDEX('Shultis Faw'!$B$2:$B$26,MATCH($C376,'Shultis Faw'!$A$2:$A$26,1)+1)-INDEX('Shultis Faw'!$B$2:$B$26,MATCH($C376,'Shultis Faw'!$A$2:$A$26,1)))/(INDEX('Shultis Faw'!$A$2:$A$26,MATCH($C376,'Shultis Faw'!$A$2:$A$26,1)+1)-INDEX('Shultis Faw'!$A$2:$A$26,MATCH($C376,'Shultis Faw'!$A$2:$A$26,1))),$C376*'Shultis Faw'!$B$2/'Shultis Faw'!$A$2)","v":-7.9057680000000005E-2},{"$f":"_xlfn.IFNA(INDEX('Shultis Faw'!$E$2:$E$26,MATCH($C376,'Shultis Faw'!$A$2:$A$26,1))+($C376-INDEX('Shultis Faw'!$A$2:$A$26,MATCH($C376,'Shultis Faw'!$A$2:$A$26,1)))*(INDEX('Shultis Faw'!$E$2:$E$26,MATCH($C376,'Shultis Faw'!$A$2:$A$26,1)+1)-INDEX('Shultis Faw'!$E$2:$E$26,MATCH($C376,'Shultis Faw'!$A$2:$A$26,1)))/(INDEX('Shultis Faw'!$A$2:$A$26,MATCH($C376,'Shultis Faw'!$A$2:$A$26,1)+1)-INDEX('Shultis Faw'!$A$2:$A$26,MATCH($C376,'Shultis Faw'!$A$2:$A$26,1))),$C376*'Shultis Faw'!$E$2/'Shultis Faw'!$A$2)","v":3.3566496000000001E-2},{"$f":"_xlfn.IFNA(INDEX('Shultis Faw'!$F$2:$F$26,MATCH($C376,'Shultis Faw'!$A$2:$A$26,1))+($C376-INDEX('Shultis Faw'!$A$2:$A$26,MATCH($C376,'Shultis Faw'!$A$2:$A$26,1)))*(INDEX('Shultis Faw'!$F$2:$F$26,MATCH($C376,'Shultis Faw'!$A$2:$A$26,1)+1)-INDEX('Shultis Faw'!$F$2:$F$26,MATCH($C376,'Shultis Faw'!$A$2:$A$26,1)))/(INDEX('Shultis Faw'!$A$2:$A$26,MATCH($C376,'Shultis Faw'!$A$2:$A$26,1)+1)-INDEX('Shultis Faw'!$A$2:$A$26,MATCH($C376,'Shultis Faw'!$A$2:$A$26,1))),$C376*'Shultis Faw'!$F$2/'Shultis Faw'!$A$2)","v":14.316216000000001},{"$f":"J376*(H376*'Externe blootstelling'!$D$23/2)^K376+L376*(TANH(((H376*'Externe blootstelling'!$D$23)/(2*M376))-2)-TANH(-2))/(1-TANH(-2))","v":1.3874964261732798},{"$f":"IF(N376=1,1+(I376-1)*H376*'Externe blootstelling'!$D$23/2,1+(I376-1)*(N376^(H376*'Externe blootstelling'!$D$23/2)-1)/(N376-1))","v":2.0329120695205805},{"$f":"G376*EXP(-H376*'Externe blootstelling'!$D$23/2)*O376","v":1.6579428847214026E-3}]
[null," g ",1.1707000000000001,1.8731199999999998E-13,3.6000000000000001E-5,{"$f":"_xlfn.IFNA(INDEX('hp (pSv cm2)'!$B$2:$B$52,MATCH($C377,'hp (pSv cm2)'!$A$2:$A$52,1))+($C377-INDEX('hp (pSv cm2)'!$A$2:$A$52,MATCH($C377,'hp (pSv cm2)'!$A$2:$A$52,1)))*(INDEX('hp (pSv cm2)'!$B$2:$B$52,MATCH($C377,'hp (pSv cm2)'!$A$2:$A$52,1)+1)-INDEX('hp (pSv cm2)'!$B$2:$B$52,MATCH($C377,'hp (pSv cm2)'!$A$2:$A$52,1)))/(INDEX('hp (pSv cm2)'!$A$2:$A$52,MATCH($C377,'hp (pSv cm2)'!$A$2:$A$52,1)+1)-INDEX('hp (pSv cm2)'!$A$2:$A$52,MATCH($C377,'hp (pSv cm2)'!$A$2:$A$52,1))),$C377*'hp (pSv cm2)'!$B$2/'hp (pSv cm2)'!$A$2)","v":5.0464820000000001},1.8167335200000001E-4,{"$f":"_xlfn.IFNA(0.997*(INDEX('Mass attenuation coefficients'!$B$2:$B$37,MATCH($C377,'Mass attenuation coefficients'!$A$2:$A$37,1))+($C377-INDEX('Mass attenuation coefficients'!$A$2:$A$37,MATCH($C377,'Mass attenuation coefficients'!$A$2:$A$37,1)))*(INDEX('Mass attenuation coefficients'!$B$2:$B$37,MATCH($C377,'Mass attenuation coefficients'!$A$2:$A$37,1)+1)-INDEX('Mass attenuation coefficients'!$B$2:$B$37,MATCH($C377,'Mass attenuation coefficients'!$A$2:$A$37,1)))/(INDEX('Mass attenuation coefficients'!$A$2:$A$37,MATCH($C377,'Mass attenuation coefficients'!$A$2:$A$37,1)+1)-INDEX('Mass attenuation coefficients'!$A$2:$A$37,MATCH($C377,'Mass attenuation coefficients'!$A$2:$A$37,1)))),0.997*$C377*'Mass attenuation coefficients'!$B$2/'Mass attenuation coefficients'!$A$2)","v":6.5409010515999996E-2},{"$f":"_xlfn.IFNA(INDEX('Shultis Faw'!$C$2:$C$26,MATCH($C377,'Shultis Faw'!$A$2:$A$26,1))+($C377-INDEX('Shultis Faw'!$A$2:$A$26,MATCH($C377,'Shultis Faw'!$A$2:$A$26,1)))*(INDEX('Shultis Faw'!$C$2:$C$26,MATCH($C377,'Shultis Faw'!$A$2:$A$26,1)+1)-INDEX('Shultis Faw'!$C$2:$C$26,MATCH($C377,'Shultis Faw'!$A$2:$A$26,1)))/(INDEX('Shultis Faw'!$A$2:$A$26,MATCH($C377,'Shultis Faw'!$A$2:$A$26,1)+1)-INDEX('Shultis Faw'!$A$2:$A$26,MATCH($C377,'Shultis Faw'!$A$2:$A$26,1))),$C377*'Shultis Faw'!$C$2/'Shultis Faw'!$A$2)","v":2.0470104},{"$f":"_xlfn.IFNA(INDEX('Shultis Faw'!$D$2:$D$26,MATCH($C377,'Shultis Faw'!$A$2:$A$26,1))+($C377-INDEX('Shultis Faw'!$A$2:$A$26,MATCH($C377,'Shultis Faw'!$A$2:$A$26,1)))*(INDEX('Shultis Faw'!$D$2:$D$26,MATCH($C377,'Shultis Faw'!$A$2:$A$26,1)+1)-INDEX('Shultis Faw'!$D$2:$D$26,MATCH($C377,'Shultis Faw'!$A$2:$A$26,1)))/(INDEX('Shultis Faw'!$A$2:$A$26,MATCH($C377,'Shultis Faw'!$A$2:$A$26,1)+1)-INDEX('Shultis Faw'!$A$2:$A$26,MATCH($C377,'Shultis Faw'!$A$2:$A$26,1))),$C377*'Shultis Faw'!$D$2/'Shultis Faw'!$A$2)","v":1.3822791999999999},{"$f":"_xlfn.IFNA(INDEX('Shultis Faw'!$B$2:$B$26,MATCH($C377,'Shultis Faw'!$A$2:$A$26,1))+($C377-INDEX('Shultis Faw'!$A$2:$A$26,MATCH($C377,'Shultis Faw'!$A$2:$A$26,1)))*(INDEX('Shultis Faw'!$B$2:$B$26,MATCH($C377,'Shultis Faw'!$A$2:$A$26,1)+1)-INDEX('Shultis Faw'!$B$2:$B$26,MATCH($C377,'Shultis Faw'!$A$2:$A$26,1)))/(INDEX('Shultis Faw'!$A$2:$A$26,MATCH($C377,'Shultis Faw'!$A$2:$A$26,1)+1)-INDEX('Shultis Faw'!$A$2:$A$26,MATCH($C377,'Shultis Faw'!$A$2:$A$26,1))),$C377*'Shultis Faw'!$B$2/'Shultis Faw'!$A$2)","v":-7.8416599999999989E-2},{"$f":"_xlfn.IFNA(INDEX('Shultis Faw'!$E$2:$E$26,MATCH($C377,'Shultis Faw'!$A$2:$A$26,1))+($C377-INDEX('Shultis Faw'!$A$2:$A$26,MATCH($C377,'Shultis Faw'!$A$2:$A$26,1)))*(INDEX('Shultis Faw'!$E$2:$E$26,MATCH($C377,'Shultis Faw'!$A$2:$A$26,1)+1)-INDEX('Shultis Faw'!$E$2:$E$26,MATCH($C377,'Shultis Faw'!$A$2:$A$26,1)))/(INDEX('Shultis Faw'!$A$2:$A$26,MATCH($C377,'Shultis Faw'!$A$2:$A$26,1)+1)-INDEX('Shultis Faw'!$A$2:$A$26,MATCH($C377,'Shultis Faw'!$A$2:$A$26,1))),$C377*'Shultis Faw'!$E$2/'Shultis Faw'!$A$2)","v":3.329352E-2},{"$f":"_xlfn.IFNA(INDEX('Shultis Faw'!$F$2:$F$26,MATCH($C377,'Shultis Faw'!$A$2:$A$26,1))+($C377-INDEX('Shultis Faw'!$A$2:$A$26,MATCH($C377,'Shultis Faw'!$A$2:$A$26,1)))*(INDEX('Shultis Faw'!$F$2:$F$26,MATCH($C377,'Shultis Faw'!$A$2:$A$26,1)+1)-INDEX('Shultis Faw'!$F$2:$F$26,MATCH($C377,'Shultis Faw'!$A$2:$A$26,1)))/(INDEX('Shultis Faw'!$A$2:$A$26,MATCH($C377,'Shultis Faw'!$A$2:$A$26,1)+1)-INDEX('Shultis Faw'!$A$2:$A$26,MATCH($C377,'Shultis Faw'!$A$2:$A$26,1))),$C377*'Shultis Faw'!$F$2/'Shultis Faw'!$A$2)","v":14.322420000000001},{"$f":"J377*(H377*'Externe blootstelling'!$D$23/2)^K377+L377*(TANH(((H377*'Externe blootstelling'!$D$23)/(2*M377))-2)-TANH(-2))/(1-TANH(-2))","v":1.3844328022295811},{"$f":"IF(N377=1,1+(I377-1)*H377*'Externe blootstelling'!$D$23/2,1+(I377-1)*(N377^(H377*'Externe blootstelling'!$D$23/2)-1)/(N377-1))","v":2.0239431842104567},{"$f":"G377*EXP(-H377*'Externe blootstelling'!$D$23/2)*O377","v":1.3784402985918043E-4}]
[null," g ",1.18834,1.9013439999999998E-13,9.2999999999999995E-4,{"$f":"_xlfn.IFNA(INDEX('hp (pSv cm2)'!$B$2:$B$52,MATCH($C378,'hp (pSv cm2)'!$A$2:$A$52,1))+($C378-INDEX('hp (pSv cm2)'!$A$2:$A$52,MATCH($C378,'hp (pSv cm2)'!$A$2:$A$52,1)))*(INDEX('hp (pSv cm2)'!$B$2:$B$52,MATCH($C378,'hp (pSv cm2)'!$A$2:$A$52,1)+1)-INDEX('hp (pSv cm2)'!$B$2:$B$52,MATCH($C378,'hp (pSv cm2)'!$A$2:$A$52,1)))/(INDEX('hp (pSv cm2)'!$A$2:$A$52,MATCH($C378,'hp (pSv cm2)'!$A$2:$A$52,1)+1)-INDEX('hp (pSv cm2)'!$A$2:$A$52,MATCH($C378,'hp (pSv cm2)'!$A$2:$A$52,1))),$C378*'hp (pSv cm2)'!$B$2/'hp (pSv cm2)'!$A$2)","v":5.1039884000000004},4.746709212E-3,{"$f":"_xlfn.IFNA(0.997*(INDEX('Mass attenuation coefficients'!$B$2:$B$37,MATCH($C378,'Mass attenuation coefficients'!$A$2:$A$37,1))+($C378-INDEX('Mass attenuation coefficients'!$A$2:$A$37,MATCH($C378,'Mass attenuation coefficients'!$A$2:$A$37,1)))*(INDEX('Mass attenuation coefficients'!$B$2:$B$37,MATCH($C378,'Mass attenuation coefficients'!$A$2:$A$37,1)+1)-INDEX('Mass attenuation coefficients'!$B$2:$B$37,MATCH($C378,'Mass attenuation coefficients'!$A$2:$A$37,1)))/(INDEX('Mass attenuation coefficients'!$A$2:$A$37,MATCH($C378,'Mass attenuation coefficients'!$A$2:$A$37,1)+1)-INDEX('Mass attenuation coefficients'!$A$2:$A$37,MATCH($C378,'Mass attenuation coefficients'!$A$2:$A$37,1)))),0.997*$C378*'Mass attenuation coefficients'!$B$2/'Mass attenuation coefficients'!$A$2)","v":6.4882101599199993E-2},{"$f":"_xlfn.IFNA(INDEX('Shultis Faw'!$C$2:$C$26,MATCH($C378,'Shultis Faw'!$A$2:$A$26,1))+($C378-INDEX('Shultis Faw'!$A$2:$A$26,MATCH($C378,'Shultis Faw'!$A$2:$A$26,1)))*(INDEX('Shultis Faw'!$C$2:$C$26,MATCH($C378,'Shultis Faw'!$A$2:$A$26,1)+1)-INDEX('Shultis Faw'!$C$2:$C$26,MATCH($C378,'Shultis Faw'!$A$2:$A$26,1)))/(INDEX('Shultis Faw'!$A$2:$A$26,MATCH($C378,'Shultis Faw'!$A$2:$A$26,1)+1)-INDEX('Shultis Faw'!$A$2:$A$26,MATCH($C378,'Shultis Faw'!$A$2:$A$26,1))),$C378*'Shultis Faw'!$C$2/'Shultis Faw'!$A$2)","v":2.0412244800000003},{"$f":"_xlfn.IFNA(INDEX('Shultis Faw'!$D$2:$D$26,MATCH($C378,'Shultis Faw'!$A$2:$A$26,1))+($C378-INDEX('Shultis Faw'!$A$2:$A$26,MATCH($C378,'Shultis Faw'!$A$2:$A$26,1)))*(INDEX('Shultis Faw'!$D$2:$D$26,MATCH($C378,'Shultis Faw'!$A$2:$A$26,1)+1)-INDEX('Shultis Faw'!$D$2:$D$26,MATCH($C378,'Shultis Faw'!$A$2:$A$26,1)))/(INDEX('Shultis Faw'!$A$2:$A$26,MATCH($C378,'Shultis Faw'!$A$2:$A$26,1)+1)-INDEX('Shultis Faw'!$A$2:$A$26,MATCH($C378,'Shultis Faw'!$A$2:$A$26,1))),$C378*'Shultis Faw'!$D$2/'Shultis Faw'!$A$2)","v":1.3762110400000001},{"$f":"_xlfn.IFNA(INDEX('Shultis Faw'!$B$2:$B$26,MATCH($C378,'Shultis Faw'!$A$2:$A$26,1))+($C378-INDEX('Shultis Faw'!$A$2:$A$26,MATCH($C378,'Shultis Faw'!$A$2:$A$26,1)))*(INDEX('Shultis Faw'!$B$2:$B$26,MATCH($C378,'Shultis Faw'!$A$2:$A$26,1)+1)-INDEX('Shultis Faw'!$B$2:$B$26,MATCH($C378,'Shultis Faw'!$A$2:$A$26,1)))/(INDEX('Shultis Faw'!$A$2:$A$26,MATCH($C378,'Shultis Faw'!$A$2:$A$26,1)+1)-INDEX('Shultis Faw'!$A$2:$A$26,MATCH($C378,'Shultis Faw'!$A$2:$A$26,1))),$C378*'Shultis Faw'!$B$2/'Shultis Faw'!$A$2)","v":-7.7322920000000003E-2},{"$f":"_xlfn.IFNA(INDEX('Shultis Faw'!$E$2:$E$26,MATCH($C378,'Shultis Faw'!$A$2:$A$26,1))+($C378-INDEX('Shultis Faw'!$A$2:$A$26,MATCH($C378,'Shultis Faw'!$A$2:$A$26,1)))*(INDEX('Shultis Faw'!$E$2:$E$26,MATCH($C378,'Shultis Faw'!$A$2:$A$26,1)+1)-INDEX('Shultis Faw'!$E$2:$E$26,MATCH($C378,'Shultis Faw'!$A$2:$A$26,1)))/(INDEX('Shultis Faw'!$A$2:$A$26,MATCH($C378,'Shultis Faw'!$A$2:$A$26,1)+1)-INDEX('Shultis Faw'!$A$2:$A$26,MATCH($C378,'Shultis Faw'!$A$2:$A$26,1))),$C378*'Shultis Faw'!$E$2/'Shultis Faw'!$A$2)","v":3.2827824000000005E-2},{"$f":"_xlfn.IFNA(INDEX('Shultis Faw'!$F$2:$F$26,MATCH($C378,'Shultis Faw'!$A$2:$A$26,1))+($C378-INDEX('Shultis Faw'!$A$2:$A$26,MATCH($C378,'Shultis Faw'!$A$2:$A$26,1)))*(INDEX('Shultis Faw'!$F$2:$F$26,MATCH($C378,'Shultis Faw'!$A$2:$A$26,1)+1)-INDEX('Shultis Faw'!$F$2:$F$26,MATCH($C378,'Shultis Faw'!$A$2:$A$26,1)))/(INDEX('Shultis Faw'!$A$2:$A$26,MATCH($C378,'Shultis Faw'!$A$2:$A$26,1)+1)-INDEX('Shultis Faw'!$A$2:$A$26,MATCH($C378,'Shultis Faw'!$A$2:$A$26,1))),$C378*'Shultis Faw'!$F$2/'Shultis Faw'!$A$2)","v":14.333004000000001},{"$f":"J378*(H378*'Externe blootstelling'!$D$23/2)^K378+L378*(TANH(((H378*'Externe blootstelling'!$D$23)/(2*M378))-2)-TANH(-2))/(1-TANH(-2))","v":1.3791870551376002},{"$f":"IF(N378=1,1+(I378-1)*H378*'Externe blootstelling'!$D$23/2,1+(I378-1)*(N378^(H378*'Externe blootstelling'!$D$23/2)-1)/(N378-1))","v":2.0087723306215004},{"$f":"G378*EXP(-H378*'Externe blootstelling'!$D$23/2)*O378","v":3.6029170577578738E-3}]
[null," g ",1.2167999999999999,1.9468799999999996E-13,3.3000000000000003E-5,{"$f":"_xlfn.IFNA(INDEX('hp (pSv cm2)'!$B$2:$B$52,MATCH($C379,'hp (pSv cm2)'!$A$2:$A$52,1))+($C379-INDEX('hp (pSv cm2)'!$A$2:$A$52,MATCH($C379,'hp (pSv cm2)'!$A$2:$A$52,1)))*(INDEX('hp (pSv cm2)'!$B$2:$B$52,MATCH($C379,'hp (pSv cm2)'!$A$2:$A$52,1)+1)-INDEX('hp (pSv cm2)'!$B$2:$B$52,MATCH($C379,'hp (pSv cm2)'!$A$2:$A$52,1)))/(INDEX('hp (pSv cm2)'!$A$2:$A$52,MATCH($C379,'hp (pSv cm2)'!$A$2:$A$52,1)+1)-INDEX('hp (pSv cm2)'!$A$2:$A$52,MATCH($C379,'hp (pSv cm2)'!$A$2:$A$52,1))),$C379*'hp (pSv cm2)'!$B$2/'hp (pSv cm2)'!$A$2)","v":5.1967679999999996},1.71493344E-4,{"$f":"_xlfn.IFNA(0.997*(INDEX('Mass attenuation coefficients'!$B$2:$B$37,MATCH($C379,'Mass attenuation coefficients'!$A$2:$A$37,1))+($C379-INDEX('Mass attenuation coefficients'!$A$2:$A$37,MATCH($C379,'Mass attenuation coefficients'!$A$2:$A$37,1)))*(INDEX('Mass attenuation coefficients'!$B$2:$B$37,MATCH($C379,'Mass attenuation coefficients'!$A$2:$A$37,1)+1)-INDEX('Mass attenuation coefficients'!$B$2:$B$37,MATCH($C379,'Mass attenuation coefficients'!$A$2:$A$37,1)))/(INDEX('Mass attenuation coefficients'!$A$2:$A$37,MATCH($C379,'Mass attenuation coefficients'!$A$2:$A$37,1)+1)-INDEX('Mass attenuation coefficients'!$A$2:$A$37,MATCH($C379,'Mass attenuation coefficients'!$A$2:$A$37,1)))),0.997*$C379*'Mass attenuation coefficients'!$B$2/'Mass attenuation coefficients'!$A$2)","v":6.4031997984E-2},{"$f":"_xlfn.IFNA(INDEX('Shultis Faw'!$C$2:$C$26,MATCH($C379,'Shultis Faw'!$A$2:$A$26,1))+($C379-INDEX('Shultis Faw'!$A$2:$A$26,MATCH($C379,'Shultis Faw'!$A$2:$A$26,1)))*(INDEX('Shultis Faw'!$C$2:$C$26,MATCH($C379,'Shultis Faw'!$A$2:$A$26,1)+1)-INDEX('Shultis Faw'!$C$2:$C$26,MATCH($C379,'Shultis Faw'!$A$2:$A$26,1)))/(INDEX('Shultis Faw'!$A$2:$A$26,MATCH($C379,'Shultis Faw'!$A$2:$A$26,1)+1)-INDEX('Shultis Faw'!$A$2:$A$26,MATCH($C379,'Shultis Faw'!$A$2:$A$26,1))),$C379*'Shultis Faw'!$C$2/'Shultis Faw'!$A$2)","v":2.0318896000000004},{"$f":"_xlfn.IFNA(INDEX('Shultis Faw'!$D$2:$D$26,MATCH($C379,'Shultis Faw'!$A$2:$A$26,1))+($C379-INDEX('Shultis Faw'!$A$2:$A$26,MATCH($C379,'Shultis Faw'!$A$2:$A$26,1)))*(INDEX('Shultis Faw'!$D$2:$D$26,MATCH($C379,'Shultis Faw'!$A$2:$A$26,1)+1)-INDEX('Shultis Faw'!$D$2:$D$26,MATCH($C379,'Shultis Faw'!$A$2:$A$26,1)))/(INDEX('Shultis Faw'!$A$2:$A$26,MATCH($C379,'Shultis Faw'!$A$2:$A$26,1)+1)-INDEX('Shultis Faw'!$A$2:$A$26,MATCH($C379,'Shultis Faw'!$A$2:$A$26,1))),$C379*'Shultis Faw'!$D$2/'Shultis Faw'!$A$2)","v":1.3664208},{"$f":"_xlfn.IFNA(INDEX('Shultis Faw'!$B$2:$B$26,MATCH($C379,'Shultis Faw'!$A$2:$A$26,1))+($C379-INDEX('Shultis Faw'!$A$2:$A$26,MATCH($C379,'Shultis Faw'!$A$2:$A$26,1)))*(INDEX('Shultis Faw'!$B$2:$B$26,MATCH($C379,'Shultis Faw'!$A$2:$A$26,1)+1)-INDEX('Shultis Faw'!$B$2:$B$26,MATCH($C379,'Shultis Faw'!$A$2:$A$26,1)))/(INDEX('Shultis Faw'!$A$2:$A$26,MATCH($C379,'Shultis Faw'!$A$2:$A$26,1)+1)-INDEX('Shultis Faw'!$A$2:$A$26,MATCH($C379,'Shultis Faw'!$A$2:$A$26,1))),$C379*'Shultis Faw'!$B$2/'Shultis Faw'!$A$2)","v":-7.5558400000000012E-2},{"$f":"_xlfn.IFNA(INDEX('Shultis Faw'!$E$2:$E$26,MATCH($C379,'Shultis Faw'!$A$2:$A$26,1))+($C379-INDEX('Shultis Faw'!$A$2:$A$26,MATCH($C379,'Shultis Faw'!$A$2:$A$26,1)))*(INDEX('Shultis Faw'!$E$2:$E$26,MATCH($C379,'Shultis Faw'!$A$2:$A$26,1)+1)-INDEX('Shultis Faw'!$E$2:$E$26,MATCH($C379,'Shultis Faw'!$A$2:$A$26,1)))/(INDEX('Shultis Faw'!$A$2:$A$26,MATCH($C379,'Shultis Faw'!$A$2:$A$26,1)+1)-INDEX('Shultis Faw'!$A$2:$A$26,MATCH($C379,'Shultis Faw'!$A$2:$A$26,1))),$C379*'Shultis Faw'!$E$2/'Shultis Faw'!$A$2)","v":3.2076480000000004E-2},{"$f":"_xlfn.IFNA(INDEX('Shultis Faw'!$F$2:$F$26,MATCH($C379,'Shultis Faw'!$A$2:$A$26,1))+($C379-INDEX('Shultis Faw'!$A$2:$A$26,MATCH($C379,'Shultis Faw'!$A$2:$A$26,1)))*(INDEX('Shultis Faw'!$F$2:$F$26,MATCH($C379,'Shultis Faw'!$A$2:$A$26,1)+1)-INDEX('Shultis Faw'!$F$2:$F$26,MATCH($C379,'Shultis Faw'!$A$2:$A$26,1)))/(INDEX('Shultis Faw'!$A$2:$A$26,MATCH($C379,'Shultis Faw'!$A$2:$A$26,1)+1)-INDEX('Shultis Faw'!$A$2:$A$26,MATCH($C379,'Shultis Faw'!$A$2:$A$26,1))),$C379*'Shultis Faw'!$F$2/'Shultis Faw'!$A$2)","v":14.35008},{"$f":"J379*(H379*'Externe blootstelling'!$D$23/2)^K379+L379*(TANH(((H379*'Externe blootstelling'!$D$23)/(2*M379))-2)-TANH(-2))/(1-TANH(-2))","v":1.3706726174943238},{"$f":"IF(N379=1,1+(I379-1)*H379*'Externe blootstelling'!$D$23/2,1+(I379-1)*(N379^(H379*'Externe blootstelling'!$D$23/2)-1)/(N379-1))","v":1.9846379605944633},{"$f":"G379*EXP(-H379*'Externe blootstelling'!$D$23/2)*O379","v":1.3025590239404042E-4}]
[null," g ",1.2321,1.9713599999999999E-13,8.0000000000000007E-5,{"$f":"_xlfn.IFNA(INDEX('hp (pSv cm2)'!$B$2:$B$52,MATCH($C380,'hp (pSv cm2)'!$A$2:$A$52,1))+($C380-INDEX('hp (pSv cm2)'!$A$2:$A$52,MATCH($C380,'hp (pSv cm2)'!$A$2:$A$52,1)))*(INDEX('hp (pSv cm2)'!$B$2:$B$52,MATCH($C380,'hp (pSv cm2)'!$A$2:$A$52,1)+1)-INDEX('hp (pSv cm2)'!$B$2:$B$52,MATCH($C380,'hp (pSv cm2)'!$A$2:$A$52,1)))/(INDEX('hp (pSv cm2)'!$A$2:$A$52,MATCH($C380,'hp (pSv cm2)'!$A$2:$A$52,1)+1)-INDEX('hp (pSv cm2)'!$A$2:$A$52,MATCH($C380,'hp (pSv cm2)'!$A$2:$A$52,1))),$C380*'hp (pSv cm2)'!$B$2/'hp (pSv cm2)'!$A$2)","v":5.2466460000000001},4.1973168000000006E-4,{"$f":"_xlfn.IFNA(0.997*(INDEX('Mass attenuation coefficients'!$B$2:$B$37,MATCH($C380,'Mass attenuation coefficients'!$A$2:$A$37,1))+($C380-INDEX('Mass attenuation coefficients'!$A$2:$A$37,MATCH($C380,'Mass attenuation coefficients'!$A$2:$A$37,1)))*(INDEX('Mass attenuation coefficients'!$B$2:$B$37,MATCH($C380,'Mass attenuation coefficients'!$A$2:$A$37,1)+1)-INDEX('Mass attenuation coefficients'!$B$2:$B$37,MATCH($C380,'Mass attenuation coefficients'!$A$2:$A$37,1)))/(INDEX('Mass attenuation coefficients'!$A$2:$A$37,MATCH($C380,'Mass attenuation coefficients'!$A$2:$A$37,1)+1)-INDEX('Mass attenuation coefficients'!$A$2:$A$37,MATCH($C380,'Mass attenuation coefficients'!$A$2:$A$37,1)))),0.997*$C380*'Mass attenuation coefficients'!$B$2/'Mass attenuation coefficients'!$A$2)","v":6.3574985147999988E-2},{"$f":"_xlfn.IFNA(INDEX('Shultis Faw'!$C$2:$C$26,MATCH($C380,'Shultis Faw'!$A$2:$A$26,1))+($C380-INDEX('Shultis Faw'!$A$2:$A$26,MATCH($C380,'Shultis Faw'!$A$2:$A$26,1)))*(INDEX('Shultis Faw'!$C$2:$C$26,MATCH($C380,'Shultis Faw'!$A$2:$A$26,1)+1)-INDEX('Shultis Faw'!$C$2:$C$26,MATCH($C380,'Shultis Faw'!$A$2:$A$26,1)))/(INDEX('Shultis Faw'!$A$2:$A$26,MATCH($C380,'Shultis Faw'!$A$2:$A$26,1)+1)-INDEX('Shultis Faw'!$A$2:$A$26,MATCH($C380,'Shultis Faw'!$A$2:$A$26,1))),$C380*'Shultis Faw'!$C$2/'Shultis Faw'!$A$2)","v":2.0268712},{"$f":"_xlfn.IFNA(INDEX('Shultis Faw'!$D$2:$D$26,MATCH($C380,'Shultis Faw'!$A$2:$A$26,1))+($C380-INDEX('Shultis Faw'!$A$2:$A$26,MATCH($C380,'Shultis Faw'!$A$2:$A$26,1)))*(INDEX('Shultis Faw'!$D$2:$D$26,MATCH($C380,'Shultis Faw'!$A$2:$A$26,1)+1)-INDEX('Shultis Faw'!$D$2:$D$26,MATCH($C380,'Shultis Faw'!$A$2:$A$26,1)))/(INDEX('Shultis Faw'!$A$2:$A$26,MATCH($C380,'Shultis Faw'!$A$2:$A$26,1)+1)-INDEX('Shultis Faw'!$A$2:$A$26,MATCH($C380,'Shultis Faw'!$A$2:$A$26,1))),$C380*'Shultis Faw'!$D$2/'Shultis Faw'!$A$2)","v":1.3611576000000001},{"$f":"_xlfn.IFNA(INDEX('Shultis Faw'!$B$2:$B$26,MATCH($C380,'Shultis Faw'!$A$2:$A$26,1))+($C380-INDEX('Shultis Faw'!$A$2:$A$26,MATCH($C380,'Shultis Faw'!$A$2:$A$26,1)))*(INDEX('Shultis Faw'!$B$2:$B$26,MATCH($C380,'Shultis Faw'!$A$2:$A$26,1)+1)-INDEX('Shultis Faw'!$B$2:$B$26,MATCH($C380,'Shultis Faw'!$A$2:$A$26,1)))/(INDEX('Shultis Faw'!$A$2:$A$26,MATCH($C380,'Shultis Faw'!$A$2:$A$26,1)+1)-INDEX('Shultis Faw'!$A$2:$A$26,MATCH($C380,'Shultis Faw'!$A$2:$A$26,1))),$C380*'Shultis Faw'!$B$2/'Shultis Faw'!$A$2)","v":-7.4609800000000004E-2},{"$f":"_xlfn.IFNA(INDEX('Shultis Faw'!$E$2:$E$26,MATCH($C380,'Shultis Faw'!$A$2:$A$26,1))+($C380-INDEX('Shultis Faw'!$A$2:$A$26,MATCH($C380,'Shultis Faw'!$A$2:$A$26,1)))*(INDEX('Shultis Faw'!$E$2:$E$26,MATCH($C380,'Shultis Faw'!$A$2:$A$26,1)+1)-INDEX('Shultis Faw'!$E$2:$E$26,MATCH($C380,'Shultis Faw'!$A$2:$A$26,1)))/(INDEX('Shultis Faw'!$A$2:$A$26,MATCH($C380,'Shultis Faw'!$A$2:$A$26,1)+1)-INDEX('Shultis Faw'!$A$2:$A$26,MATCH($C380,'Shultis Faw'!$A$2:$A$26,1))),$C380*'Shultis Faw'!$E$2/'Shultis Faw'!$A$2)","v":3.1672560000000002E-2},{"$f":"_xlfn.IFNA(INDEX('Shultis Faw'!$F$2:$F$26,MATCH($C380,'Shultis Faw'!$A$2:$A$26,1))+($C380-INDEX('Shultis Faw'!$A$2:$A$26,MATCH($C380,'Shultis Faw'!$A$2:$A$26,1)))*(INDEX('Shultis Faw'!$F$2:$F$26,MATCH($C380,'Shultis Faw'!$A$2:$A$26,1)+1)-INDEX('Shultis Faw'!$F$2:$F$26,MATCH($C380,'Shultis Faw'!$A$2:$A$26,1)))/(INDEX('Shultis Faw'!$A$2:$A$26,MATCH($C380,'Shultis Faw'!$A$2:$A$26,1)+1)-INDEX('Shultis Faw'!$A$2:$A$26,MATCH($C380,'Shultis Faw'!$A$2:$A$26,1))),$C380*'Shultis Faw'!$F$2/'Shultis Faw'!$A$2)","v":14.359260000000001},{"$f":"J380*(H380*'Externe blootstelling'!$D$23/2)^K380+L380*(TANH(((H380*'Externe blootstelling'!$D$23)/(2*M380))-2)-TANH(-2))/(1-TANH(-2))","v":1.3660692393259957},{"$f":"IF(N380=1,1+(I380-1)*H380*'Externe blootstelling'!$D$23/2,1+(I380-1)*(N380^(H380*'Externe blootstelling'!$D$23/2)-1)/(N380-1))","v":1.9718358832553993},{"$f":"G380*EXP(-H380*'Externe blootstelling'!$D$23/2)*O380","v":3.1892497976417127E-4}]
[null," g ",1.24143,1.986288E-13,1.33E-3,{"$f":"_xlfn.IFNA(INDEX('hp (pSv cm2)'!$B$2:$B$52,MATCH($C381,'hp (pSv cm2)'!$A$2:$A$52,1))+($C381-INDEX('hp (pSv cm2)'!$A$2:$A$52,MATCH($C381,'hp (pSv cm2)'!$A$2:$A$52,1)))*(INDEX('hp (pSv cm2)'!$B$2:$B$52,MATCH($C381,'hp (pSv cm2)'!$A$2:$A$52,1)+1)-INDEX('hp (pSv cm2)'!$B$2:$B$52,MATCH($C381,'hp (pSv cm2)'!$A$2:$A$52,1)))/(INDEX('hp (pSv cm2)'!$A$2:$A$52,MATCH($C381,'hp (pSv cm2)'!$A$2:$A$52,1)+1)-INDEX('hp (pSv cm2)'!$A$2:$A$52,MATCH($C381,'hp (pSv cm2)'!$A$2:$A$52,1))),$C381*'hp (pSv cm2)'!$B$2/'hp (pSv cm2)'!$A$2)","v":5.2770618000000002},7.0184921940000004E-3,{"$f":"_xlfn.IFNA(0.997*(INDEX('Mass attenuation coefficients'!$B$2:$B$37,MATCH($C381,'Mass attenuation coefficients'!$A$2:$A$37,1))+($C381-INDEX('Mass attenuation coefficients'!$A$2:$A$37,MATCH($C381,'Mass attenuation coefficients'!$A$2:$A$37,1)))*(INDEX('Mass attenuation coefficients'!$B$2:$B$37,MATCH($C381,'Mass attenuation coefficients'!$A$2:$A$37,1)+1)-INDEX('Mass attenuation coefficients'!$B$2:$B$37,MATCH($C381,'Mass attenuation coefficients'!$A$2:$A$37,1)))/(INDEX('Mass attenuation coefficients'!$A$2:$A$37,MATCH($C381,'Mass attenuation coefficients'!$A$2:$A$37,1)+1)-INDEX('Mass attenuation coefficients'!$A$2:$A$37,MATCH($C381,'Mass attenuation coefficients'!$A$2:$A$37,1)))),0.997*$C381*'Mass attenuation coefficients'!$B$2/'Mass attenuation coefficients'!$A$2)","v":6.3296296928399998E-2},{"$f":"_xlfn.IFNA(INDEX('Shultis Faw'!$C$2:$C$26,MATCH($C381,'Shultis Faw'!$A$2:$A$26,1))+($C381-INDEX('Shultis Faw'!$A$2:$A$26,MATCH($C381,'Shultis Faw'!$A$2:$A$26,1)))*(INDEX('Shultis Faw'!$C$2:$C$26,MATCH($C381,'Shultis Faw'!$A$2:$A$26,1)+1)-INDEX('Shultis Faw'!$C$2:$C$26,MATCH($C381,'Shultis Faw'!$A$2:$A$26,1)))/(INDEX('Shultis Faw'!$A$2:$A$26,MATCH($C381,'Shultis Faw'!$A$2:$A$26,1)+1)-INDEX('Shultis Faw'!$A$2:$A$26,MATCH($C381,'Shultis Faw'!$A$2:$A$26,1))),$C381*'Shultis Faw'!$C$2/'Shultis Faw'!$A$2)","v":2.02381096},{"$f":"_xlfn.IFNA(INDEX('Shultis Faw'!$D$2:$D$26,MATCH($C381,'Shultis Faw'!$A$2:$A$26,1))+($C381-INDEX('Shultis Faw'!$A$2:$A$26,MATCH($C381,'Shultis Faw'!$A$2:$A$26,1)))*(INDEX('Shultis Faw'!$D$2:$D$26,MATCH($C381,'Shultis Faw'!$A$2:$A$26,1)+1)-INDEX('Shultis Faw'!$D$2:$D$26,MATCH($C381,'Shultis Faw'!$A$2:$A$26,1)))/(INDEX('Shultis Faw'!$A$2:$A$26,MATCH($C381,'Shultis Faw'!$A$2:$A$26,1)+1)-INDEX('Shultis Faw'!$A$2:$A$26,MATCH($C381,'Shultis Faw'!$A$2:$A$26,1))),$C381*'Shultis Faw'!$D$2/'Shultis Faw'!$A$2)","v":1.3579480799999999},{"$f":"_xlfn.IFNA(INDEX('Shultis Faw'!$B$2:$B$26,MATCH($C381,'Shultis Faw'!$A$2:$A$26,1))+($C381-INDEX('Shultis Faw'!$A$2:$A$26,MATCH($C381,'Shultis Faw'!$A$2:$A$26,1)))*(INDEX('Shultis Faw'!$B$2:$B$26,MATCH($C381,'Shultis Faw'!$A$2:$A$26,1)+1)-INDEX('Shultis Faw'!$B$2:$B$26,MATCH($C381,'Shultis Faw'!$A$2:$A$26,1)))/(INDEX('Shultis Faw'!$A$2:$A$26,MATCH($C381,'Shultis Faw'!$A$2:$A$26,1)+1)-INDEX('Shultis Faw'!$A$2:$A$26,MATCH($C381,'Shultis Faw'!$A$2:$A$26,1))),$C381*'Shultis Faw'!$B$2/'Shultis Faw'!$A$2)","v":-7.4031340000000001E-2},{"$f":"_xlfn.IFNA(INDEX('Shultis Faw'!$E$2:$E$26,MATCH($C381,'Shultis Faw'!$A$2:$A$26,1))+($C381-INDEX('Shultis Faw'!$A$2:$A$26,MATCH($C381,'Shultis Faw'!$A$2:$A$26,1)))*(INDEX('Shultis Faw'!$E$2:$E$26,MATCH($C381,'Shultis Faw'!$A$2:$A$26,1)+1)-INDEX('Shultis Faw'!$E$2:$E$26,MATCH($C381,'Shultis Faw'!$A$2:$A$26,1)))/(INDEX('Shultis Faw'!$A$2:$A$26,MATCH($C381,'Shultis Faw'!$A$2:$A$26,1)+1)-INDEX('Shultis Faw'!$A$2:$A$26,MATCH($C381,'Shultis Faw'!$A$2:$A$26,1))),$C381*'Shultis Faw'!$E$2/'Shultis Faw'!$A$2)","v":3.1426247999999997E-2},{"$f":"_xlfn.IFNA(INDEX('Shultis Faw'!$F$2:$F$26,MATCH($C381,'Shultis Faw'!$A$2:$A$26,1))+($C381-INDEX('Shultis Faw'!$A$2:$A$26,MATCH($C381,'Shultis Faw'!$A$2:$A$26,1)))*(INDEX('Shultis Faw'!$F$2:$F$26,MATCH($C381,'Shultis Faw'!$A$2:$A$26,1)+1)-INDEX('Shultis Faw'!$F$2:$F$26,MATCH($C381,'Shultis Faw'!$A$2:$A$26,1)))/(INDEX('Shultis Faw'!$A$2:$A$26,MATCH($C381,'Shultis Faw'!$A$2:$A$26,1)+1)-INDEX('Shultis Faw'!$A$2:$A$26,MATCH($C381,'Shultis Faw'!$A$2:$A$26,1))),$C381*'Shultis Faw'!$F$2/'Shultis Faw'!$A$2)","v":14.364858},{"$f":"J381*(H381*'Externe blootstelling'!$D$23/2)^K381+L381*(TANH(((H381*'Externe blootstelling'!$D$23)/(2*M381))-2)-TANH(-2))/(1-TANH(-2))","v":1.363253145511186},{"$f":"IF(N381=1,1+(I381-1)*H381*'Externe blootstelling'!$D$23/2,1+(I381-1)*(N381^(H381*'Externe blootstelling'!$D$23/2)-1)/(N381-1))","v":1.9640877287561045},{"$f":"G381*EXP(-H381*'Externe blootstelling'!$D$23/2)*O381","v":5.3341621851169148E-3}]
[null," g ",1.246121,1.9937935999999999E-13,8.6199999999999992E-3,{"$f":"_xlfn.IFNA(INDEX('hp (pSv cm2)'!$B$2:$B$52,MATCH($C382,'hp (pSv cm2)'!$A$2:$A$52,1))+($C382-INDEX('hp (pSv cm2)'!$A$2:$A$52,MATCH($C382,'hp (pSv cm2)'!$A$2:$A$52,1)))*(INDEX('hp (pSv cm2)'!$B$2:$B$52,MATCH($C382,'hp (pSv cm2)'!$A$2:$A$52,1)+1)-INDEX('hp (pSv cm2)'!$B$2:$B$52,MATCH($C382,'hp (pSv cm2)'!$A$2:$A$52,1)))/(INDEX('hp (pSv cm2)'!$A$2:$A$52,MATCH($C382,'hp (pSv cm2)'!$A$2:$A$52,1)+1)-INDEX('hp (pSv cm2)'!$A$2:$A$52,MATCH($C382,'hp (pSv cm2)'!$A$2:$A$52,1))),$C382*'hp (pSv cm2)'!$B$2/'hp (pSv cm2)'!$A$2)","v":5.2923544600000003},4.5620095445200001E-2,{"$f":"_xlfn.IFNA(0.997*(INDEX('Mass attenuation coefficients'!$B$2:$B$37,MATCH($C382,'Mass attenuation coefficients'!$A$2:$A$37,1))+($C382-INDEX('Mass attenuation coefficients'!$A$2:$A$37,MATCH($C382,'Mass attenuation coefficients'!$A$2:$A$37,1)))*(INDEX('Mass attenuation coefficients'!$B$2:$B$37,MATCH($C382,'Mass attenuation coefficients'!$A$2:$A$37,1)+1)-INDEX('Mass attenuation coefficients'!$B$2:$B$37,MATCH($C382,'Mass attenuation coefficients'!$A$2:$A$37,1)))/(INDEX('Mass attenuation coefficients'!$A$2:$A$37,MATCH($C382,'Mass attenuation coefficients'!$A$2:$A$37,1)+1)-INDEX('Mass attenuation coefficients'!$A$2:$A$37,MATCH($C382,'Mass attenuation coefficients'!$A$2:$A$37,1)))),0.997*$C382*'Mass attenuation coefficients'!$B$2/'Mass attenuation coefficients'!$A$2)","v":6.3156176195480002E-2},{"$f":"_xlfn.IFNA(INDEX('Shultis Faw'!$C$2:$C$26,MATCH($C382,'Shultis Faw'!$A$2:$A$26,1))+($C382-INDEX('Shultis Faw'!$A$2:$A$26,MATCH($C382,'Shultis Faw'!$A$2:$A$26,1)))*(INDEX('Shultis Faw'!$C$2:$C$26,MATCH($C382,'Shultis Faw'!$A$2:$A$26,1)+1)-INDEX('Shultis Faw'!$C$2:$C$26,MATCH($C382,'Shultis Faw'!$A$2:$A$26,1)))/(INDEX('Shultis Faw'!$A$2:$A$26,MATCH($C382,'Shultis Faw'!$A$2:$A$26,1)+1)-INDEX('Shultis Faw'!$A$2:$A$26,MATCH($C382,'Shultis Faw'!$A$2:$A$26,1))),$C382*'Shultis Faw'!$C$2/'Shultis Faw'!$A$2)","v":2.0222723120000001},{"$f":"_xlfn.IFNA(INDEX('Shultis Faw'!$D$2:$D$26,MATCH($C382,'Shultis Faw'!$A$2:$A$26,1))+($C382-INDEX('Shultis Faw'!$A$2:$A$26,MATCH($C382,'Shultis Faw'!$A$2:$A$26,1)))*(INDEX('Shultis Faw'!$D$2:$D$26,MATCH($C382,'Shultis Faw'!$A$2:$A$26,1)+1)-INDEX('Shultis Faw'!$D$2:$D$26,MATCH($C382,'Shultis Faw'!$A$2:$A$26,1)))/(INDEX('Shultis Faw'!$A$2:$A$26,MATCH($C382,'Shultis Faw'!$A$2:$A$26,1)+1)-INDEX('Shultis Faw'!$A$2:$A$26,MATCH($C382,'Shultis Faw'!$A$2:$A$26,1))),$C382*'Shultis Faw'!$D$2/'Shultis Faw'!$A$2)","v":1.356334376},{"$f":"_xlfn.IFNA(INDEX('Shultis Faw'!$B$2:$B$26,MATCH($C382,'Shultis Faw'!$A$2:$A$26,1))+($C382-INDEX('Shultis Faw'!$A$2:$A$26,MATCH($C382,'Shultis Faw'!$A$2:$A$26,1)))*(INDEX('Shultis Faw'!$B$2:$B$26,MATCH($C382,'Shultis Faw'!$A$2:$A$26,1)+1)-INDEX('Shultis Faw'!$B$2:$B$26,MATCH($C382,'Shultis Faw'!$A$2:$A$26,1)))/(INDEX('Shultis Faw'!$A$2:$A$26,MATCH($C382,'Shultis Faw'!$A$2:$A$26,1)+1)-INDEX('Shultis Faw'!$A$2:$A$26,MATCH($C382,'Shultis Faw'!$A$2:$A$26,1))),$C382*'Shultis Faw'!$B$2/'Shultis Faw'!$A$2)","v":-7.3740498000000002E-2},{"$f":"_xlfn.IFNA(INDEX('Shultis Faw'!$E$2:$E$26,MATCH($C382,'Shultis Faw'!$A$2:$A$26,1))+($C382-INDEX('Shultis Faw'!$A$2:$A$26,MATCH($C382,'Shultis Faw'!$A$2:$A$26,1)))*(INDEX('Shultis Faw'!$E$2:$E$26,MATCH($C382,'Shultis Faw'!$A$2:$A$26,1)+1)-INDEX('Shultis Faw'!$E$2:$E$26,MATCH($C382,'Shultis Faw'!$A$2:$A$26,1)))/(INDEX('Shultis Faw'!$A$2:$A$26,MATCH($C382,'Shultis Faw'!$A$2:$A$26,1)+1)-INDEX('Shultis Faw'!$A$2:$A$26,MATCH($C382,'Shultis Faw'!$A$2:$A$26,1))),$C382*'Shultis Faw'!$E$2/'Shultis Faw'!$A$2)","v":3.1302405599999999E-2},{"$f":"_xlfn.IFNA(INDEX('Shultis Faw'!$F$2:$F$26,MATCH($C382,'Shultis Faw'!$A$2:$A$26,1))+($C382-INDEX('Shultis Faw'!$A$2:$A$26,MATCH($C382,'Shultis Faw'!$A$2:$A$26,1)))*(INDEX('Shultis Faw'!$F$2:$F$26,MATCH($C382,'Shultis Faw'!$A$2:$A$26,1)+1)-INDEX('Shultis Faw'!$F$2:$F$26,MATCH($C382,'Shultis Faw'!$A$2:$A$26,1)))/(INDEX('Shultis Faw'!$A$2:$A$26,MATCH($C382,'Shultis Faw'!$A$2:$A$26,1)+1)-INDEX('Shultis Faw'!$A$2:$A$26,MATCH($C382,'Shultis Faw'!$A$2:$A$26,1))),$C382*'Shultis Faw'!$F$2/'Shultis Faw'!$A$2)","v":14.367672600000001},{"$f":"J382*(H382*'Externe blootstelling'!$D$23/2)^K382+L382*(TANH(((H382*'Externe blootstelling'!$D$23)/(2*M382))-2)-TANH(-2))/(1-TANH(-2))","v":1.3618346939645554},{"$f":"IF(N382=1,1+(I382-1)*H382*'Externe blootstelling'!$D$23/2,1+(I382-1)*(N382^(H382*'Externe blootstelling'!$D$23/2)-1)/(N382-1))","v":1.960208739226835},{"$f":"G382*EXP(-H382*'Externe blootstelling'!$D$23/2)*O382","v":3.4676306130497367E-2}]
[null," g ",1.274429,2.0390863999999998E-13,0.34899999999999998,{"$f":"_xlfn.IFNA(INDEX('hp (pSv cm2)'!$B$2:$B$52,MATCH($C383,'hp (pSv cm2)'!$A$2:$A$52,1))+($C383-INDEX('hp (pSv cm2)'!$A$2:$A$52,MATCH($C383,'hp (pSv cm2)'!$A$2:$A$52,1)))*(INDEX('hp (pSv cm2)'!$B$2:$B$52,MATCH($C383,'hp (pSv cm2)'!$A$2:$A$52,1)+1)-INDEX('hp (pSv cm2)'!$B$2:$B$52,MATCH($C383,'hp (pSv cm2)'!$A$2:$A$52,1)))/(INDEX('hp (pSv cm2)'!$A$2:$A$52,MATCH($C383,'hp (pSv cm2)'!$A$2:$A$52,1)+1)-INDEX('hp (pSv cm2)'!$A$2:$A$52,MATCH($C383,'hp (pSv cm2)'!$A$2:$A$52,1))),$C383*'hp (pSv cm2)'!$B$2/'hp (pSv cm2)'!$A$2)","v":5.3846385400000001},1.8792388504599999,{"$f":"_xlfn.IFNA(0.997*(INDEX('Mass attenuation coefficients'!$B$2:$B$37,MATCH($C383,'Mass attenuation coefficients'!$A$2:$A$37,1))+($C383-INDEX('Mass attenuation coefficients'!$A$2:$A$37,MATCH($C383,'Mass attenuation coefficients'!$A$2:$A$37,1)))*(INDEX('Mass attenuation coefficients'!$B$2:$B$37,MATCH($C383,'Mass attenuation coefficients'!$A$2:$A$37,1)+1)-INDEX('Mass attenuation coefficients'!$B$2:$B$37,MATCH($C383,'Mass attenuation coefficients'!$A$2:$A$37,1)))/(INDEX('Mass attenuation coefficients'!$A$2:$A$37,MATCH($C383,'Mass attenuation coefficients'!$A$2:$A$37,1)+1)-INDEX('Mass attenuation coefficients'!$A$2:$A$37,MATCH($C383,'Mass attenuation coefficients'!$A$2:$A$37,1)))),0.997*$C383*'Mass attenuation coefficients'!$B$2/'Mass attenuation coefficients'!$A$2)","v":6.2485973972119989E-2},{"$f":"_xlfn.IFNA(INDEX('Shultis Faw'!$C$2:$C$26,MATCH($C383,'Shultis Faw'!$A$2:$A$26,1))+($C383-INDEX('Shultis Faw'!$A$2:$A$26,MATCH($C383,'Shultis Faw'!$A$2:$A$26,1)))*(INDEX('Shultis Faw'!$C$2:$C$26,MATCH($C383,'Shultis Faw'!$A$2:$A$26,1)+1)-INDEX('Shultis Faw'!$C$2:$C$26,MATCH($C383,'Shultis Faw'!$A$2:$A$26,1)))/(INDEX('Shultis Faw'!$A$2:$A$26,MATCH($C383,'Shultis Faw'!$A$2:$A$26,1)+1)-INDEX('Shultis Faw'!$A$2:$A$26,MATCH($C383,'Shultis Faw'!$A$2:$A$26,1))),$C383*'Shultis Faw'!$C$2/'Shultis Faw'!$A$2)","v":2.0129872880000002},{"$f":"_xlfn.IFNA(INDEX('Shultis Faw'!$D$2:$D$26,MATCH($C383,'Shultis Faw'!$A$2:$A$26,1))+($C383-INDEX('Shultis Faw'!$A$2:$A$26,MATCH($C383,'Shultis Faw'!$A$2:$A$26,1)))*(INDEX('Shultis Faw'!$D$2:$D$26,MATCH($C383,'Shultis Faw'!$A$2:$A$26,1)+1)-INDEX('Shultis Faw'!$D$2:$D$26,MATCH($C383,'Shultis Faw'!$A$2:$A$26,1)))/(INDEX('Shultis Faw'!$A$2:$A$26,MATCH($C383,'Shultis Faw'!$A$2:$A$26,1)+1)-INDEX('Shultis Faw'!$A$2:$A$26,MATCH($C383,'Shultis Faw'!$A$2:$A$26,1))),$C383*'Shultis Faw'!$D$2/'Shultis Faw'!$A$2)","v":1.3465964239999999},{"$f":"_xlfn.IFNA(INDEX('Shultis Faw'!$B$2:$B$26,MATCH($C383,'Shultis Faw'!$A$2:$A$26,1))+($C383-INDEX('Shultis Faw'!$A$2:$A$26,MATCH($C383,'Shultis Faw'!$A$2:$A$26,1)))*(INDEX('Shultis Faw'!$B$2:$B$26,MATCH($C383,'Shultis Faw'!$A$2:$A$26,1)+1)-INDEX('Shultis Faw'!$B$2:$B$26,MATCH($C383,'Shultis Faw'!$A$2:$A$26,1)))/(INDEX('Shultis Faw'!$A$2:$A$26,MATCH($C383,'Shultis Faw'!$A$2:$A$26,1)+1)-INDEX('Shultis Faw'!$A$2:$A$26,MATCH($C383,'Shultis Faw'!$A$2:$A$26,1))),$C383*'Shultis Faw'!$B$2/'Shultis Faw'!$A$2)","v":-7.1985402000000004E-2},{"$f":"_xlfn.IFNA(INDEX('Shultis Faw'!$E$2:$E$26,MATCH($C383,'Shultis Faw'!$A$2:$A$26,1))+($C383-INDEX('Shultis Faw'!$A$2:$A$26,MATCH($C383,'Shultis Faw'!$A$2:$A$26,1)))*(INDEX('Shultis Faw'!$E$2:$E$26,MATCH($C383,'Shultis Faw'!$A$2:$A$26,1)+1)-INDEX('Shultis Faw'!$E$2:$E$26,MATCH($C383,'Shultis Faw'!$A$2:$A$26,1)))/(INDEX('Shultis Faw'!$A$2:$A$26,MATCH($C383,'Shultis Faw'!$A$2:$A$26,1)+1)-INDEX('Shultis Faw'!$A$2:$A$26,MATCH($C383,'Shultis Faw'!$A$2:$A$26,1))),$C383*'Shultis Faw'!$E$2/'Shultis Faw'!$A$2)","v":3.05550744E-2},{"$f":"_xlfn.IFNA(INDEX('Shultis Faw'!$F$2:$F$26,MATCH($C383,'Shultis Faw'!$A$2:$A$26,1))+($C383-INDEX('Shultis Faw'!$A$2:$A$26,MATCH($C383,'Shultis Faw'!$A$2:$A$26,1)))*(INDEX('Shultis Faw'!$F$2:$F$26,MATCH($C383,'Shultis Faw'!$A$2:$A$26,1)+1)-INDEX('Shultis Faw'!$F$2:$F$26,MATCH($C383,'Shultis Faw'!$A$2:$A$26,1)))/(INDEX('Shultis Faw'!$A$2:$A$26,MATCH($C383,'Shultis Faw'!$A$2:$A$26,1)+1)-INDEX('Shultis Faw'!$A$2:$A$26,MATCH($C383,'Shultis Faw'!$A$2:$A$26,1))),$C383*'Shultis Faw'!$F$2/'Shultis Faw'!$A$2)","v":14.3846574},{"$f":"J383*(H383*'Externe blootstelling'!$D$23/2)^K383+L383*(TANH(((H383*'Externe blootstelling'!$D$23)/(2*M383))-2)-TANH(-2))/(1-TANH(-2))","v":1.3529652004837183},{"$f":"IF(N383=1,1+(I383-1)*H383*'Externe blootstelling'!$D$23/2,1+(I383-1)*(N383^(H383*'Externe blootstelling'!$D$23/2)-1)/(N383-1))","v":1.9400710256180385},{"$f":"G383*EXP(-H383*'Externe blootstelling'!$D$23/2)*O383","v":1.4280384681731544}]
[null," g ",1.2905,2.0647999999999999E-13,2.5000000000000001E-4,{"$f":"_xlfn.IFNA(INDEX('hp (pSv cm2)'!$B$2:$B$52,MATCH($C384,'hp (pSv cm2)'!$A$2:$A$52,1))+($C384-INDEX('hp (pSv cm2)'!$A$2:$A$52,MATCH($C384,'hp (pSv cm2)'!$A$2:$A$52,1)))*(INDEX('hp (pSv cm2)'!$B$2:$B$52,MATCH($C384,'hp (pSv cm2)'!$A$2:$A$52,1)+1)-INDEX('hp (pSv cm2)'!$B$2:$B$52,MATCH($C384,'hp (pSv cm2)'!$A$2:$A$52,1)))/(INDEX('hp (pSv cm2)'!$A$2:$A$52,MATCH($C384,'hp (pSv cm2)'!$A$2:$A$52,1)+1)-INDEX('hp (pSv cm2)'!$A$2:$A$52,MATCH($C384,'hp (pSv cm2)'!$A$2:$A$52,1))),$C384*'hp (pSv cm2)'!$B$2/'hp (pSv cm2)'!$A$2)","v":5.43703},1.3592575E-3,{"$f":"_xlfn.IFNA(0.997*(INDEX('Mass attenuation coefficients'!$B$2:$B$37,MATCH($C384,'Mass attenuation coefficients'!$A$2:$A$37,1))+($C384-INDEX('Mass attenuation coefficients'!$A$2:$A$37,MATCH($C384,'Mass attenuation coefficients'!$A$2:$A$37,1)))*(INDEX('Mass attenuation coefficients'!$B$2:$B$37,MATCH($C384,'Mass attenuation coefficients'!$A$2:$A$37,1)+1)-INDEX('Mass attenuation coefficients'!$B$2:$B$37,MATCH($C384,'Mass attenuation coefficients'!$A$2:$A$37,1)))/(INDEX('Mass attenuation coefficients'!$A$2:$A$37,MATCH($C384,'Mass attenuation coefficients'!$A$2:$A$37,1)+1)-INDEX('Mass attenuation coefficients'!$A$2:$A$37,MATCH($C384,'Mass attenuation coefficients'!$A$2:$A$37,1)))),0.997*$C384*'Mass attenuation coefficients'!$B$2/'Mass attenuation coefficients'!$A$2)","v":6.212129534E-2},{"$f":"_xlfn.IFNA(INDEX('Shultis Faw'!$C$2:$C$26,MATCH($C384,'Shultis Faw'!$A$2:$A$26,1))+($C384-INDEX('Shultis Faw'!$A$2:$A$26,MATCH($C384,'Shultis Faw'!$A$2:$A$26,1)))*(INDEX('Shultis Faw'!$C$2:$C$26,MATCH($C384,'Shultis Faw'!$A$2:$A$26,1)+1)-INDEX('Shultis Faw'!$C$2:$C$26,MATCH($C384,'Shultis Faw'!$A$2:$A$26,1)))/(INDEX('Shultis Faw'!$A$2:$A$26,MATCH($C384,'Shultis Faw'!$A$2:$A$26,1)+1)-INDEX('Shultis Faw'!$A$2:$A$26,MATCH($C384,'Shultis Faw'!$A$2:$A$26,1))),$C384*'Shultis Faw'!$C$2/'Shultis Faw'!$A$2)","v":2.0077160000000003},{"$f":"_xlfn.IFNA(INDEX('Shultis Faw'!$D$2:$D$26,MATCH($C384,'Shultis Faw'!$A$2:$A$26,1))+($C384-INDEX('Shultis Faw'!$A$2:$A$26,MATCH($C384,'Shultis Faw'!$A$2:$A$26,1)))*(INDEX('Shultis Faw'!$D$2:$D$26,MATCH($C384,'Shultis Faw'!$A$2:$A$26,1)+1)-INDEX('Shultis Faw'!$D$2:$D$26,MATCH($C384,'Shultis Faw'!$A$2:$A$26,1)))/(INDEX('Shultis Faw'!$A$2:$A$26,MATCH($C384,'Shultis Faw'!$A$2:$A$26,1)+1)-INDEX('Shultis Faw'!$A$2:$A$26,MATCH($C384,'Shultis Faw'!$A$2:$A$26,1))),$C384*'Shultis Faw'!$D$2/'Shultis Faw'!$A$2)","v":1.3410679999999999},{"$f":"_xlfn.IFNA(INDEX('Shultis Faw'!$B$2:$B$26,MATCH($C384,'Shultis Faw'!$A$2:$A$26,1))+($C384-INDEX('Shultis Faw'!$A$2:$A$26,MATCH($C384,'Shultis Faw'!$A$2:$A$26,1)))*(INDEX('Shultis Faw'!$B$2:$B$26,MATCH($C384,'Shultis Faw'!$A$2:$A$26,1)+1)-INDEX('Shultis Faw'!$B$2:$B$26,MATCH($C384,'Shultis Faw'!$A$2:$A$26,1)))/(INDEX('Shultis Faw'!$A$2:$A$26,MATCH($C384,'Shultis Faw'!$A$2:$A$26,1)+1)-INDEX('Shultis Faw'!$A$2:$A$26,MATCH($C384,'Shultis Faw'!$A$2:$A$26,1))),$C384*'Shultis Faw'!$B$2/'Shultis Faw'!$A$2)","v":-7.0988999999999997E-2},{"$f":"_xlfn.IFNA(INDEX('Shultis Faw'!$E$2:$E$26,MATCH($C384,'Shultis Faw'!$A$2:$A$26,1))+($C384-INDEX('Shultis Faw'!$A$2:$A$26,MATCH($C384,'Shultis Faw'!$A$2:$A$26,1)))*(INDEX('Shultis Faw'!$E$2:$E$26,MATCH($C384,'Shultis Faw'!$A$2:$A$26,1)+1)-INDEX('Shultis Faw'!$E$2:$E$26,MATCH($C384,'Shultis Faw'!$A$2:$A$26,1)))/(INDEX('Shultis Faw'!$A$2:$A$26,MATCH($C384,'Shultis Faw'!$A$2:$A$26,1)+1)-INDEX('Shultis Faw'!$A$2:$A$26,MATCH($C384,'Shultis Faw'!$A$2:$A$26,1))),$C384*'Shultis Faw'!$E$2/'Shultis Faw'!$A$2)","v":3.0130799999999999E-2},{"$f":"_xlfn.IFNA(INDEX('Shultis Faw'!$F$2:$F$26,MATCH($C384,'Shultis Faw'!$A$2:$A$26,1))+($C384-INDEX('Shultis Faw'!$A$2:$A$26,MATCH($C384,'Shultis Faw'!$A$2:$A$26,1)))*(INDEX('Shultis Faw'!$F$2:$F$26,MATCH($C384,'Shultis Faw'!$A$2:$A$26,1)+1)-INDEX('Shultis Faw'!$F$2:$F$26,MATCH($C384,'Shultis Faw'!$A$2:$A$26,1)))/(INDEX('Shultis Faw'!$A$2:$A$26,MATCH($C384,'Shultis Faw'!$A$2:$A$26,1)+1)-INDEX('Shultis Faw'!$A$2:$A$26,MATCH($C384,'Shultis Faw'!$A$2:$A$26,1))),$C384*'Shultis Faw'!$F$2/'Shultis Faw'!$A$2)","v":14.394299999999999},{"$f":"J384*(H384*'Externe blootstelling'!$D$23/2)^K384+L384*(TANH(((H384*'Externe blootstelling'!$D$23)/(2*M384))-2)-TANH(-2))/(1-TANH(-2))","v":1.3478823436149259},{"$f":"IF(N384=1,1+(I384-1)*H384*'Externe blootstelling'!$D$23/2,1+(I384-1)*(N384^(H384*'Externe blootstelling'!$D$23/2)-1)/(N384-1))","v":1.9290475018680904},{"$f":"G384*EXP(-H384*'Externe blootstelling'!$D$23/2)*O384","v":1.0326677717210481E-3}]
[null," g ",1.292,2.0671999999999998E-13,1.27E-4,{"$f":"_xlfn.IFNA(INDEX('hp (pSv cm2)'!$B$2:$B$52,MATCH($C385,'hp (pSv cm2)'!$A$2:$A$52,1))+($C385-INDEX('hp (pSv cm2)'!$A$2:$A$52,MATCH($C385,'hp (pSv cm2)'!$A$2:$A$52,1)))*(INDEX('hp (pSv cm2)'!$B$2:$B$52,MATCH($C385,'hp (pSv cm2)'!$A$2:$A$52,1)+1)-INDEX('hp (pSv cm2)'!$B$2:$B$52,MATCH($C385,'hp (pSv cm2)'!$A$2:$A$52,1)))/(INDEX('hp (pSv cm2)'!$A$2:$A$52,MATCH($C385,'hp (pSv cm2)'!$A$2:$A$52,1)+1)-INDEX('hp (pSv cm2)'!$A$2:$A$52,MATCH($C385,'hp (pSv cm2)'!$A$2:$A$52,1))),$C385*'hp (pSv cm2)'!$B$2/'hp (pSv cm2)'!$A$2)","v":5.4419200000000005},6.9112384000000009E-4,{"$f":"_xlfn.IFNA(0.997*(INDEX('Mass attenuation coefficients'!$B$2:$B$37,MATCH($C385,'Mass attenuation coefficients'!$A$2:$A$37,1))+($C385-INDEX('Mass attenuation coefficients'!$A$2:$A$37,MATCH($C385,'Mass attenuation coefficients'!$A$2:$A$37,1)))*(INDEX('Mass attenuation coefficients'!$B$2:$B$37,MATCH($C385,'Mass attenuation coefficients'!$A$2:$A$37,1)+1)-INDEX('Mass attenuation coefficients'!$B$2:$B$37,MATCH($C385,'Mass attenuation coefficients'!$A$2:$A$37,1)))/(INDEX('Mass attenuation coefficients'!$A$2:$A$37,MATCH($C385,'Mass attenuation coefficients'!$A$2:$A$37,1)+1)-INDEX('Mass attenuation coefficients'!$A$2:$A$37,MATCH($C385,'Mass attenuation coefficients'!$A$2:$A$37,1)))),0.997*$C385*'Mass attenuation coefficients'!$B$2/'Mass attenuation coefficients'!$A$2)","v":6.2087257759999993E-2},{"$f":"_xlfn.IFNA(INDEX('Shultis Faw'!$C$2:$C$26,MATCH($C385,'Shultis Faw'!$A$2:$A$26,1))+($C385-INDEX('Shultis Faw'!$A$2:$A$26,MATCH($C385,'Shultis Faw'!$A$2:$A$26,1)))*(INDEX('Shultis Faw'!$C$2:$C$26,MATCH($C385,'Shultis Faw'!$A$2:$A$26,1)+1)-INDEX('Shultis Faw'!$C$2:$C$26,MATCH($C385,'Shultis Faw'!$A$2:$A$26,1)))/(INDEX('Shultis Faw'!$A$2:$A$26,MATCH($C385,'Shultis Faw'!$A$2:$A$26,1)+1)-INDEX('Shultis Faw'!$A$2:$A$26,MATCH($C385,'Shultis Faw'!$A$2:$A$26,1))),$C385*'Shultis Faw'!$C$2/'Shultis Faw'!$A$2)","v":2.0072239999999999},{"$f":"_xlfn.IFNA(INDEX('Shultis Faw'!$D$2:$D$26,MATCH($C385,'Shultis Faw'!$A$2:$A$26,1))+($C385-INDEX('Shultis Faw'!$A$2:$A$26,MATCH($C385,'Shultis Faw'!$A$2:$A$26,1)))*(INDEX('Shultis Faw'!$D$2:$D$26,MATCH($C385,'Shultis Faw'!$A$2:$A$26,1)+1)-INDEX('Shultis Faw'!$D$2:$D$26,MATCH($C385,'Shultis Faw'!$A$2:$A$26,1)))/(INDEX('Shultis Faw'!$A$2:$A$26,MATCH($C385,'Shultis Faw'!$A$2:$A$26,1)+1)-INDEX('Shultis Faw'!$A$2:$A$26,MATCH($C385,'Shultis Faw'!$A$2:$A$26,1))),$C385*'Shultis Faw'!$D$2/'Shultis Faw'!$A$2)","v":1.340552},{"$f":"_xlfn.IFNA(INDEX('Shultis Faw'!$B$2:$B$26,MATCH($C385,'Shultis Faw'!$A$2:$A$26,1))+($C385-INDEX('Shultis Faw'!$A$2:$A$26,MATCH($C385,'Shultis Faw'!$A$2:$A$26,1)))*(INDEX('Shultis Faw'!$B$2:$B$26,MATCH($C385,'Shultis Faw'!$A$2:$A$26,1)+1)-INDEX('Shultis Faw'!$B$2:$B$26,MATCH($C385,'Shultis Faw'!$A$2:$A$26,1)))/(INDEX('Shultis Faw'!$A$2:$A$26,MATCH($C385,'Shultis Faw'!$A$2:$A$26,1)+1)-INDEX('Shultis Faw'!$A$2:$A$26,MATCH($C385,'Shultis Faw'!$A$2:$A$26,1))),$C385*'Shultis Faw'!$B$2/'Shultis Faw'!$A$2)","v":-7.0896000000000001E-2},{"$f":"_xlfn.IFNA(INDEX('Shultis Faw'!$E$2:$E$26,MATCH($C385,'Shultis Faw'!$A$2:$A$26,1))+($C385-INDEX('Shultis Faw'!$A$2:$A$26,MATCH($C385,'Shultis Faw'!$A$2:$A$26,1)))*(INDEX('Shultis Faw'!$E$2:$E$26,MATCH($C385,'Shultis Faw'!$A$2:$A$26,1)+1)-INDEX('Shultis Faw'!$E$2:$E$26,MATCH($C385,'Shultis Faw'!$A$2:$A$26,1)))/(INDEX('Shultis Faw'!$A$2:$A$26,MATCH($C385,'Shultis Faw'!$A$2:$A$26,1)+1)-INDEX('Shultis Faw'!$A$2:$A$26,MATCH($C385,'Shultis Faw'!$A$2:$A$26,1))),$C385*'Shultis Faw'!$E$2/'Shultis Faw'!$A$2)","v":3.0091199999999999E-2},{"$f":"_xlfn.IFNA(INDEX('Shultis Faw'!$F$2:$F$26,MATCH($C385,'Shultis Faw'!$A$2:$A$26,1))+($C385-INDEX('Shultis Faw'!$A$2:$A$26,MATCH($C385,'Shultis Faw'!$A$2:$A$26,1)))*(INDEX('Shultis Faw'!$F$2:$F$26,MATCH($C385,'Shultis Faw'!$A$2:$A$26,1)+1)-INDEX('Shultis Faw'!$F$2:$F$26,MATCH($C385,'Shultis Faw'!$A$2:$A$26,1)))/(INDEX('Shultis Faw'!$A$2:$A$26,MATCH($C385,'Shultis Faw'!$A$2:$A$26,1)+1)-INDEX('Shultis Faw'!$A$2:$A$26,MATCH($C385,'Shultis Faw'!$A$2:$A$26,1))),$C385*'Shultis Faw'!$F$2/'Shultis Faw'!$A$2)","v":14.395200000000001},{"$f":"J385*(H385*'Externe blootstelling'!$D$23/2)^K385+L385*(TANH(((H385*'Externe blootstelling'!$D$23)/(2*M385))-2)-TANH(-2))/(1-TANH(-2))","v":1.347407106775391},{"$f":"IF(N385=1,1+(I385-1)*H385*'Externe blootstelling'!$D$23/2,1+(I385-1)*(N385^(H385*'Externe blootstelling'!$D$23/2)-1)/(N385-1))","v":1.9280234293389957},{"$f":"G385*EXP(-H385*'Externe blootstelling'!$D$23/2)*O385","v":5.2505630690861634E-4}]
[null," g ",1.2955000000000001,2.0727999999999998E-13,9.1000000000000003E-5,{"$f":"_xlfn.IFNA(INDEX('hp (pSv cm2)'!$B$2:$B$52,MATCH($C386,'hp (pSv cm2)'!$A$2:$A$52,1))+($C386-INDEX('hp (pSv cm2)'!$A$2:$A$52,MATCH($C386,'hp (pSv cm2)'!$A$2:$A$52,1)))*(INDEX('hp (pSv cm2)'!$B$2:$B$52,MATCH($C386,'hp (pSv cm2)'!$A$2:$A$52,1)+1)-INDEX('hp (pSv cm2)'!$B$2:$B$52,MATCH($C386,'hp (pSv cm2)'!$A$2:$A$52,1)))/(INDEX('hp (pSv cm2)'!$A$2:$A$52,MATCH($C386,'hp (pSv cm2)'!$A$2:$A$52,1)+1)-INDEX('hp (pSv cm2)'!$A$2:$A$52,MATCH($C386,'hp (pSv cm2)'!$A$2:$A$52,1))),$C386*'hp (pSv cm2)'!$B$2/'hp (pSv cm2)'!$A$2)","v":5.4533300000000002},4.9625303000000009E-4,{"$f":"_xlfn.IFNA(0.997*(INDEX('Mass attenuation coefficients'!$B$2:$B$37,MATCH($C386,'Mass attenuation coefficients'!$A$2:$A$37,1))+($C386-INDEX('Mass attenuation coefficients'!$A$2:$A$37,MATCH($C386,'Mass attenuation coefficients'!$A$2:$A$37,1)))*(INDEX('Mass attenuation coefficients'!$B$2:$B$37,MATCH($C386,'Mass attenuation coefficients'!$A$2:$A$37,1)+1)-INDEX('Mass attenuation coefficients'!$B$2:$B$37,MATCH($C386,'Mass attenuation coefficients'!$A$2:$A$37,1)))/(INDEX('Mass attenuation coefficients'!$A$2:$A$37,MATCH($C386,'Mass attenuation coefficients'!$A$2:$A$37,1)+1)-INDEX('Mass attenuation coefficients'!$A$2:$A$37,MATCH($C386,'Mass attenuation coefficients'!$A$2:$A$37,1)))),0.997*$C386*'Mass attenuation coefficients'!$B$2/'Mass attenuation coefficients'!$A$2)","v":6.2007836739999996E-2},{"$f":"_xlfn.IFNA(INDEX('Shultis Faw'!$C$2:$C$26,MATCH($C386,'Shultis Faw'!$A$2:$A$26,1))+($C386-INDEX('Shultis Faw'!$A$2:$A$26,MATCH($C386,'Shultis Faw'!$A$2:$A$26,1)))*(INDEX('Shultis Faw'!$C$2:$C$26,MATCH($C386,'Shultis Faw'!$A$2:$A$26,1)+1)-INDEX('Shultis Faw'!$C$2:$C$26,MATCH($C386,'Shultis Faw'!$A$2:$A$26,1)))/(INDEX('Shultis Faw'!$A$2:$A$26,MATCH($C386,'Shultis Faw'!$A$2:$A$26,1)+1)-INDEX('Shultis Faw'!$A$2:$A$26,MATCH($C386,'Shultis Faw'!$A$2:$A$26,1))),$C386*'Shultis Faw'!$C$2/'Shultis Faw'!$A$2)","v":2.0060760000000002},{"$f":"_xlfn.IFNA(INDEX('Shultis Faw'!$D$2:$D$26,MATCH($C386,'Shultis Faw'!$A$2:$A$26,1))+($C386-INDEX('Shultis Faw'!$A$2:$A$26,MATCH($C386,'Shultis Faw'!$A$2:$A$26,1)))*(INDEX('Shultis Faw'!$D$2:$D$26,MATCH($C386,'Shultis Faw'!$A$2:$A$26,1)+1)-INDEX('Shultis Faw'!$D$2:$D$26,MATCH($C386,'Shultis Faw'!$A$2:$A$26,1)))/(INDEX('Shultis Faw'!$A$2:$A$26,MATCH($C386,'Shultis Faw'!$A$2:$A$26,1)+1)-INDEX('Shultis Faw'!$A$2:$A$26,MATCH($C386,'Shultis Faw'!$A$2:$A$26,1))),$C386*'Shultis Faw'!$D$2/'Shultis Faw'!$A$2)","v":1.339348},{"$f":"_xlfn.IFNA(INDEX('Shultis Faw'!$B$2:$B$26,MATCH($C386,'Shultis Faw'!$A$2:$A$26,1))+($C386-INDEX('Shultis Faw'!$A$2:$A$26,MATCH($C386,'Shultis Faw'!$A$2:$A$26,1)))*(INDEX('Shultis Faw'!$B$2:$B$26,MATCH($C386,'Shultis Faw'!$A$2:$A$26,1)+1)-INDEX('Shultis Faw'!$B$2:$B$26,MATCH($C386,'Shultis Faw'!$A$2:$A$26,1)))/(INDEX('Shultis Faw'!$A$2:$A$26,MATCH($C386,'Shultis Faw'!$A$2:$A$26,1)+1)-INDEX('Shultis Faw'!$A$2:$A$26,MATCH($C386,'Shultis Faw'!$A$2:$A$26,1))),$C386*'Shultis Faw'!$B$2/'Shultis Faw'!$A$2)","v":-7.0678999999999992E-2},{"$f":"_xlfn.IFNA(INDEX('Shultis Faw'!$E$2:$E$26,MATCH($C386,'Shultis Faw'!$A$2:$A$26,1))+($C386-INDEX('Shultis Faw'!$A$2:$A$26,MATCH($C386,'Shultis Faw'!$A$2:$A$26,1)))*(INDEX('Shultis Faw'!$E$2:$E$26,MATCH($C386,'Shultis Faw'!$A$2:$A$26,1)+1)-INDEX('Shultis Faw'!$E$2:$E$26,MATCH($C386,'Shultis Faw'!$A$2:$A$26,1)))/(INDEX('Shultis Faw'!$A$2:$A$26,MATCH($C386,'Shultis Faw'!$A$2:$A$26,1)+1)-INDEX('Shultis Faw'!$A$2:$A$26,MATCH($C386,'Shultis Faw'!$A$2:$A$26,1))),$C386*'Shultis Faw'!$E$2/'Shultis Faw'!$A$2)","v":2.9998799999999999E-2},{"$f":"_xlfn.IFNA(INDEX('Shultis Faw'!$F$2:$F$26,MATCH($C386,'Shultis Faw'!$A$2:$A$26,1))+($C386-INDEX('Shultis Faw'!$A$2:$A$26,MATCH($C386,'Shultis Faw'!$A$2:$A$26,1)))*(INDEX('Shultis Faw'!$F$2:$F$26,MATCH($C386,'Shultis Faw'!$A$2:$A$26,1)+1)-INDEX('Shultis Faw'!$F$2:$F$26,MATCH($C386,'Shultis Faw'!$A$2:$A$26,1)))/(INDEX('Shultis Faw'!$A$2:$A$26,MATCH($C386,'Shultis Faw'!$A$2:$A$26,1)+1)-INDEX('Shultis Faw'!$A$2:$A$26,MATCH($C386,'Shultis Faw'!$A$2:$A$26,1))),$C386*'Shultis Faw'!$F$2/'Shultis Faw'!$A$2)","v":14.3973},{"$f":"J386*(H386*'Externe blootstelling'!$D$23/2)^K386+L386*(TANH(((H386*'Externe blootstelling'!$D$23)/(2*M386))-2)-TANH(-2))/(1-TANH(-2))","v":1.3462976741389414},{"$f":"IF(N386=1,1+(I386-1)*H386*'Externe blootstelling'!$D$23/2,1+(I386-1)*(N386^(H386*'Externe blootstelling'!$D$23/2)-1)/(N386-1))","v":1.9256371142129192},{"$f":"G386*EXP(-H386*'Externe blootstelling'!$D$23/2)*O386","v":3.7699249047316115E-4}]
[null," g ",1.3164,2.1062399999999998E-13,1.7000000000000001E-4,{"$f":"_xlfn.IFNA(INDEX('hp (pSv cm2)'!$B$2:$B$52,MATCH($C387,'hp (pSv cm2)'!$A$2:$A$52,1))+($C387-INDEX('hp (pSv cm2)'!$A$2:$A$52,MATCH($C387,'hp (pSv cm2)'!$A$2:$A$52,1)))*(INDEX('hp (pSv cm2)'!$B$2:$B$52,MATCH($C387,'hp (pSv cm2)'!$A$2:$A$52,1)+1)-INDEX('hp (pSv cm2)'!$B$2:$B$52,MATCH($C387,'hp (pSv cm2)'!$A$2:$A$52,1)))/(INDEX('hp (pSv cm2)'!$A$2:$A$52,MATCH($C387,'hp (pSv cm2)'!$A$2:$A$52,1)+1)-INDEX('hp (pSv cm2)'!$A$2:$A$52,MATCH($C387,'hp (pSv cm2)'!$A$2:$A$52,1))),$C387*'hp (pSv cm2)'!$B$2/'hp (pSv cm2)'!$A$2)","v":5.5214639999999999},9.386488800000001E-4,{"$f":"_xlfn.IFNA(0.997*(INDEX('Mass attenuation coefficients'!$B$2:$B$37,MATCH($C387,'Mass attenuation coefficients'!$A$2:$A$37,1))+($C387-INDEX('Mass attenuation coefficients'!$A$2:$A$37,MATCH($C387,'Mass attenuation coefficients'!$A$2:$A$37,1)))*(INDEX('Mass attenuation coefficients'!$B$2:$B$37,MATCH($C387,'Mass attenuation coefficients'!$A$2:$A$37,1)+1)-INDEX('Mass attenuation coefficients'!$B$2:$B$37,MATCH($C387,'Mass attenuation coefficients'!$A$2:$A$37,1)))/(INDEX('Mass attenuation coefficients'!$A$2:$A$37,MATCH($C387,'Mass attenuation coefficients'!$A$2:$A$37,1)+1)-INDEX('Mass attenuation coefficients'!$A$2:$A$37,MATCH($C387,'Mass attenuation coefficients'!$A$2:$A$37,1)))),0.997*$C387*'Mass attenuation coefficients'!$B$2/'Mass attenuation coefficients'!$A$2)","v":6.1533579791999998E-2},{"$f":"_xlfn.IFNA(INDEX('Shultis Faw'!$C$2:$C$26,MATCH($C387,'Shultis Faw'!$A$2:$A$26,1))+($C387-INDEX('Shultis Faw'!$A$2:$A$26,MATCH($C387,'Shultis Faw'!$A$2:$A$26,1)))*(INDEX('Shultis Faw'!$C$2:$C$26,MATCH($C387,'Shultis Faw'!$A$2:$A$26,1)+1)-INDEX('Shultis Faw'!$C$2:$C$26,MATCH($C387,'Shultis Faw'!$A$2:$A$26,1)))/(INDEX('Shultis Faw'!$A$2:$A$26,MATCH($C387,'Shultis Faw'!$A$2:$A$26,1)+1)-INDEX('Shultis Faw'!$A$2:$A$26,MATCH($C387,'Shultis Faw'!$A$2:$A$26,1))),$C387*'Shultis Faw'!$C$2/'Shultis Faw'!$A$2)","v":1.9992208},{"$f":"_xlfn.IFNA(INDEX('Shultis Faw'!$D$2:$D$26,MATCH($C387,'Shultis Faw'!$A$2:$A$26,1))+($C387-INDEX('Shultis Faw'!$A$2:$A$26,MATCH($C387,'Shultis Faw'!$A$2:$A$26,1)))*(INDEX('Shultis Faw'!$D$2:$D$26,MATCH($C387,'Shultis Faw'!$A$2:$A$26,1)+1)-INDEX('Shultis Faw'!$D$2:$D$26,MATCH($C387,'Shultis Faw'!$A$2:$A$26,1)))/(INDEX('Shultis Faw'!$A$2:$A$26,MATCH($C387,'Shultis Faw'!$A$2:$A$26,1)+1)-INDEX('Shultis Faw'!$A$2:$A$26,MATCH($C387,'Shultis Faw'!$A$2:$A$26,1))),$C387*'Shultis Faw'!$D$2/'Shultis Faw'!$A$2)","v":1.3321584},{"$f":"_xlfn.IFNA(INDEX('Shultis Faw'!$B$2:$B$26,MATCH($C387,'Shultis Faw'!$A$2:$A$26,1))+($C387-INDEX('Shultis Faw'!$A$2:$A$26,MATCH($C387,'Shultis Faw'!$A$2:$A$26,1)))*(INDEX('Shultis Faw'!$B$2:$B$26,MATCH($C387,'Shultis Faw'!$A$2:$A$26,1)+1)-INDEX('Shultis Faw'!$B$2:$B$26,MATCH($C387,'Shultis Faw'!$A$2:$A$26,1)))/(INDEX('Shultis Faw'!$A$2:$A$26,MATCH($C387,'Shultis Faw'!$A$2:$A$26,1)+1)-INDEX('Shultis Faw'!$A$2:$A$26,MATCH($C387,'Shultis Faw'!$A$2:$A$26,1))),$C387*'Shultis Faw'!$B$2/'Shultis Faw'!$A$2)","v":-6.9383200000000006E-2},{"$f":"_xlfn.IFNA(INDEX('Shultis Faw'!$E$2:$E$26,MATCH($C387,'Shultis Faw'!$A$2:$A$26,1))+($C387-INDEX('Shultis Faw'!$A$2:$A$26,MATCH($C387,'Shultis Faw'!$A$2:$A$26,1)))*(INDEX('Shultis Faw'!$E$2:$E$26,MATCH($C387,'Shultis Faw'!$A$2:$A$26,1)+1)-INDEX('Shultis Faw'!$E$2:$E$26,MATCH($C387,'Shultis Faw'!$A$2:$A$26,1)))/(INDEX('Shultis Faw'!$A$2:$A$26,MATCH($C387,'Shultis Faw'!$A$2:$A$26,1)+1)-INDEX('Shultis Faw'!$A$2:$A$26,MATCH($C387,'Shultis Faw'!$A$2:$A$26,1))),$C387*'Shultis Faw'!$E$2/'Shultis Faw'!$A$2)","v":2.9447040000000001E-2},{"$f":"_xlfn.IFNA(INDEX('Shultis Faw'!$F$2:$F$26,MATCH($C387,'Shultis Faw'!$A$2:$A$26,1))+($C387-INDEX('Shultis Faw'!$A$2:$A$26,MATCH($C387,'Shultis Faw'!$A$2:$A$26,1)))*(INDEX('Shultis Faw'!$F$2:$F$26,MATCH($C387,'Shultis Faw'!$A$2:$A$26,1)+1)-INDEX('Shultis Faw'!$F$2:$F$26,MATCH($C387,'Shultis Faw'!$A$2:$A$26,1)))/(INDEX('Shultis Faw'!$A$2:$A$26,MATCH($C387,'Shultis Faw'!$A$2:$A$26,1)+1)-INDEX('Shultis Faw'!$A$2:$A$26,MATCH($C387,'Shultis Faw'!$A$2:$A$26,1))),$C387*'Shultis Faw'!$F$2/'Shultis Faw'!$A$2)","v":14.409839999999999},{"$f":"J387*(H387*'Externe blootstelling'!$D$23/2)^K387+L387*(TANH(((H387*'Externe blootstelling'!$D$23)/(2*M387))-2)-TANH(-2))/(1-TANH(-2))","v":1.3396568668097273},{"$f":"IF(N387=1,1+(I387-1)*H387*'Externe blootstelling'!$D$23/2,1+(I387-1)*(N387^(H387*'Externe blootstelling'!$D$23/2)-1)/(N387-1))","v":1.9114798956996659},{"$f":"G387*EXP(-H387*'Externe blootstelling'!$D$23/2)*O387","v":7.1288173652744836E-4}]
[null," g ",1.387,2.2191999999999998E-13,1.8999999999999998E-4,{"$f":"_xlfn.IFNA(INDEX('hp (pSv cm2)'!$B$2:$B$52,MATCH($C388,'hp (pSv cm2)'!$A$2:$A$52,1))+($C388-INDEX('hp (pSv cm2)'!$A$2:$A$52,MATCH($C388,'hp (pSv cm2)'!$A$2:$A$52,1)))*(INDEX('hp (pSv cm2)'!$B$2:$B$52,MATCH($C388,'hp (pSv cm2)'!$A$2:$A$52,1)+1)-INDEX('hp (pSv cm2)'!$B$2:$B$52,MATCH($C388,'hp (pSv cm2)'!$A$2:$A$52,1)))/(INDEX('hp (pSv cm2)'!$A$2:$A$52,MATCH($C388,'hp (pSv cm2)'!$A$2:$A$52,1)+1)-INDEX('hp (pSv cm2)'!$A$2:$A$52,MATCH($C388,'hp (pSv cm2)'!$A$2:$A$52,1))),$C388*'hp (pSv cm2)'!$B$2/'hp (pSv cm2)'!$A$2)","v":5.75162},1.0928077999999999E-3,{"$f":"_xlfn.IFNA(0.997*(INDEX('Mass attenuation coefficients'!$B$2:$B$37,MATCH($C388,'Mass attenuation coefficients'!$A$2:$A$37,1))+($C388-INDEX('Mass attenuation coefficients'!$A$2:$A$37,MATCH($C388,'Mass attenuation coefficients'!$A$2:$A$37,1)))*(INDEX('Mass attenuation coefficients'!$B$2:$B$37,MATCH($C388,'Mass attenuation coefficients'!$A$2:$A$37,1)+1)-INDEX('Mass attenuation coefficients'!$B$2:$B$37,MATCH($C388,'Mass attenuation coefficients'!$A$2:$A$37,1)))/(INDEX('Mass attenuation coefficients'!$A$2:$A$37,MATCH($C388,'Mass attenuation coefficients'!$A$2:$A$37,1)+1)-INDEX('Mass attenuation coefficients'!$A$2:$A$37,MATCH($C388,'Mass attenuation coefficients'!$A$2:$A$37,1)))),0.997*$C388*'Mass attenuation coefficients'!$B$2/'Mass attenuation coefficients'!$A$2)","v":5.9931544359999998E-2},{"$f":"_xlfn.IFNA(INDEX('Shultis Faw'!$C$2:$C$26,MATCH($C388,'Shultis Faw'!$A$2:$A$26,1))+($C388-INDEX('Shultis Faw'!$A$2:$A$26,MATCH($C388,'Shultis Faw'!$A$2:$A$26,1)))*(INDEX('Shultis Faw'!$C$2:$C$26,MATCH($C388,'Shultis Faw'!$A$2:$A$26,1)+1)-INDEX('Shultis Faw'!$C$2:$C$26,MATCH($C388,'Shultis Faw'!$A$2:$A$26,1)))/(INDEX('Shultis Faw'!$A$2:$A$26,MATCH($C388,'Shultis Faw'!$A$2:$A$26,1)+1)-INDEX('Shultis Faw'!$A$2:$A$26,MATCH($C388,'Shultis Faw'!$A$2:$A$26,1))),$C388*'Shultis Faw'!$C$2/'Shultis Faw'!$A$2)","v":1.976064},{"$f":"_xlfn.IFNA(INDEX('Shultis Faw'!$D$2:$D$26,MATCH($C388,'Shultis Faw'!$A$2:$A$26,1))+($C388-INDEX('Shultis Faw'!$A$2:$A$26,MATCH($C388,'Shultis Faw'!$A$2:$A$26,1)))*(INDEX('Shultis Faw'!$D$2:$D$26,MATCH($C388,'Shultis Faw'!$A$2:$A$26,1)+1)-INDEX('Shultis Faw'!$D$2:$D$26,MATCH($C388,'Shultis Faw'!$A$2:$A$26,1)))/(INDEX('Shultis Faw'!$A$2:$A$26,MATCH($C388,'Shultis Faw'!$A$2:$A$26,1)+1)-INDEX('Shultis Faw'!$A$2:$A$26,MATCH($C388,'Shultis Faw'!$A$2:$A$26,1))),$C388*'Shultis Faw'!$D$2/'Shultis Faw'!$A$2)","v":1.3078719999999999},{"$f":"_xlfn.IFNA(INDEX('Shultis Faw'!$B$2:$B$26,MATCH($C388,'Shultis Faw'!$A$2:$A$26,1))+($C388-INDEX('Shultis Faw'!$A$2:$A$26,MATCH($C388,'Shultis Faw'!$A$2:$A$26,1)))*(INDEX('Shultis Faw'!$B$2:$B$26,MATCH($C388,'Shultis Faw'!$A$2:$A$26,1)+1)-INDEX('Shultis Faw'!$B$2:$B$26,MATCH($C388,'Shultis Faw'!$A$2:$A$26,1)))/(INDEX('Shultis Faw'!$A$2:$A$26,MATCH($C388,'Shultis Faw'!$A$2:$A$26,1)+1)-INDEX('Shultis Faw'!$A$2:$A$26,MATCH($C388,'Shultis Faw'!$A$2:$A$26,1))),$C388*'Shultis Faw'!$B$2/'Shultis Faw'!$A$2)","v":-6.5006000000000008E-2},{"$f":"_xlfn.IFNA(INDEX('Shultis Faw'!$E$2:$E$26,MATCH($C388,'Shultis Faw'!$A$2:$A$26,1))+($C388-INDEX('Shultis Faw'!$A$2:$A$26,MATCH($C388,'Shultis Faw'!$A$2:$A$26,1)))*(INDEX('Shultis Faw'!$E$2:$E$26,MATCH($C388,'Shultis Faw'!$A$2:$A$26,1)+1)-INDEX('Shultis Faw'!$E$2:$E$26,MATCH($C388,'Shultis Faw'!$A$2:$A$26,1)))/(INDEX('Shultis Faw'!$A$2:$A$26,MATCH($C388,'Shultis Faw'!$A$2:$A$26,1)+1)-INDEX('Shultis Faw'!$A$2:$A$26,MATCH($C388,'Shultis Faw'!$A$2:$A$26,1))),$C388*'Shultis Faw'!$E$2/'Shultis Faw'!$A$2)","v":2.7583200000000002E-2},{"$f":"_xlfn.IFNA(INDEX('Shultis Faw'!$F$2:$F$26,MATCH($C388,'Shultis Faw'!$A$2:$A$26,1))+($C388-INDEX('Shultis Faw'!$A$2:$A$26,MATCH($C388,'Shultis Faw'!$A$2:$A$26,1)))*(INDEX('Shultis Faw'!$F$2:$F$26,MATCH($C388,'Shultis Faw'!$A$2:$A$26,1)+1)-INDEX('Shultis Faw'!$F$2:$F$26,MATCH($C388,'Shultis Faw'!$A$2:$A$26,1)))/(INDEX('Shultis Faw'!$A$2:$A$26,MATCH($C388,'Shultis Faw'!$A$2:$A$26,1)+1)-INDEX('Shultis Faw'!$A$2:$A$26,MATCH($C388,'Shultis Faw'!$A$2:$A$26,1))),$C388*'Shultis Faw'!$F$2/'Shultis Faw'!$A$2)","v":14.452199999999999},{"$f":"J388*(H388*'Externe blootstelling'!$D$23/2)^K388+L388*(TANH(((H388*'Externe blootstelling'!$D$23)/(2*M388))-2)-TANH(-2))/(1-TANH(-2))","v":1.3170237418697037},{"$f":"IF(N388=1,1+(I388-1)*H388*'Externe blootstelling'!$D$23/2,1+(I388-1)*(N388^(H388*'Externe blootstelling'!$D$23/2)-1)/(N388-1))","v":1.8648105664406702},{"$f":"G388*EXP(-H388*'Externe blootstelling'!$D$23/2)*O388","v":8.2939119861124991E-4}]
[null," g ",1.39734,2.2357439999999999E-13,3.1000000000000001E-5,{"$f":"_xlfn.IFNA(INDEX('hp (pSv cm2)'!$B$2:$B$52,MATCH($C389,'hp (pSv cm2)'!$A$2:$A$52,1))+($C389-INDEX('hp (pSv cm2)'!$A$2:$A$52,MATCH($C389,'hp (pSv cm2)'!$A$2:$A$52,1)))*(INDEX('hp (pSv cm2)'!$B$2:$B$52,MATCH($C389,'hp (pSv cm2)'!$A$2:$A$52,1)+1)-INDEX('hp (pSv cm2)'!$B$2:$B$52,MATCH($C389,'hp (pSv cm2)'!$A$2:$A$52,1)))/(INDEX('hp (pSv cm2)'!$A$2:$A$52,MATCH($C389,'hp (pSv cm2)'!$A$2:$A$52,1)+1)-INDEX('hp (pSv cm2)'!$A$2:$A$52,MATCH($C389,'hp (pSv cm2)'!$A$2:$A$52,1))),$C389*'hp (pSv cm2)'!$B$2/'hp (pSv cm2)'!$A$2)","v":5.7853284},1.793451804E-4,{"$f":"_xlfn.IFNA(0.997*(INDEX('Mass attenuation coefficients'!$B$2:$B$37,MATCH($C389,'Mass attenuation coefficients'!$A$2:$A$37,1))+($C389-INDEX('Mass attenuation coefficients'!$A$2:$A$37,MATCH($C389,'Mass attenuation coefficients'!$A$2:$A$37,1)))*(INDEX('Mass attenuation coefficients'!$B$2:$B$37,MATCH($C389,'Mass attenuation coefficients'!$A$2:$A$37,1)+1)-INDEX('Mass attenuation coefficients'!$B$2:$B$37,MATCH($C389,'Mass attenuation coefficients'!$A$2:$A$37,1)))/(INDEX('Mass attenuation coefficients'!$A$2:$A$37,MATCH($C389,'Mass attenuation coefficients'!$A$2:$A$37,1)+1)-INDEX('Mass attenuation coefficients'!$A$2:$A$37,MATCH($C389,'Mass attenuation coefficients'!$A$2:$A$37,1)))),0.997*$C389*'Mass attenuation coefficients'!$B$2/'Mass attenuation coefficients'!$A$2)","v":5.9696911975200002E-2},{"$f":"_xlfn.IFNA(INDEX('Shultis Faw'!$C$2:$C$26,MATCH($C389,'Shultis Faw'!$A$2:$A$26,1))+($C389-INDEX('Shultis Faw'!$A$2:$A$26,MATCH($C389,'Shultis Faw'!$A$2:$A$26,1)))*(INDEX('Shultis Faw'!$C$2:$C$26,MATCH($C389,'Shultis Faw'!$A$2:$A$26,1)+1)-INDEX('Shultis Faw'!$C$2:$C$26,MATCH($C389,'Shultis Faw'!$A$2:$A$26,1)))/(INDEX('Shultis Faw'!$A$2:$A$26,MATCH($C389,'Shultis Faw'!$A$2:$A$26,1)+1)-INDEX('Shultis Faw'!$A$2:$A$26,MATCH($C389,'Shultis Faw'!$A$2:$A$26,1))),$C389*'Shultis Faw'!$C$2/'Shultis Faw'!$A$2)","v":1.9726724800000002},{"$f":"_xlfn.IFNA(INDEX('Shultis Faw'!$D$2:$D$26,MATCH($C389,'Shultis Faw'!$A$2:$A$26,1))+($C389-INDEX('Shultis Faw'!$A$2:$A$26,MATCH($C389,'Shultis Faw'!$A$2:$A$26,1)))*(INDEX('Shultis Faw'!$D$2:$D$26,MATCH($C389,'Shultis Faw'!$A$2:$A$26,1)+1)-INDEX('Shultis Faw'!$D$2:$D$26,MATCH($C389,'Shultis Faw'!$A$2:$A$26,1)))/(INDEX('Shultis Faw'!$A$2:$A$26,MATCH($C389,'Shultis Faw'!$A$2:$A$26,1)+1)-INDEX('Shultis Faw'!$A$2:$A$26,MATCH($C389,'Shultis Faw'!$A$2:$A$26,1))),$C389*'Shultis Faw'!$D$2/'Shultis Faw'!$A$2)","v":1.3043150399999999},{"$f":"_xlfn.IFNA(INDEX('Shultis Faw'!$B$2:$B$26,MATCH($C389,'Shultis Faw'!$A$2:$A$26,1))+($C389-INDEX('Shultis Faw'!$A$2:$A$26,MATCH($C389,'Shultis Faw'!$A$2:$A$26,1)))*(INDEX('Shultis Faw'!$B$2:$B$26,MATCH($C389,'Shultis Faw'!$A$2:$A$26,1)+1)-INDEX('Shultis Faw'!$B$2:$B$26,MATCH($C389,'Shultis Faw'!$A$2:$A$26,1)))/(INDEX('Shultis Faw'!$A$2:$A$26,MATCH($C389,'Shultis Faw'!$A$2:$A$26,1)+1)-INDEX('Shultis Faw'!$A$2:$A$26,MATCH($C389,'Shultis Faw'!$A$2:$A$26,1))),$C389*'Shultis Faw'!$B$2/'Shultis Faw'!$A$2)","v":-6.4364919999999992E-2},{"$f":"_xlfn.IFNA(INDEX('Shultis Faw'!$E$2:$E$26,MATCH($C389,'Shultis Faw'!$A$2:$A$26,1))+($C389-INDEX('Shultis Faw'!$A$2:$A$26,MATCH($C389,'Shultis Faw'!$A$2:$A$26,1)))*(INDEX('Shultis Faw'!$E$2:$E$26,MATCH($C389,'Shultis Faw'!$A$2:$A$26,1)+1)-INDEX('Shultis Faw'!$E$2:$E$26,MATCH($C389,'Shultis Faw'!$A$2:$A$26,1)))/(INDEX('Shultis Faw'!$A$2:$A$26,MATCH($C389,'Shultis Faw'!$A$2:$A$26,1)+1)-INDEX('Shultis Faw'!$A$2:$A$26,MATCH($C389,'Shultis Faw'!$A$2:$A$26,1))),$C389*'Shultis Faw'!$E$2/'Shultis Faw'!$A$2)","v":2.7310224000000001E-2},{"$f":"_xlfn.IFNA(INDEX('Shultis Faw'!$F$2:$F$26,MATCH($C389,'Shultis Faw'!$A$2:$A$26,1))+($C389-INDEX('Shultis Faw'!$A$2:$A$26,MATCH($C389,'Shultis Faw'!$A$2:$A$26,1)))*(INDEX('Shultis Faw'!$F$2:$F$26,MATCH($C389,'Shultis Faw'!$A$2:$A$26,1)+1)-INDEX('Shultis Faw'!$F$2:$F$26,MATCH($C389,'Shultis Faw'!$A$2:$A$26,1)))/(INDEX('Shultis Faw'!$A$2:$A$26,MATCH($C389,'Shultis Faw'!$A$2:$A$26,1)+1)-INDEX('Shultis Faw'!$A$2:$A$26,MATCH($C389,'Shultis Faw'!$A$2:$A$26,1))),$C389*'Shultis Faw'!$F$2/'Shultis Faw'!$A$2)","v":14.458404},{"$f":"J389*(H389*'Externe blootstelling'!$D$23/2)^K389+L389*(TANH(((H389*'Externe blootstelling'!$D$23)/(2*M389))-2)-TANH(-2))/(1-TANH(-2))","v":1.3136830785108855},{"$f":"IF(N389=1,1+(I389-1)*H389*'Externe blootstelling'!$D$23/2,1+(I389-1)*(N389^(H389*'Externe blootstelling'!$D$23/2)-1)/(N389-1))","v":1.8581224129785339},{"$f":"G389*EXP(-H389*'Externe blootstelling'!$D$23/2)*O389","v":1.3610479954637077E-4}]
[null," g ",1.4085000000000001,2.2535999999999999E-13,2.3000000000000001E-4,{"$f":"_xlfn.IFNA(INDEX('hp (pSv cm2)'!$B$2:$B$52,MATCH($C390,'hp (pSv cm2)'!$A$2:$A$52,1))+($C390-INDEX('hp (pSv cm2)'!$A$2:$A$52,MATCH($C390,'hp (pSv cm2)'!$A$2:$A$52,1)))*(INDEX('hp (pSv cm2)'!$B$2:$B$52,MATCH($C390,'hp (pSv cm2)'!$A$2:$A$52,1)+1)-INDEX('hp (pSv cm2)'!$B$2:$B$52,MATCH($C390,'hp (pSv cm2)'!$A$2:$A$52,1)))/(INDEX('hp (pSv cm2)'!$A$2:$A$52,MATCH($C390,'hp (pSv cm2)'!$A$2:$A$52,1)+1)-INDEX('hp (pSv cm2)'!$A$2:$A$52,MATCH($C390,'hp (pSv cm2)'!$A$2:$A$52,1))),$C390*'hp (pSv cm2)'!$B$2/'hp (pSv cm2)'!$A$2)","v":5.8217100000000004},1.3389933000000002E-3,{"$f":"_xlfn.IFNA(0.997*(INDEX('Mass attenuation coefficients'!$B$2:$B$37,MATCH($C390,'Mass attenuation coefficients'!$A$2:$A$37,1))+($C390-INDEX('Mass attenuation coefficients'!$A$2:$A$37,MATCH($C390,'Mass attenuation coefficients'!$A$2:$A$37,1)))*(INDEX('Mass attenuation coefficients'!$B$2:$B$37,MATCH($C390,'Mass attenuation coefficients'!$A$2:$A$37,1)+1)-INDEX('Mass attenuation coefficients'!$B$2:$B$37,MATCH($C390,'Mass attenuation coefficients'!$A$2:$A$37,1)))/(INDEX('Mass attenuation coefficients'!$A$2:$A$37,MATCH($C390,'Mass attenuation coefficients'!$A$2:$A$37,1)+1)-INDEX('Mass attenuation coefficients'!$A$2:$A$37,MATCH($C390,'Mass attenuation coefficients'!$A$2:$A$37,1)))),0.997*$C390*'Mass attenuation coefficients'!$B$2/'Mass attenuation coefficients'!$A$2)","v":5.9443672379999993E-2},{"$f":"_xlfn.IFNA(INDEX('Shultis Faw'!$C$2:$C$26,MATCH($C390,'Shultis Faw'!$A$2:$A$26,1))+($C390-INDEX('Shultis Faw'!$A$2:$A$26,MATCH($C390,'Shultis Faw'!$A$2:$A$26,1)))*(INDEX('Shultis Faw'!$C$2:$C$26,MATCH($C390,'Shultis Faw'!$A$2:$A$26,1)+1)-INDEX('Shultis Faw'!$C$2:$C$26,MATCH($C390,'Shultis Faw'!$A$2:$A$26,1)))/(INDEX('Shultis Faw'!$A$2:$A$26,MATCH($C390,'Shultis Faw'!$A$2:$A$26,1)+1)-INDEX('Shultis Faw'!$A$2:$A$26,MATCH($C390,'Shultis Faw'!$A$2:$A$26,1))),$C390*'Shultis Faw'!$C$2/'Shultis Faw'!$A$2)","v":1.969012},{"$f":"_xlfn.IFNA(INDEX('Shultis Faw'!$D$2:$D$26,MATCH($C390,'Shultis Faw'!$A$2:$A$26,1))+($C390-INDEX('Shultis Faw'!$A$2:$A$26,MATCH($C390,'Shultis Faw'!$A$2:$A$26,1)))*(INDEX('Shultis Faw'!$D$2:$D$26,MATCH($C390,'Shultis Faw'!$A$2:$A$26,1)+1)-INDEX('Shultis Faw'!$D$2:$D$26,MATCH($C390,'Shultis Faw'!$A$2:$A$26,1)))/(INDEX('Shultis Faw'!$A$2:$A$26,MATCH($C390,'Shultis Faw'!$A$2:$A$26,1)+1)-INDEX('Shultis Faw'!$A$2:$A$26,MATCH($C390,'Shultis Faw'!$A$2:$A$26,1))),$C390*'Shultis Faw'!$D$2/'Shultis Faw'!$A$2)","v":1.300476},{"$f":"_xlfn.IFNA(INDEX('Shultis Faw'!$B$2:$B$26,MATCH($C390,'Shultis Faw'!$A$2:$A$26,1))+($C390-INDEX('Shultis Faw'!$A$2:$A$26,MATCH($C390,'Shultis Faw'!$A$2:$A$26,1)))*(INDEX('Shultis Faw'!$B$2:$B$26,MATCH($C390,'Shultis Faw'!$A$2:$A$26,1)+1)-INDEX('Shultis Faw'!$B$2:$B$26,MATCH($C390,'Shultis Faw'!$A$2:$A$26,1)))/(INDEX('Shultis Faw'!$A$2:$A$26,MATCH($C390,'Shultis Faw'!$A$2:$A$26,1)+1)-INDEX('Shultis Faw'!$A$2:$A$26,MATCH($C390,'Shultis Faw'!$A$2:$A$26,1))),$C390*'Shultis Faw'!$B$2/'Shultis Faw'!$A$2)","v":-6.3672999999999993E-2},{"$f":"_xlfn.IFNA(INDEX('Shultis Faw'!$E$2:$E$26,MATCH($C390,'Shultis Faw'!$A$2:$A$26,1))+($C390-INDEX('Shultis Faw'!$A$2:$A$26,MATCH($C390,'Shultis Faw'!$A$2:$A$26,1)))*(INDEX('Shultis Faw'!$E$2:$E$26,MATCH($C390,'Shultis Faw'!$A$2:$A$26,1)+1)-INDEX('Shultis Faw'!$E$2:$E$26,MATCH($C390,'Shultis Faw'!$A$2:$A$26,1)))/(INDEX('Shultis Faw'!$A$2:$A$26,MATCH($C390,'Shultis Faw'!$A$2:$A$26,1)+1)-INDEX('Shultis Faw'!$A$2:$A$26,MATCH($C390,'Shultis Faw'!$A$2:$A$26,1))),$C390*'Shultis Faw'!$E$2/'Shultis Faw'!$A$2)","v":2.7015599999999997E-2},{"$f":"_xlfn.IFNA(INDEX('Shultis Faw'!$F$2:$F$26,MATCH($C390,'Shultis Faw'!$A$2:$A$26,1))+($C390-INDEX('Shultis Faw'!$A$2:$A$26,MATCH($C390,'Shultis Faw'!$A$2:$A$26,1)))*(INDEX('Shultis Faw'!$F$2:$F$26,MATCH($C390,'Shultis Faw'!$A$2:$A$26,1)+1)-INDEX('Shultis Faw'!$F$2:$F$26,MATCH($C390,'Shultis Faw'!$A$2:$A$26,1)))/(INDEX('Shultis Faw'!$A$2:$A$26,MATCH($C390,'Shultis Faw'!$A$2:$A$26,1)+1)-INDEX('Shultis Faw'!$A$2:$A$26,MATCH($C390,'Shultis Faw'!$A$2:$A$26,1))),$C390*'Shultis Faw'!$F$2/'Shultis Faw'!$A$2)","v":14.4651},{"$f":"J390*(H390*'Externe blootstelling'!$D$23/2)^K390+L390*(TANH(((H390*'Externe blootstelling'!$D$23)/(2*M390))-2)-TANH(-2))/(1-TANH(-2))","v":1.3100701175121408},{"$f":"IF(N390=1,1+(I390-1)*H390*'Externe blootstelling'!$D$23/2,1+(I390-1)*(N390^(H390*'Externe blootstelling'!$D$23/2)-1)/(N390-1))","v":1.8509453718412283},{"$f":"G390*EXP(-H390*'Externe blootstelling'!$D$23/2)*O390","v":1.0160875306262768E-3}]
[null," g ",1.415,2.264E-13,4.0000000000000002E-4,{"$f":"_xlfn.IFNA(INDEX('hp (pSv cm2)'!$B$2:$B$52,MATCH($C391,'hp (pSv cm2)'!$A$2:$A$52,1))+($C391-INDEX('hp (pSv cm2)'!$A$2:$A$52,MATCH($C391,'hp (pSv cm2)'!$A$2:$A$52,1)))*(INDEX('hp (pSv cm2)'!$B$2:$B$52,MATCH($C391,'hp (pSv cm2)'!$A$2:$A$52,1)+1)-INDEX('hp (pSv cm2)'!$B$2:$B$52,MATCH($C391,'hp (pSv cm2)'!$A$2:$A$52,1)))/(INDEX('hp (pSv cm2)'!$A$2:$A$52,MATCH($C391,'hp (pSv cm2)'!$A$2:$A$52,1)+1)-INDEX('hp (pSv cm2)'!$A$2:$A$52,MATCH($C391,'hp (pSv cm2)'!$A$2:$A$52,1))),$C391*'hp (pSv cm2)'!$B$2/'hp (pSv cm2)'!$A$2)","v":5.8429000000000002},2.33716E-3,{"$f":"_xlfn.IFNA(0.997*(INDEX('Mass attenuation coefficients'!$B$2:$B$37,MATCH($C391,'Mass attenuation coefficients'!$A$2:$A$37,1))+($C391-INDEX('Mass attenuation coefficients'!$A$2:$A$37,MATCH($C391,'Mass attenuation coefficients'!$A$2:$A$37,1)))*(INDEX('Mass attenuation coefficients'!$B$2:$B$37,MATCH($C391,'Mass attenuation coefficients'!$A$2:$A$37,1)+1)-INDEX('Mass attenuation coefficients'!$B$2:$B$37,MATCH($C391,'Mass attenuation coefficients'!$A$2:$A$37,1)))/(INDEX('Mass attenuation coefficients'!$A$2:$A$37,MATCH($C391,'Mass attenuation coefficients'!$A$2:$A$37,1)+1)-INDEX('Mass attenuation coefficients'!$A$2:$A$37,MATCH($C391,'Mass attenuation coefficients'!$A$2:$A$37,1)))),0.997*$C391*'Mass attenuation coefficients'!$B$2/'Mass attenuation coefficients'!$A$2)","v":5.9296176199999995E-2},{"$f":"_xlfn.IFNA(INDEX('Shultis Faw'!$C$2:$C$26,MATCH($C391,'Shultis Faw'!$A$2:$A$26,1))+($C391-INDEX('Shultis Faw'!$A$2:$A$26,MATCH($C391,'Shultis Faw'!$A$2:$A$26,1)))*(INDEX('Shultis Faw'!$C$2:$C$26,MATCH($C391,'Shultis Faw'!$A$2:$A$26,1)+1)-INDEX('Shultis Faw'!$C$2:$C$26,MATCH($C391,'Shultis Faw'!$A$2:$A$26,1)))/(INDEX('Shultis Faw'!$A$2:$A$26,MATCH($C391,'Shultis Faw'!$A$2:$A$26,1)+1)-INDEX('Shultis Faw'!$A$2:$A$26,MATCH($C391,'Shultis Faw'!$A$2:$A$26,1))),$C391*'Shultis Faw'!$C$2/'Shultis Faw'!$A$2)","v":1.9668800000000002},{"$f":"_xlfn.IFNA(INDEX('Shultis Faw'!$D$2:$D$26,MATCH($C391,'Shultis Faw'!$A$2:$A$26,1))+($C391-INDEX('Shultis Faw'!$A$2:$A$26,MATCH($C391,'Shultis Faw'!$A$2:$A$26,1)))*(INDEX('Shultis Faw'!$D$2:$D$26,MATCH($C391,'Shultis Faw'!$A$2:$A$26,1)+1)-INDEX('Shultis Faw'!$D$2:$D$26,MATCH($C391,'Shultis Faw'!$A$2:$A$26,1)))/(INDEX('Shultis Faw'!$A$2:$A$26,MATCH($C391,'Shultis Faw'!$A$2:$A$26,1)+1)-INDEX('Shultis Faw'!$A$2:$A$26,MATCH($C391,'Shultis Faw'!$A$2:$A$26,1))),$C391*'Shultis Faw'!$D$2/'Shultis Faw'!$A$2)","v":1.2982399999999998},{"$f":"_xlfn.IFNA(INDEX('Shultis Faw'!$B$2:$B$26,MATCH($C391,'Shultis Faw'!$A$2:$A$26,1))+($C391-INDEX('Shultis Faw'!$A$2:$A$26,MATCH($C391,'Shultis Faw'!$A$2:$A$26,1)))*(INDEX('Shultis Faw'!$B$2:$B$26,MATCH($C391,'Shultis Faw'!$A$2:$A$26,1)+1)-INDEX('Shultis Faw'!$B$2:$B$26,MATCH($C391,'Shultis Faw'!$A$2:$A$26,1)))/(INDEX('Shultis Faw'!$A$2:$A$26,MATCH($C391,'Shultis Faw'!$A$2:$A$26,1)+1)-INDEX('Shultis Faw'!$A$2:$A$26,MATCH($C391,'Shultis Faw'!$A$2:$A$26,1))),$C391*'Shultis Faw'!$B$2/'Shultis Faw'!$A$2)","v":-6.3269999999999993E-2},{"$f":"_xlfn.IFNA(INDEX('Shultis Faw'!$E$2:$E$26,MATCH($C391,'Shultis Faw'!$A$2:$A$26,1))+($C391-INDEX('Shultis Faw'!$A$2:$A$26,MATCH($C391,'Shultis Faw'!$A$2:$A$26,1)))*(INDEX('Shultis Faw'!$E$2:$E$26,MATCH($C391,'Shultis Faw'!$A$2:$A$26,1)+1)-INDEX('Shultis Faw'!$E$2:$E$26,MATCH($C391,'Shultis Faw'!$A$2:$A$26,1)))/(INDEX('Shultis Faw'!$A$2:$A$26,MATCH($C391,'Shultis Faw'!$A$2:$A$26,1)+1)-INDEX('Shultis Faw'!$A$2:$A$26,MATCH($C391,'Shultis Faw'!$A$2:$A$26,1))),$C391*'Shultis Faw'!$E$2/'Shultis Faw'!$A$2)","v":2.6844E-2},{"$f":"_xlfn.IFNA(INDEX('Shultis Faw'!$F$2:$F$26,MATCH($C391,'Shultis Faw'!$A$2:$A$26,1))+($C391-INDEX('Shultis Faw'!$A$2:$A$26,MATCH($C391,'Shultis Faw'!$A$2:$A$26,1)))*(INDEX('Shultis Faw'!$F$2:$F$26,MATCH($C391,'Shultis Faw'!$A$2:$A$26,1)+1)-INDEX('Shultis Faw'!$F$2:$F$26,MATCH($C391,'Shultis Faw'!$A$2:$A$26,1)))/(INDEX('Shultis Faw'!$A$2:$A$26,MATCH($C391,'Shultis Faw'!$A$2:$A$26,1)+1)-INDEX('Shultis Faw'!$A$2:$A$26,MATCH($C391,'Shultis Faw'!$A$2:$A$26,1))),$C391*'Shultis Faw'!$F$2/'Shultis Faw'!$A$2)","v":14.468999999999999},{"$f":"J391*(H391*'Externe blootstelling'!$D$23/2)^K391+L391*(TANH(((H391*'Externe blootstelling'!$D$23)/(2*M391))-2)-TANH(-2))/(1-TANH(-2))","v":1.3079622736636722},{"$f":"IF(N391=1,1+(I391-1)*H391*'Externe blootstelling'!$D$23/2,1+(I391-1)*(N391^(H391*'Externe blootstelling'!$D$23/2)-1)/(N391-1))","v":1.8467849622347732},{"$f":"G391*EXP(-H391*'Externe blootstelling'!$D$23/2)*O391","v":1.7734736598818033E-3}]
[null," g ",1.4185999999999999,2.2697599999999995E-13,1.0999999999999999E-4,{"$f":"_xlfn.IFNA(INDEX('hp (pSv cm2)'!$B$2:$B$52,MATCH($C392,'hp (pSv cm2)'!$A$2:$A$52,1))+($C392-INDEX('hp (pSv cm2)'!$A$2:$A$52,MATCH($C392,'hp (pSv cm2)'!$A$2:$A$52,1)))*(INDEX('hp (pSv cm2)'!$B$2:$B$52,MATCH($C392,'hp (pSv cm2)'!$A$2:$A$52,1)+1)-INDEX('hp (pSv cm2)'!$B$2:$B$52,MATCH($C392,'hp (pSv cm2)'!$A$2:$A$52,1)))/(INDEX('hp (pSv cm2)'!$A$2:$A$52,MATCH($C392,'hp (pSv cm2)'!$A$2:$A$52,1)+1)-INDEX('hp (pSv cm2)'!$A$2:$A$52,MATCH($C392,'hp (pSv cm2)'!$A$2:$A$52,1))),$C392*'hp (pSv cm2)'!$B$2/'hp (pSv cm2)'!$A$2)","v":5.8546359999999993},6.4400995999999982E-4,{"$f":"_xlfn.IFNA(0.997*(INDEX('Mass attenuation coefficients'!$B$2:$B$37,MATCH($C392,'Mass attenuation coefficients'!$A$2:$A$37,1))+($C392-INDEX('Mass attenuation coefficients'!$A$2:$A$37,MATCH($C392,'Mass attenuation coefficients'!$A$2:$A$37,1)))*(INDEX('Mass attenuation coefficients'!$B$2:$B$37,MATCH($C392,'Mass attenuation coefficients'!$A$2:$A$37,1)+1)-INDEX('Mass attenuation coefficients'!$B$2:$B$37,MATCH($C392,'Mass attenuation coefficients'!$A$2:$A$37,1)))/(INDEX('Mass attenuation coefficients'!$A$2:$A$37,MATCH($C392,'Mass attenuation coefficients'!$A$2:$A$37,1)+1)-INDEX('Mass attenuation coefficients'!$A$2:$A$37,MATCH($C392,'Mass attenuation coefficients'!$A$2:$A$37,1)))),0.997*$C392*'Mass attenuation coefficients'!$B$2/'Mass attenuation coefficients'!$A$2)","v":5.9214486008000007E-2},{"$f":"_xlfn.IFNA(INDEX('Shultis Faw'!$C$2:$C$26,MATCH($C392,'Shultis Faw'!$A$2:$A$26,1))+($C392-INDEX('Shultis Faw'!$A$2:$A$26,MATCH($C392,'Shultis Faw'!$A$2:$A$26,1)))*(INDEX('Shultis Faw'!$C$2:$C$26,MATCH($C392,'Shultis Faw'!$A$2:$A$26,1)+1)-INDEX('Shultis Faw'!$C$2:$C$26,MATCH($C392,'Shultis Faw'!$A$2:$A$26,1)))/(INDEX('Shultis Faw'!$A$2:$A$26,MATCH($C392,'Shultis Faw'!$A$2:$A$26,1)+1)-INDEX('Shultis Faw'!$A$2:$A$26,MATCH($C392,'Shultis Faw'!$A$2:$A$26,1))),$C392*'Shultis Faw'!$C$2/'Shultis Faw'!$A$2)","v":1.9656992000000002},{"$f":"_xlfn.IFNA(INDEX('Shultis Faw'!$D$2:$D$26,MATCH($C392,'Shultis Faw'!$A$2:$A$26,1))+($C392-INDEX('Shultis Faw'!$A$2:$A$26,MATCH($C392,'Shultis Faw'!$A$2:$A$26,1)))*(INDEX('Shultis Faw'!$D$2:$D$26,MATCH($C392,'Shultis Faw'!$A$2:$A$26,1)+1)-INDEX('Shultis Faw'!$D$2:$D$26,MATCH($C392,'Shultis Faw'!$A$2:$A$26,1)))/(INDEX('Shultis Faw'!$A$2:$A$26,MATCH($C392,'Shultis Faw'!$A$2:$A$26,1)+1)-INDEX('Shultis Faw'!$A$2:$A$26,MATCH($C392,'Shultis Faw'!$A$2:$A$26,1))),$C392*'Shultis Faw'!$D$2/'Shultis Faw'!$A$2)","v":1.2970016},{"$f":"_xlfn.IFNA(INDEX('Shultis Faw'!$B$2:$B$26,MATCH($C392,'Shultis Faw'!$A$2:$A$26,1))+($C392-INDEX('Shultis Faw'!$A$2:$A$26,MATCH($C392,'Shultis Faw'!$A$2:$A$26,1)))*(INDEX('Shultis Faw'!$B$2:$B$26,MATCH($C392,'Shultis Faw'!$A$2:$A$26,1)+1)-INDEX('Shultis Faw'!$B$2:$B$26,MATCH($C392,'Shultis Faw'!$A$2:$A$26,1)))/(INDEX('Shultis Faw'!$A$2:$A$26,MATCH($C392,'Shultis Faw'!$A$2:$A$26,1)+1)-INDEX('Shultis Faw'!$A$2:$A$26,MATCH($C392,'Shultis Faw'!$A$2:$A$26,1))),$C392*'Shultis Faw'!$B$2/'Shultis Faw'!$A$2)","v":-6.3046800000000014E-2},{"$f":"_xlfn.IFNA(INDEX('Shultis Faw'!$E$2:$E$26,MATCH($C392,'Shultis Faw'!$A$2:$A$26,1))+($C392-INDEX('Shultis Faw'!$A$2:$A$26,MATCH($C392,'Shultis Faw'!$A$2:$A$26,1)))*(INDEX('Shultis Faw'!$E$2:$E$26,MATCH($C392,'Shultis Faw'!$A$2:$A$26,1)+1)-INDEX('Shultis Faw'!$E$2:$E$26,MATCH($C392,'Shultis Faw'!$A$2:$A$26,1)))/(INDEX('Shultis Faw'!$A$2:$A$26,MATCH($C392,'Shultis Faw'!$A$2:$A$26,1)+1)-INDEX('Shultis Faw'!$A$2:$A$26,MATCH($C392,'Shultis Faw'!$A$2:$A$26,1))),$C392*'Shultis Faw'!$E$2/'Shultis Faw'!$A$2)","v":2.6748960000000002E-2},{"$f":"_xlfn.IFNA(INDEX('Shultis Faw'!$F$2:$F$26,MATCH($C392,'Shultis Faw'!$A$2:$A$26,1))+($C392-INDEX('Shultis Faw'!$A$2:$A$26,MATCH($C392,'Shultis Faw'!$A$2:$A$26,1)))*(INDEX('Shultis Faw'!$F$2:$F$26,MATCH($C392,'Shultis Faw'!$A$2:$A$26,1)+1)-INDEX('Shultis Faw'!$F$2:$F$26,MATCH($C392,'Shultis Faw'!$A$2:$A$26,1)))/(INDEX('Shultis Faw'!$A$2:$A$26,MATCH($C392,'Shultis Faw'!$A$2:$A$26,1)+1)-INDEX('Shultis Faw'!$A$2:$A$26,MATCH($C392,'Shultis Faw'!$A$2:$A$26,1))),$C392*'Shultis Faw'!$F$2/'Shultis Faw'!$A$2)","v":14.471159999999999},{"$f":"J392*(H392*'Externe blootstelling'!$D$23/2)^K392+L392*(TANH(((H392*'Externe blootstelling'!$D$23)/(2*M392))-2)-TANH(-2))/(1-TANH(-2))","v":1.3067937386177457},{"$f":"IF(N392=1,1+(I392-1)*H392*'Externe blootstelling'!$D$23/2,1+(I392-1)*(N392^(H392*'Externe blootstelling'!$D$23/2)-1)/(N392-1))","v":1.8444869747233361},{"$f":"G392*EXP(-H392*'Externe blootstelling'!$D$23/2)*O392","v":4.8867521072137551E-4}]
[null," g ",1.419,2.2703999999999998E-13,2.0000000000000002E-5,{"$f":"_xlfn.IFNA(INDEX('hp (pSv cm2)'!$B$2:$B$52,MATCH($C393,'hp (pSv cm2)'!$A$2:$A$52,1))+($C393-INDEX('hp (pSv cm2)'!$A$2:$A$52,MATCH($C393,'hp (pSv cm2)'!$A$2:$A$52,1)))*(INDEX('hp (pSv cm2)'!$B$2:$B$52,MATCH($C393,'hp (pSv cm2)'!$A$2:$A$52,1)+1)-INDEX('hp (pSv cm2)'!$B$2:$B$52,MATCH($C393,'hp (pSv cm2)'!$A$2:$A$52,1)))/(INDEX('hp (pSv cm2)'!$A$2:$A$52,MATCH($C393,'hp (pSv cm2)'!$A$2:$A$52,1)+1)-INDEX('hp (pSv cm2)'!$A$2:$A$52,MATCH($C393,'hp (pSv cm2)'!$A$2:$A$52,1))),$C393*'hp (pSv cm2)'!$B$2/'hp (pSv cm2)'!$A$2)","v":5.8559400000000004},1.1711880000000001E-4,{"$f":"_xlfn.IFNA(0.997*(INDEX('Mass attenuation coefficients'!$B$2:$B$37,MATCH($C393,'Mass attenuation coefficients'!$A$2:$A$37,1))+($C393-INDEX('Mass attenuation coefficients'!$A$2:$A$37,MATCH($C393,'Mass attenuation coefficients'!$A$2:$A$37,1)))*(INDEX('Mass attenuation coefficients'!$B$2:$B$37,MATCH($C393,'Mass attenuation coefficients'!$A$2:$A$37,1)+1)-INDEX('Mass attenuation coefficients'!$B$2:$B$37,MATCH($C393,'Mass attenuation coefficients'!$A$2:$A$37,1)))/(INDEX('Mass attenuation coefficients'!$A$2:$A$37,MATCH($C393,'Mass attenuation coefficients'!$A$2:$A$37,1)+1)-INDEX('Mass attenuation coefficients'!$A$2:$A$37,MATCH($C393,'Mass attenuation coefficients'!$A$2:$A$37,1)))),0.997*$C393*'Mass attenuation coefficients'!$B$2/'Mass attenuation coefficients'!$A$2)","v":5.9205409319999992E-2},{"$f":"_xlfn.IFNA(INDEX('Shultis Faw'!$C$2:$C$26,MATCH($C393,'Shultis Faw'!$A$2:$A$26,1))+($C393-INDEX('Shultis Faw'!$A$2:$A$26,MATCH($C393,'Shultis Faw'!$A$2:$A$26,1)))*(INDEX('Shultis Faw'!$C$2:$C$26,MATCH($C393,'Shultis Faw'!$A$2:$A$26,1)+1)-INDEX('Shultis Faw'!$C$2:$C$26,MATCH($C393,'Shultis Faw'!$A$2:$A$26,1)))/(INDEX('Shultis Faw'!$A$2:$A$26,MATCH($C393,'Shultis Faw'!$A$2:$A$26,1)+1)-INDEX('Shultis Faw'!$A$2:$A$26,MATCH($C393,'Shultis Faw'!$A$2:$A$26,1))),$C393*'Shultis Faw'!$C$2/'Shultis Faw'!$A$2)","v":1.965568},{"$f":"_xlfn.IFNA(INDEX('Shultis Faw'!$D$2:$D$26,MATCH($C393,'Shultis Faw'!$A$2:$A$26,1))+($C393-INDEX('Shultis Faw'!$A$2:$A$26,MATCH($C393,'Shultis Faw'!$A$2:$A$26,1)))*(INDEX('Shultis Faw'!$D$2:$D$26,MATCH($C393,'Shultis Faw'!$A$2:$A$26,1)+1)-INDEX('Shultis Faw'!$D$2:$D$26,MATCH($C393,'Shultis Faw'!$A$2:$A$26,1)))/(INDEX('Shultis Faw'!$A$2:$A$26,MATCH($C393,'Shultis Faw'!$A$2:$A$26,1)+1)-INDEX('Shultis Faw'!$A$2:$A$26,MATCH($C393,'Shultis Faw'!$A$2:$A$26,1))),$C393*'Shultis Faw'!$D$2/'Shultis Faw'!$A$2)","v":1.2968639999999998},{"$f":"_xlfn.IFNA(INDEX('Shultis Faw'!$B$2:$B$26,MATCH($C393,'Shultis Faw'!$A$2:$A$26,1))+($C393-INDEX('Shultis Faw'!$A$2:$A$26,MATCH($C393,'Shultis Faw'!$A$2:$A$26,1)))*(INDEX('Shultis Faw'!$B$2:$B$26,MATCH($C393,'Shultis Faw'!$A$2:$A$26,1)+1)-INDEX('Shultis Faw'!$B$2:$B$26,MATCH($C393,'Shultis Faw'!$A$2:$A$26,1)))/(INDEX('Shultis Faw'!$A$2:$A$26,MATCH($C393,'Shultis Faw'!$A$2:$A$26,1)+1)-INDEX('Shultis Faw'!$A$2:$A$26,MATCH($C393,'Shultis Faw'!$A$2:$A$26,1))),$C393*'Shultis Faw'!$B$2/'Shultis Faw'!$A$2)","v":-6.3021999999999995E-2},{"$f":"_xlfn.IFNA(INDEX('Shultis Faw'!$E$2:$E$26,MATCH($C393,'Shultis Faw'!$A$2:$A$26,1))+($C393-INDEX('Shultis Faw'!$A$2:$A$26,MATCH($C393,'Shultis Faw'!$A$2:$A$26,1)))*(INDEX('Shultis Faw'!$E$2:$E$26,MATCH($C393,'Shultis Faw'!$A$2:$A$26,1)+1)-INDEX('Shultis Faw'!$E$2:$E$26,MATCH($C393,'Shultis Faw'!$A$2:$A$26,1)))/(INDEX('Shultis Faw'!$A$2:$A$26,MATCH($C393,'Shultis Faw'!$A$2:$A$26,1)+1)-INDEX('Shultis Faw'!$A$2:$A$26,MATCH($C393,'Shultis Faw'!$A$2:$A$26,1))),$C393*'Shultis Faw'!$E$2/'Shultis Faw'!$A$2)","v":2.6738399999999999E-2},{"$f":"_xlfn.IFNA(INDEX('Shultis Faw'!$F$2:$F$26,MATCH($C393,'Shultis Faw'!$A$2:$A$26,1))+($C393-INDEX('Shultis Faw'!$A$2:$A$26,MATCH($C393,'Shultis Faw'!$A$2:$A$26,1)))*(INDEX('Shultis Faw'!$F$2:$F$26,MATCH($C393,'Shultis Faw'!$A$2:$A$26,1)+1)-INDEX('Shultis Faw'!$F$2:$F$26,MATCH($C393,'Shultis Faw'!$A$2:$A$26,1)))/(INDEX('Shultis Faw'!$A$2:$A$26,MATCH($C393,'Shultis Faw'!$A$2:$A$26,1)+1)-INDEX('Shultis Faw'!$A$2:$A$26,MATCH($C393,'Shultis Faw'!$A$2:$A$26,1))),$C393*'Shultis Faw'!$F$2/'Shultis Faw'!$A$2)","v":14.471399999999999},{"$f":"J393*(H393*'Externe blootstelling'!$D$23/2)^K393+L393*(TANH(((H393*'Externe blootstelling'!$D$23)/(2*M393))-2)-TANH(-2))/(1-TANH(-2))","v":1.3066638524060956},{"$f":"IF(N393=1,1+(I393-1)*H393*'Externe blootstelling'!$D$23/2,1+(I393-1)*(N393^(H393*'Externe blootstelling'!$D$23/2)-1)/(N393-1))","v":1.8442319168638883},{"$f":"G393*EXP(-H393*'Externe blootstelling'!$D$23/2)*O393","v":8.8869637615457902E-5}]
[null," g ",1.4259000000000002,2.2814400000000001E-13,1.1999999999999999E-5,{"$f":"_xlfn.IFNA(INDEX('hp (pSv cm2)'!$B$2:$B$52,MATCH($C394,'hp (pSv cm2)'!$A$2:$A$52,1))+($C394-INDEX('hp (pSv cm2)'!$A$2:$A$52,MATCH($C394,'hp (pSv cm2)'!$A$2:$A$52,1)))*(INDEX('hp (pSv cm2)'!$B$2:$B$52,MATCH($C394,'hp (pSv cm2)'!$A$2:$A$52,1)+1)-INDEX('hp (pSv cm2)'!$B$2:$B$52,MATCH($C394,'hp (pSv cm2)'!$A$2:$A$52,1)))/(INDEX('hp (pSv cm2)'!$A$2:$A$52,MATCH($C394,'hp (pSv cm2)'!$A$2:$A$52,1)+1)-INDEX('hp (pSv cm2)'!$A$2:$A$52,MATCH($C394,'hp (pSv cm2)'!$A$2:$A$52,1))),$C394*'hp (pSv cm2)'!$B$2/'hp (pSv cm2)'!$A$2)","v":5.8784340000000004},7.0541207999999997E-5,{"$f":"_xlfn.IFNA(0.997*(INDEX('Mass attenuation coefficients'!$B$2:$B$37,MATCH($C394,'Mass attenuation coefficients'!$A$2:$A$37,1))+($C394-INDEX('Mass attenuation coefficients'!$A$2:$A$37,MATCH($C394,'Mass attenuation coefficients'!$A$2:$A$37,1)))*(INDEX('Mass attenuation coefficients'!$B$2:$B$37,MATCH($C394,'Mass attenuation coefficients'!$A$2:$A$37,1)+1)-INDEX('Mass attenuation coefficients'!$B$2:$B$37,MATCH($C394,'Mass attenuation coefficients'!$A$2:$A$37,1)))/(INDEX('Mass attenuation coefficients'!$A$2:$A$37,MATCH($C394,'Mass attenuation coefficients'!$A$2:$A$37,1)+1)-INDEX('Mass attenuation coefficients'!$A$2:$A$37,MATCH($C394,'Mass attenuation coefficients'!$A$2:$A$37,1)))),0.997*$C394*'Mass attenuation coefficients'!$B$2/'Mass attenuation coefficients'!$A$2)","v":5.9048836451999993E-2},{"$f":"_xlfn.IFNA(INDEX('Shultis Faw'!$C$2:$C$26,MATCH($C394,'Shultis Faw'!$A$2:$A$26,1))+($C394-INDEX('Shultis Faw'!$A$2:$A$26,MATCH($C394,'Shultis Faw'!$A$2:$A$26,1)))*(INDEX('Shultis Faw'!$C$2:$C$26,MATCH($C394,'Shultis Faw'!$A$2:$A$26,1)+1)-INDEX('Shultis Faw'!$C$2:$C$26,MATCH($C394,'Shultis Faw'!$A$2:$A$26,1)))/(INDEX('Shultis Faw'!$A$2:$A$26,MATCH($C394,'Shultis Faw'!$A$2:$A$26,1)+1)-INDEX('Shultis Faw'!$A$2:$A$26,MATCH($C394,'Shultis Faw'!$A$2:$A$26,1))),$C394*'Shultis Faw'!$C$2/'Shultis Faw'!$A$2)","v":1.9633048},{"$f":"_xlfn.IFNA(INDEX('Shultis Faw'!$D$2:$D$26,MATCH($C394,'Shultis Faw'!$A$2:$A$26,1))+($C394-INDEX('Shultis Faw'!$A$2:$A$26,MATCH($C394,'Shultis Faw'!$A$2:$A$26,1)))*(INDEX('Shultis Faw'!$D$2:$D$26,MATCH($C394,'Shultis Faw'!$A$2:$A$26,1)+1)-INDEX('Shultis Faw'!$D$2:$D$26,MATCH($C394,'Shultis Faw'!$A$2:$A$26,1)))/(INDEX('Shultis Faw'!$A$2:$A$26,MATCH($C394,'Shultis Faw'!$A$2:$A$26,1)+1)-INDEX('Shultis Faw'!$A$2:$A$26,MATCH($C394,'Shultis Faw'!$A$2:$A$26,1))),$C394*'Shultis Faw'!$D$2/'Shultis Faw'!$A$2)","v":1.2944903999999999},{"$f":"_xlfn.IFNA(INDEX('Shultis Faw'!$B$2:$B$26,MATCH($C394,'Shultis Faw'!$A$2:$A$26,1))+($C394-INDEX('Shultis Faw'!$A$2:$A$26,MATCH($C394,'Shultis Faw'!$A$2:$A$26,1)))*(INDEX('Shultis Faw'!$B$2:$B$26,MATCH($C394,'Shultis Faw'!$A$2:$A$26,1)+1)-INDEX('Shultis Faw'!$B$2:$B$26,MATCH($C394,'Shultis Faw'!$A$2:$A$26,1)))/(INDEX('Shultis Faw'!$A$2:$A$26,MATCH($C394,'Shultis Faw'!$A$2:$A$26,1)+1)-INDEX('Shultis Faw'!$A$2:$A$26,MATCH($C394,'Shultis Faw'!$A$2:$A$26,1))),$C394*'Shultis Faw'!$B$2/'Shultis Faw'!$A$2)","v":-6.2594199999999989E-2},{"$f":"_xlfn.IFNA(INDEX('Shultis Faw'!$E$2:$E$26,MATCH($C394,'Shultis Faw'!$A$2:$A$26,1))+($C394-INDEX('Shultis Faw'!$A$2:$A$26,MATCH($C394,'Shultis Faw'!$A$2:$A$26,1)))*(INDEX('Shultis Faw'!$E$2:$E$26,MATCH($C394,'Shultis Faw'!$A$2:$A$26,1)+1)-INDEX('Shultis Faw'!$E$2:$E$26,MATCH($C394,'Shultis Faw'!$A$2:$A$26,1)))/(INDEX('Shultis Faw'!$A$2:$A$26,MATCH($C394,'Shultis Faw'!$A$2:$A$26,1)+1)-INDEX('Shultis Faw'!$A$2:$A$26,MATCH($C394,'Shultis Faw'!$A$2:$A$26,1))),$C394*'Shultis Faw'!$E$2/'Shultis Faw'!$A$2)","v":2.6556239999999995E-2},{"$f":"_xlfn.IFNA(INDEX('Shultis Faw'!$F$2:$F$26,MATCH($C394,'Shultis Faw'!$A$2:$A$26,1))+($C394-INDEX('Shultis Faw'!$A$2:$A$26,MATCH($C394,'Shultis Faw'!$A$2:$A$26,1)))*(INDEX('Shultis Faw'!$F$2:$F$26,MATCH($C394,'Shultis Faw'!$A$2:$A$26,1)+1)-INDEX('Shultis Faw'!$F$2:$F$26,MATCH($C394,'Shultis Faw'!$A$2:$A$26,1)))/(INDEX('Shultis Faw'!$A$2:$A$26,MATCH($C394,'Shultis Faw'!$A$2:$A$26,1)+1)-INDEX('Shultis Faw'!$A$2:$A$26,MATCH($C394,'Shultis Faw'!$A$2:$A$26,1))),$C394*'Shultis Faw'!$F$2/'Shultis Faw'!$A$2)","v":14.475540000000001},{"$f":"J394*(H394*'Externe blootstelling'!$D$23/2)^K394+L394*(TANH(((H394*'Externe blootstelling'!$D$23)/(2*M394))-2)-TANH(-2))/(1-TANH(-2))","v":1.3044217741326014},{"$f":"IF(N394=1,1+(I394-1)*H394*'Externe blootstelling'!$D$23/2,1+(I394-1)*(N394^(H394*'Externe blootstelling'!$D$23/2)-1)/(N394-1))","v":1.8398407819574736},{"$f":"G394*EXP(-H394*'Externe blootstelling'!$D$23/2)*O394","v":5.3524716573722096E-5}]
[null," g ",1.4895999999999998,2.3833599999999993E-13,2.8999999999999997E-5,{"$f":"_xlfn.IFNA(INDEX('hp (pSv cm2)'!$B$2:$B$52,MATCH($C395,'hp (pSv cm2)'!$A$2:$A$52,1))+($C395-INDEX('hp (pSv cm2)'!$A$2:$A$52,MATCH($C395,'hp (pSv cm2)'!$A$2:$A$52,1)))*(INDEX('hp (pSv cm2)'!$B$2:$B$52,MATCH($C395,'hp (pSv cm2)'!$A$2:$A$52,1)+1)-INDEX('hp (pSv cm2)'!$B$2:$B$52,MATCH($C395,'hp (pSv cm2)'!$A$2:$A$52,1)))/(INDEX('hp (pSv cm2)'!$A$2:$A$52,MATCH($C395,'hp (pSv cm2)'!$A$2:$A$52,1)+1)-INDEX('hp (pSv cm2)'!$A$2:$A$52,MATCH($C395,'hp (pSv cm2)'!$A$2:$A$52,1))),$C395*'hp (pSv cm2)'!$B$2/'hp (pSv cm2)'!$A$2)","v":6.0860959999999995},1.7649678399999996E-4,{"$f":"_xlfn.IFNA(0.997*(INDEX('Mass attenuation coefficients'!$B$2:$B$37,MATCH($C395,'Mass attenuation coefficients'!$A$2:$A$37,1))+($C395-INDEX('Mass attenuation coefficients'!$A$2:$A$37,MATCH($C395,'Mass attenuation coefficients'!$A$2:$A$37,1)))*(INDEX('Mass attenuation coefficients'!$B$2:$B$37,MATCH($C395,'Mass attenuation coefficients'!$A$2:$A$37,1)+1)-INDEX('Mass attenuation coefficients'!$B$2:$B$37,MATCH($C395,'Mass attenuation coefficients'!$A$2:$A$37,1)))/(INDEX('Mass attenuation coefficients'!$A$2:$A$37,MATCH($C395,'Mass attenuation coefficients'!$A$2:$A$37,1)+1)-INDEX('Mass attenuation coefficients'!$A$2:$A$37,MATCH($C395,'Mass attenuation coefficients'!$A$2:$A$37,1)))),0.997*$C395*'Mass attenuation coefficients'!$B$2/'Mass attenuation coefficients'!$A$2)","v":5.7603373888000006E-2},{"$f":"_xlfn.IFNA(INDEX('Shultis Faw'!$C$2:$C$26,MATCH($C395,'Shultis Faw'!$A$2:$A$26,1))+($C395-INDEX('Shultis Faw'!$A$2:$A$26,MATCH($C395,'Shultis Faw'!$A$2:$A$26,1)))*(INDEX('Shultis Faw'!$C$2:$C$26,MATCH($C395,'Shultis Faw'!$A$2:$A$26,1)+1)-INDEX('Shultis Faw'!$C$2:$C$26,MATCH($C395,'Shultis Faw'!$A$2:$A$26,1)))/(INDEX('Shultis Faw'!$A$2:$A$26,MATCH($C395,'Shultis Faw'!$A$2:$A$26,1)+1)-INDEX('Shultis Faw'!$A$2:$A$26,MATCH($C395,'Shultis Faw'!$A$2:$A$26,1))),$C395*'Shultis Faw'!$C$2/'Shultis Faw'!$A$2)","v":1.9424112},{"$f":"_xlfn.IFNA(INDEX('Shultis Faw'!$D$2:$D$26,MATCH($C395,'Shultis Faw'!$A$2:$A$26,1))+($C395-INDEX('Shultis Faw'!$A$2:$A$26,MATCH($C395,'Shultis Faw'!$A$2:$A$26,1)))*(INDEX('Shultis Faw'!$D$2:$D$26,MATCH($C395,'Shultis Faw'!$A$2:$A$26,1)+1)-INDEX('Shultis Faw'!$D$2:$D$26,MATCH($C395,'Shultis Faw'!$A$2:$A$26,1)))/(INDEX('Shultis Faw'!$A$2:$A$26,MATCH($C395,'Shultis Faw'!$A$2:$A$26,1)+1)-INDEX('Shultis Faw'!$A$2:$A$26,MATCH($C395,'Shultis Faw'!$A$2:$A$26,1))),$C395*'Shultis Faw'!$D$2/'Shultis Faw'!$A$2)","v":1.2725776},{"$f":"_xlfn.IFNA(INDEX('Shultis Faw'!$B$2:$B$26,MATCH($C395,'Shultis Faw'!$A$2:$A$26,1))+($C395-INDEX('Shultis Faw'!$A$2:$A$26,MATCH($C395,'Shultis Faw'!$A$2:$A$26,1)))*(INDEX('Shultis Faw'!$B$2:$B$26,MATCH($C395,'Shultis Faw'!$A$2:$A$26,1)+1)-INDEX('Shultis Faw'!$B$2:$B$26,MATCH($C395,'Shultis Faw'!$A$2:$A$26,1)))/(INDEX('Shultis Faw'!$A$2:$A$26,MATCH($C395,'Shultis Faw'!$A$2:$A$26,1)+1)-INDEX('Shultis Faw'!$A$2:$A$26,MATCH($C395,'Shultis Faw'!$A$2:$A$26,1))),$C395*'Shultis Faw'!$B$2/'Shultis Faw'!$A$2)","v":-5.8644800000000011E-2},{"$f":"_xlfn.IFNA(INDEX('Shultis Faw'!$E$2:$E$26,MATCH($C395,'Shultis Faw'!$A$2:$A$26,1))+($C395-INDEX('Shultis Faw'!$A$2:$A$26,MATCH($C395,'Shultis Faw'!$A$2:$A$26,1)))*(INDEX('Shultis Faw'!$E$2:$E$26,MATCH($C395,'Shultis Faw'!$A$2:$A$26,1)+1)-INDEX('Shultis Faw'!$E$2:$E$26,MATCH($C395,'Shultis Faw'!$A$2:$A$26,1)))/(INDEX('Shultis Faw'!$A$2:$A$26,MATCH($C395,'Shultis Faw'!$A$2:$A$26,1)+1)-INDEX('Shultis Faw'!$A$2:$A$26,MATCH($C395,'Shultis Faw'!$A$2:$A$26,1))),$C395*'Shultis Faw'!$E$2/'Shultis Faw'!$A$2)","v":2.4874560000000004E-2},{"$f":"_xlfn.IFNA(INDEX('Shultis Faw'!$F$2:$F$26,MATCH($C395,'Shultis Faw'!$A$2:$A$26,1))+($C395-INDEX('Shultis Faw'!$A$2:$A$26,MATCH($C395,'Shultis Faw'!$A$2:$A$26,1)))*(INDEX('Shultis Faw'!$F$2:$F$26,MATCH($C395,'Shultis Faw'!$A$2:$A$26,1)+1)-INDEX('Shultis Faw'!$F$2:$F$26,MATCH($C395,'Shultis Faw'!$A$2:$A$26,1)))/(INDEX('Shultis Faw'!$A$2:$A$26,MATCH($C395,'Shultis Faw'!$A$2:$A$26,1)+1)-INDEX('Shultis Faw'!$A$2:$A$26,MATCH($C395,'Shultis Faw'!$A$2:$A$26,1))),$C395*'Shultis Faw'!$F$2/'Shultis Faw'!$A$2)","v":14.51376},{"$f":"J395*(H395*'Externe blootstelling'!$D$23/2)^K395+L395*(TANH(((H395*'Externe blootstelling'!$D$23)/(2*M395))-2)-TANH(-2))/(1-TANH(-2))","v":1.2835861404106614},{"$f":"IF(N395=1,1+(I395-1)*H395*'Externe blootstelling'!$D$23/2,1+(I395-1)*(N395^(H395*'Externe blootstelling'!$D$23/2)-1)/(N395-1))","v":1.8000624661230242},{"$f":"G395*EXP(-H395*'Externe blootstelling'!$D$23/2)*O395","v":1.3389734370860057E-4}]
[null," g ",1.494048,2.3904767999999999E-13,6.9799999999999992E-3,{"$f":"_xlfn.IFNA(INDEX('hp (pSv cm2)'!$B$2:$B$52,MATCH($C396,'hp (pSv cm2)'!$A$2:$A$52,1))+($C396-INDEX('hp (pSv cm2)'!$A$2:$A$52,MATCH($C396,'hp (pSv cm2)'!$A$2:$A$52,1)))*(INDEX('hp (pSv cm2)'!$B$2:$B$52,MATCH($C396,'hp (pSv cm2)'!$A$2:$A$52,1)+1)-INDEX('hp (pSv cm2)'!$B$2:$B$52,MATCH($C396,'hp (pSv cm2)'!$A$2:$A$52,1)))/(INDEX('hp (pSv cm2)'!$A$2:$A$52,MATCH($C396,'hp (pSv cm2)'!$A$2:$A$52,1)+1)-INDEX('hp (pSv cm2)'!$A$2:$A$52,MATCH($C396,'hp (pSv cm2)'!$A$2:$A$52,1))),$C396*'hp (pSv cm2)'!$B$2/'hp (pSv cm2)'!$A$2)","v":6.1005964800000001},4.2582163430399993E-2,{"$f":"_xlfn.IFNA(0.997*(INDEX('Mass attenuation coefficients'!$B$2:$B$37,MATCH($C396,'Mass attenuation coefficients'!$A$2:$A$37,1))+($C396-INDEX('Mass attenuation coefficients'!$A$2:$A$37,MATCH($C396,'Mass attenuation coefficients'!$A$2:$A$37,1)))*(INDEX('Mass attenuation coefficients'!$B$2:$B$37,MATCH($C396,'Mass attenuation coefficients'!$A$2:$A$37,1)+1)-INDEX('Mass attenuation coefficients'!$B$2:$B$37,MATCH($C396,'Mass attenuation coefficients'!$A$2:$A$37,1)))/(INDEX('Mass attenuation coefficients'!$A$2:$A$37,MATCH($C396,'Mass attenuation coefficients'!$A$2:$A$37,1)+1)-INDEX('Mass attenuation coefficients'!$A$2:$A$37,MATCH($C396,'Mass attenuation coefficients'!$A$2:$A$37,1)))),0.997*$C396*'Mass attenuation coefficients'!$B$2/'Mass attenuation coefficients'!$A$2)","v":5.7502441117440004E-2},{"$f":"_xlfn.IFNA(INDEX('Shultis Faw'!$C$2:$C$26,MATCH($C396,'Shultis Faw'!$A$2:$A$26,1))+($C396-INDEX('Shultis Faw'!$A$2:$A$26,MATCH($C396,'Shultis Faw'!$A$2:$A$26,1)))*(INDEX('Shultis Faw'!$C$2:$C$26,MATCH($C396,'Shultis Faw'!$A$2:$A$26,1)+1)-INDEX('Shultis Faw'!$C$2:$C$26,MATCH($C396,'Shultis Faw'!$A$2:$A$26,1)))/(INDEX('Shultis Faw'!$A$2:$A$26,MATCH($C396,'Shultis Faw'!$A$2:$A$26,1)+1)-INDEX('Shultis Faw'!$A$2:$A$26,MATCH($C396,'Shultis Faw'!$A$2:$A$26,1))),$C396*'Shultis Faw'!$C$2/'Shultis Faw'!$A$2)","v":1.9409522560000001},{"$f":"_xlfn.IFNA(INDEX('Shultis Faw'!$D$2:$D$26,MATCH($C396,'Shultis Faw'!$A$2:$A$26,1))+($C396-INDEX('Shultis Faw'!$A$2:$A$26,MATCH($C396,'Shultis Faw'!$A$2:$A$26,1)))*(INDEX('Shultis Faw'!$D$2:$D$26,MATCH($C396,'Shultis Faw'!$A$2:$A$26,1)+1)-INDEX('Shultis Faw'!$D$2:$D$26,MATCH($C396,'Shultis Faw'!$A$2:$A$26,1)))/(INDEX('Shultis Faw'!$A$2:$A$26,MATCH($C396,'Shultis Faw'!$A$2:$A$26,1)+1)-INDEX('Shultis Faw'!$A$2:$A$26,MATCH($C396,'Shultis Faw'!$A$2:$A$26,1))),$C396*'Shultis Faw'!$D$2/'Shultis Faw'!$A$2)","v":1.2710474879999998},{"$f":"_xlfn.IFNA(INDEX('Shultis Faw'!$B$2:$B$26,MATCH($C396,'Shultis Faw'!$A$2:$A$26,1))+($C396-INDEX('Shultis Faw'!$A$2:$A$26,MATCH($C396,'Shultis Faw'!$A$2:$A$26,1)))*(INDEX('Shultis Faw'!$B$2:$B$26,MATCH($C396,'Shultis Faw'!$A$2:$A$26,1)+1)-INDEX('Shultis Faw'!$B$2:$B$26,MATCH($C396,'Shultis Faw'!$A$2:$A$26,1)))/(INDEX('Shultis Faw'!$A$2:$A$26,MATCH($C396,'Shultis Faw'!$A$2:$A$26,1)+1)-INDEX('Shultis Faw'!$A$2:$A$26,MATCH($C396,'Shultis Faw'!$A$2:$A$26,1))),$C396*'Shultis Faw'!$B$2/'Shultis Faw'!$A$2)","v":-5.8369023999999999E-2},{"$f":"_xlfn.IFNA(INDEX('Shultis Faw'!$E$2:$E$26,MATCH($C396,'Shultis Faw'!$A$2:$A$26,1))+($C396-INDEX('Shultis Faw'!$A$2:$A$26,MATCH($C396,'Shultis Faw'!$A$2:$A$26,1)))*(INDEX('Shultis Faw'!$E$2:$E$26,MATCH($C396,'Shultis Faw'!$A$2:$A$26,1)+1)-INDEX('Shultis Faw'!$E$2:$E$26,MATCH($C396,'Shultis Faw'!$A$2:$A$26,1)))/(INDEX('Shultis Faw'!$A$2:$A$26,MATCH($C396,'Shultis Faw'!$A$2:$A$26,1)+1)-INDEX('Shultis Faw'!$A$2:$A$26,MATCH($C396,'Shultis Faw'!$A$2:$A$26,1))),$C396*'Shultis Faw'!$E$2/'Shultis Faw'!$A$2)","v":2.4757132799999998E-2},{"$f":"_xlfn.IFNA(INDEX('Shultis Faw'!$F$2:$F$26,MATCH($C396,'Shultis Faw'!$A$2:$A$26,1))+($C396-INDEX('Shultis Faw'!$A$2:$A$26,MATCH($C396,'Shultis Faw'!$A$2:$A$26,1)))*(INDEX('Shultis Faw'!$F$2:$F$26,MATCH($C396,'Shultis Faw'!$A$2:$A$26,1)+1)-INDEX('Shultis Faw'!$F$2:$F$26,MATCH($C396,'Shultis Faw'!$A$2:$A$26,1)))/(INDEX('Shultis Faw'!$A$2:$A$26,MATCH($C396,'Shultis Faw'!$A$2:$A$26,1)+1)-INDEX('Shultis Faw'!$A$2:$A$26,MATCH($C396,'Shultis Faw'!$A$2:$A$26,1))),$C396*'Shultis Faw'!$F$2/'Shultis Faw'!$A$2)","v":14.5164288},{"$f":"J396*(H396*'Externe blootstelling'!$D$23/2)^K396+L396*(TANH(((H396*'Externe blootstelling'!$D$23)/(2*M396))-2)-TANH(-2))/(1-TANH(-2))","v":1.2821220493663521},{"$f":"IF(N396=1,1+(I396-1)*H396*'Externe blootstelling'!$D$23/2,1+(I396-1)*(N396^(H396*'Externe blootstelling'!$D$23/2)-1)/(N396-1))","v":1.7973354604419729},{"$f":"G396*EXP(-H396*'Externe blootstelling'!$D$23/2)*O396","v":3.2304421791851071E-2}]
[null," g ",1.51,2.416E-13,4.7999999999999994E-5,{"$f":"_xlfn.IFNA(INDEX('hp (pSv cm2)'!$B$2:$B$52,MATCH($C397,'hp (pSv cm2)'!$A$2:$A$52,1))+($C397-INDEX('hp (pSv cm2)'!$A$2:$A$52,MATCH($C397,'hp (pSv cm2)'!$A$2:$A$52,1)))*(INDEX('hp (pSv cm2)'!$B$2:$B$52,MATCH($C397,'hp (pSv cm2)'!$A$2:$A$52,1)+1)-INDEX('hp (pSv cm2)'!$B$2:$B$52,MATCH($C397,'hp (pSv cm2)'!$A$2:$A$52,1)))/(INDEX('hp (pSv cm2)'!$A$2:$A$52,MATCH($C397,'hp (pSv cm2)'!$A$2:$A$52,1)+1)-INDEX('hp (pSv cm2)'!$A$2:$A$52,MATCH($C397,'hp (pSv cm2)'!$A$2:$A$52,1))),$C397*'hp (pSv cm2)'!$B$2/'hp (pSv cm2)'!$A$2)","v":6.1471999999999998},2.9506559999999994E-4,{"$f":"_xlfn.IFNA(0.997*(INDEX('Mass attenuation coefficients'!$B$2:$B$37,MATCH($C397,'Mass attenuation coefficients'!$A$2:$A$37,1))+($C397-INDEX('Mass attenuation coefficients'!$A$2:$A$37,MATCH($C397,'Mass attenuation coefficients'!$A$2:$A$37,1)))*(INDEX('Mass attenuation coefficients'!$B$2:$B$37,MATCH($C397,'Mass attenuation coefficients'!$A$2:$A$37,1)+1)-INDEX('Mass attenuation coefficients'!$B$2:$B$37,MATCH($C397,'Mass attenuation coefficients'!$A$2:$A$37,1)))/(INDEX('Mass attenuation coefficients'!$A$2:$A$37,MATCH($C397,'Mass attenuation coefficients'!$A$2:$A$37,1)+1)-INDEX('Mass attenuation coefficients'!$A$2:$A$37,MATCH($C397,'Mass attenuation coefficients'!$A$2:$A$37,1)))),0.997*$C397*'Mass attenuation coefficients'!$B$2/'Mass attenuation coefficients'!$A$2)","v":5.7205467199999999E-2},{"$f":"_xlfn.IFNA(INDEX('Shultis Faw'!$C$2:$C$26,MATCH($C397,'Shultis Faw'!$A$2:$A$26,1))+($C397-INDEX('Shultis Faw'!$A$2:$A$26,MATCH($C397,'Shultis Faw'!$A$2:$A$26,1)))*(INDEX('Shultis Faw'!$C$2:$C$26,MATCH($C397,'Shultis Faw'!$A$2:$A$26,1)+1)-INDEX('Shultis Faw'!$C$2:$C$26,MATCH($C397,'Shultis Faw'!$A$2:$A$26,1)))/(INDEX('Shultis Faw'!$A$2:$A$26,MATCH($C397,'Shultis Faw'!$A$2:$A$26,1)+1)-INDEX('Shultis Faw'!$A$2:$A$26,MATCH($C397,'Shultis Faw'!$A$2:$A$26,1))),$C397*'Shultis Faw'!$C$2/'Shultis Faw'!$A$2)","v":1.9370000000000001},{"$f":"_xlfn.IFNA(INDEX('Shultis Faw'!$D$2:$D$26,MATCH($C397,'Shultis Faw'!$A$2:$A$26,1))+($C397-INDEX('Shultis Faw'!$A$2:$A$26,MATCH($C397,'Shultis Faw'!$A$2:$A$26,1)))*(INDEX('Shultis Faw'!$D$2:$D$26,MATCH($C397,'Shultis Faw'!$A$2:$A$26,1)+1)-INDEX('Shultis Faw'!$D$2:$D$26,MATCH($C397,'Shultis Faw'!$A$2:$A$26,1)))/(INDEX('Shultis Faw'!$A$2:$A$26,MATCH($C397,'Shultis Faw'!$A$2:$A$26,1)+1)-INDEX('Shultis Faw'!$A$2:$A$26,MATCH($C397,'Shultis Faw'!$A$2:$A$26,1))),$C397*'Shultis Faw'!$D$2/'Shultis Faw'!$A$2)","v":1.26708},{"$f":"_xlfn.IFNA(INDEX('Shultis Faw'!$B$2:$B$26,MATCH($C397,'Shultis Faw'!$A$2:$A$26,1))+($C397-INDEX('Shultis Faw'!$A$2:$A$26,MATCH($C397,'Shultis Faw'!$A$2:$A$26,1)))*(INDEX('Shultis Faw'!$B$2:$B$26,MATCH($C397,'Shultis Faw'!$A$2:$A$26,1)+1)-INDEX('Shultis Faw'!$B$2:$B$26,MATCH($C397,'Shultis Faw'!$A$2:$A$26,1)))/(INDEX('Shultis Faw'!$A$2:$A$26,MATCH($C397,'Shultis Faw'!$A$2:$A$26,1)+1)-INDEX('Shultis Faw'!$A$2:$A$26,MATCH($C397,'Shultis Faw'!$A$2:$A$26,1))),$C397*'Shultis Faw'!$B$2/'Shultis Faw'!$A$2)","v":-5.7620000000000005E-2},{"$f":"_xlfn.IFNA(INDEX('Shultis Faw'!$E$2:$E$26,MATCH($C397,'Shultis Faw'!$A$2:$A$26,1))+($C397-INDEX('Shultis Faw'!$A$2:$A$26,MATCH($C397,'Shultis Faw'!$A$2:$A$26,1)))*(INDEX('Shultis Faw'!$E$2:$E$26,MATCH($C397,'Shultis Faw'!$A$2:$A$26,1)+1)-INDEX('Shultis Faw'!$E$2:$E$26,MATCH($C397,'Shultis Faw'!$A$2:$A$26,1)))/(INDEX('Shultis Faw'!$A$2:$A$26,MATCH($C397,'Shultis Faw'!$A$2:$A$26,1)+1)-INDEX('Shultis Faw'!$A$2:$A$26,MATCH($C397,'Shultis Faw'!$A$2:$A$26,1))),$C397*'Shultis Faw'!$E$2/'Shultis Faw'!$A$2)","v":2.443E-2},{"$f":"_xlfn.IFNA(INDEX('Shultis Faw'!$F$2:$F$26,MATCH($C397,'Shultis Faw'!$A$2:$A$26,1))+($C397-INDEX('Shultis Faw'!$A$2:$A$26,MATCH($C397,'Shultis Faw'!$A$2:$A$26,1)))*(INDEX('Shultis Faw'!$F$2:$F$26,MATCH($C397,'Shultis Faw'!$A$2:$A$26,1)+1)-INDEX('Shultis Faw'!$F$2:$F$26,MATCH($C397,'Shultis Faw'!$A$2:$A$26,1)))/(INDEX('Shultis Faw'!$A$2:$A$26,MATCH($C397,'Shultis Faw'!$A$2:$A$26,1)+1)-INDEX('Shultis Faw'!$A$2:$A$26,MATCH($C397,'Shultis Faw'!$A$2:$A$26,1))),$C397*'Shultis Faw'!$F$2/'Shultis Faw'!$A$2)","v":14.510999999999999},{"$f":"J397*(H397*'Externe blootstelling'!$D$23/2)^K397+L397*(TANH(((H397*'Externe blootstelling'!$D$23)/(2*M397))-2)-TANH(-2))/(1-TANH(-2))","v":1.2783589188829367},{"$f":"IF(N397=1,1+(I397-1)*H397*'Externe blootstelling'!$D$23/2,1+(I397-1)*(N397^(H397*'Externe blootstelling'!$D$23/2)-1)/(N397-1))","v":1.7896104507269313},{"$f":"G397*EXP(-H397*'Externe blootstelling'!$D$23/2)*O397","v":2.2388077761572279E-4}]
[null," g ",1.522,2.4352000000000001E-13,5.9999999999999993E-6,{"$f":"_xlfn.IFNA(INDEX('hp (pSv cm2)'!$B$2:$B$52,MATCH($C398,'hp (pSv cm2)'!$A$2:$A$52,1))+($C398-INDEX('hp (pSv cm2)'!$A$2:$A$52,MATCH($C398,'hp (pSv cm2)'!$A$2:$A$52,1)))*(INDEX('hp (pSv cm2)'!$B$2:$B$52,MATCH($C398,'hp (pSv cm2)'!$A$2:$A$52,1)+1)-INDEX('hp (pSv cm2)'!$B$2:$B$52,MATCH($C398,'hp (pSv cm2)'!$A$2:$A$52,1)))/(INDEX('hp (pSv cm2)'!$A$2:$A$52,MATCH($C398,'hp (pSv cm2)'!$A$2:$A$52,1)+1)-INDEX('hp (pSv cm2)'!$A$2:$A$52,MATCH($C398,'hp (pSv cm2)'!$A$2:$A$52,1))),$C398*'hp (pSv cm2)'!$B$2/'hp (pSv cm2)'!$A$2)","v":6.1798400000000004},3.7079039999999998E-5,{"$f":"_xlfn.IFNA(0.997*(INDEX('Mass attenuation coefficients'!$B$2:$B$37,MATCH($C398,'Mass attenuation coefficients'!$A$2:$A$37,1))+($C398-INDEX('Mass attenuation coefficients'!$A$2:$A$37,MATCH($C398,'Mass attenuation coefficients'!$A$2:$A$37,1)))*(INDEX('Mass attenuation coefficients'!$B$2:$B$37,MATCH($C398,'Mass attenuation coefficients'!$A$2:$A$37,1)+1)-INDEX('Mass attenuation coefficients'!$B$2:$B$37,MATCH($C398,'Mass attenuation coefficients'!$A$2:$A$37,1)))/(INDEX('Mass attenuation coefficients'!$A$2:$A$37,MATCH($C398,'Mass attenuation coefficients'!$A$2:$A$37,1)+1)-INDEX('Mass attenuation coefficients'!$A$2:$A$37,MATCH($C398,'Mass attenuation coefficients'!$A$2:$A$37,1)))),0.997*$C398*'Mass attenuation coefficients'!$B$2/'Mass attenuation coefficients'!$A$2)","v":5.7011171839999999E-2},{"$f":"_xlfn.IFNA(INDEX('Shultis Faw'!$C$2:$C$26,MATCH($C398,'Shultis Faw'!$A$2:$A$26,1))+($C398-INDEX('Shultis Faw'!$A$2:$A$26,MATCH($C398,'Shultis Faw'!$A$2:$A$26,1)))*(INDEX('Shultis Faw'!$C$2:$C$26,MATCH($C398,'Shultis Faw'!$A$2:$A$26,1)+1)-INDEX('Shultis Faw'!$C$2:$C$26,MATCH($C398,'Shultis Faw'!$A$2:$A$26,1)))/(INDEX('Shultis Faw'!$A$2:$A$26,MATCH($C398,'Shultis Faw'!$A$2:$A$26,1)+1)-INDEX('Shultis Faw'!$A$2:$A$26,MATCH($C398,'Shultis Faw'!$A$2:$A$26,1))),$C398*'Shultis Faw'!$C$2/'Shultis Faw'!$A$2)","v":1.9346000000000001},{"$f":"_xlfn.IFNA(INDEX('Shultis Faw'!$D$2:$D$26,MATCH($C398,'Shultis Faw'!$A$2:$A$26,1))+($C398-INDEX('Shultis Faw'!$A$2:$A$26,MATCH($C398,'Shultis Faw'!$A$2:$A$26,1)))*(INDEX('Shultis Faw'!$D$2:$D$26,MATCH($C398,'Shultis Faw'!$A$2:$A$26,1)+1)-INDEX('Shultis Faw'!$D$2:$D$26,MATCH($C398,'Shultis Faw'!$A$2:$A$26,1)))/(INDEX('Shultis Faw'!$A$2:$A$26,MATCH($C398,'Shultis Faw'!$A$2:$A$26,1)+1)-INDEX('Shultis Faw'!$A$2:$A$26,MATCH($C398,'Shultis Faw'!$A$2:$A$26,1))),$C398*'Shultis Faw'!$D$2/'Shultis Faw'!$A$2)","v":1.2647759999999999},{"$f":"_xlfn.IFNA(INDEX('Shultis Faw'!$B$2:$B$26,MATCH($C398,'Shultis Faw'!$A$2:$A$26,1))+($C398-INDEX('Shultis Faw'!$A$2:$A$26,MATCH($C398,'Shultis Faw'!$A$2:$A$26,1)))*(INDEX('Shultis Faw'!$B$2:$B$26,MATCH($C398,'Shultis Faw'!$A$2:$A$26,1)+1)-INDEX('Shultis Faw'!$B$2:$B$26,MATCH($C398,'Shultis Faw'!$A$2:$A$26,1)))/(INDEX('Shultis Faw'!$A$2:$A$26,MATCH($C398,'Shultis Faw'!$A$2:$A$26,1)+1)-INDEX('Shultis Faw'!$A$2:$A$26,MATCH($C398,'Shultis Faw'!$A$2:$A$26,1))),$C398*'Shultis Faw'!$B$2/'Shultis Faw'!$A$2)","v":-5.7164E-2},{"$f":"_xlfn.IFNA(INDEX('Shultis Faw'!$E$2:$E$26,MATCH($C398,'Shultis Faw'!$A$2:$A$26,1))+($C398-INDEX('Shultis Faw'!$A$2:$A$26,MATCH($C398,'Shultis Faw'!$A$2:$A$26,1)))*(INDEX('Shultis Faw'!$E$2:$E$26,MATCH($C398,'Shultis Faw'!$A$2:$A$26,1)+1)-INDEX('Shultis Faw'!$E$2:$E$26,MATCH($C398,'Shultis Faw'!$A$2:$A$26,1)))/(INDEX('Shultis Faw'!$A$2:$A$26,MATCH($C398,'Shultis Faw'!$A$2:$A$26,1)+1)-INDEX('Shultis Faw'!$A$2:$A$26,MATCH($C398,'Shultis Faw'!$A$2:$A$26,1))),$C398*'Shultis Faw'!$E$2/'Shultis Faw'!$A$2)","v":2.4226000000000001E-2},{"$f":"_xlfn.IFNA(INDEX('Shultis Faw'!$F$2:$F$26,MATCH($C398,'Shultis Faw'!$A$2:$A$26,1))+($C398-INDEX('Shultis Faw'!$A$2:$A$26,MATCH($C398,'Shultis Faw'!$A$2:$A$26,1)))*(INDEX('Shultis Faw'!$F$2:$F$26,MATCH($C398,'Shultis Faw'!$A$2:$A$26,1)+1)-INDEX('Shultis Faw'!$F$2:$F$26,MATCH($C398,'Shultis Faw'!$A$2:$A$26,1)))/(INDEX('Shultis Faw'!$A$2:$A$26,MATCH($C398,'Shultis Faw'!$A$2:$A$26,1)+1)-INDEX('Shultis Faw'!$A$2:$A$26,MATCH($C398,'Shultis Faw'!$A$2:$A$26,1))),$C398*'Shultis Faw'!$F$2/'Shultis Faw'!$A$2)","v":14.5002},{"$f":"J398*(H398*'Externe blootstelling'!$D$23/2)^K398+L398*(TANH(((H398*'Externe blootstelling'!$D$23)/(2*M398))-2)-TANH(-2))/(1-TANH(-2))","v":1.2761930109398354},{"$f":"IF(N398=1,1+(I398-1)*H398*'Externe blootstelling'!$D$23/2,1+(I398-1)*(N398^(H398*'Externe blootstelling'!$D$23/2)-1)/(N398-1))","v":1.7847259280209871},{"$f":"G398*EXP(-H398*'Externe blootstelling'!$D$23/2)*O398","v":2.8138792336654072E-5}]
[null," g ",1.5314000000000001,2.4502399999999999E-13,6.0000000000000002E-5,{"$f":"_xlfn.IFNA(INDEX('hp (pSv cm2)'!$B$2:$B$52,MATCH($C399,'hp (pSv cm2)'!$A$2:$A$52,1))+($C399-INDEX('hp (pSv cm2)'!$A$2:$A$52,MATCH($C399,'hp (pSv cm2)'!$A$2:$A$52,1)))*(INDEX('hp (pSv cm2)'!$B$2:$B$52,MATCH($C399,'hp (pSv cm2)'!$A$2:$A$52,1)+1)-INDEX('hp (pSv cm2)'!$B$2:$B$52,MATCH($C399,'hp (pSv cm2)'!$A$2:$A$52,1)))/(INDEX('hp (pSv cm2)'!$A$2:$A$52,MATCH($C399,'hp (pSv cm2)'!$A$2:$A$52,1)+1)-INDEX('hp (pSv cm2)'!$A$2:$A$52,MATCH($C399,'hp (pSv cm2)'!$A$2:$A$52,1))),$C399*'hp (pSv cm2)'!$B$2/'hp (pSv cm2)'!$A$2)","v":6.2054080000000003},3.7232448000000003E-4,{"$f":"_xlfn.IFNA(0.997*(INDEX('Mass attenuation coefficients'!$B$2:$B$37,MATCH($C399,'Mass attenuation coefficients'!$A$2:$A$37,1))+($C399-INDEX('Mass attenuation coefficients'!$A$2:$A$37,MATCH($C399,'Mass attenuation coefficients'!$A$2:$A$37,1)))*(INDEX('Mass attenuation coefficients'!$B$2:$B$37,MATCH($C399,'Mass attenuation coefficients'!$A$2:$A$37,1)+1)-INDEX('Mass attenuation coefficients'!$B$2:$B$37,MATCH($C399,'Mass attenuation coefficients'!$A$2:$A$37,1)))/(INDEX('Mass attenuation coefficients'!$A$2:$A$37,MATCH($C399,'Mass attenuation coefficients'!$A$2:$A$37,1)+1)-INDEX('Mass attenuation coefficients'!$A$2:$A$37,MATCH($C399,'Mass attenuation coefficients'!$A$2:$A$37,1)))),0.997*$C399*'Mass attenuation coefficients'!$B$2/'Mass attenuation coefficients'!$A$2)","v":5.6858973808E-2},{"$f":"_xlfn.IFNA(INDEX('Shultis Faw'!$C$2:$C$26,MATCH($C399,'Shultis Faw'!$A$2:$A$26,1))+($C399-INDEX('Shultis Faw'!$A$2:$A$26,MATCH($C399,'Shultis Faw'!$A$2:$A$26,1)))*(INDEX('Shultis Faw'!$C$2:$C$26,MATCH($C399,'Shultis Faw'!$A$2:$A$26,1)+1)-INDEX('Shultis Faw'!$C$2:$C$26,MATCH($C399,'Shultis Faw'!$A$2:$A$26,1)))/(INDEX('Shultis Faw'!$A$2:$A$26,MATCH($C399,'Shultis Faw'!$A$2:$A$26,1)+1)-INDEX('Shultis Faw'!$A$2:$A$26,MATCH($C399,'Shultis Faw'!$A$2:$A$26,1))),$C399*'Shultis Faw'!$C$2/'Shultis Faw'!$A$2)","v":1.93272},{"$f":"_xlfn.IFNA(INDEX('Shultis Faw'!$D$2:$D$26,MATCH($C399,'Shultis Faw'!$A$2:$A$26,1))+($C399-INDEX('Shultis Faw'!$A$2:$A$26,MATCH($C399,'Shultis Faw'!$A$2:$A$26,1)))*(INDEX('Shultis Faw'!$D$2:$D$26,MATCH($C399,'Shultis Faw'!$A$2:$A$26,1)+1)-INDEX('Shultis Faw'!$D$2:$D$26,MATCH($C399,'Shultis Faw'!$A$2:$A$26,1)))/(INDEX('Shultis Faw'!$A$2:$A$26,MATCH($C399,'Shultis Faw'!$A$2:$A$26,1)+1)-INDEX('Shultis Faw'!$A$2:$A$26,MATCH($C399,'Shultis Faw'!$A$2:$A$26,1))),$C399*'Shultis Faw'!$D$2/'Shultis Faw'!$A$2)","v":1.2629712},{"$f":"_xlfn.IFNA(INDEX('Shultis Faw'!$B$2:$B$26,MATCH($C399,'Shultis Faw'!$A$2:$A$26,1))+($C399-INDEX('Shultis Faw'!$A$2:$A$26,MATCH($C399,'Shultis Faw'!$A$2:$A$26,1)))*(INDEX('Shultis Faw'!$B$2:$B$26,MATCH($C399,'Shultis Faw'!$A$2:$A$26,1)+1)-INDEX('Shultis Faw'!$B$2:$B$26,MATCH($C399,'Shultis Faw'!$A$2:$A$26,1)))/(INDEX('Shultis Faw'!$A$2:$A$26,MATCH($C399,'Shultis Faw'!$A$2:$A$26,1)+1)-INDEX('Shultis Faw'!$A$2:$A$26,MATCH($C399,'Shultis Faw'!$A$2:$A$26,1))),$C399*'Shultis Faw'!$B$2/'Shultis Faw'!$A$2)","v":-5.6806799999999998E-2},{"$f":"_xlfn.IFNA(INDEX('Shultis Faw'!$E$2:$E$26,MATCH($C399,'Shultis Faw'!$A$2:$A$26,1))+($C399-INDEX('Shultis Faw'!$A$2:$A$26,MATCH($C399,'Shultis Faw'!$A$2:$A$26,1)))*(INDEX('Shultis Faw'!$E$2:$E$26,MATCH($C399,'Shultis Faw'!$A$2:$A$26,1)+1)-INDEX('Shultis Faw'!$E$2:$E$26,MATCH($C399,'Shultis Faw'!$A$2:$A$26,1)))/(INDEX('Shultis Faw'!$A$2:$A$26,MATCH($C399,'Shultis Faw'!$A$2:$A$26,1)+1)-INDEX('Shultis Faw'!$A$2:$A$26,MATCH($C399,'Shultis Faw'!$A$2:$A$26,1))),$C399*'Shultis Faw'!$E$2/'Shultis Faw'!$A$2)","v":2.4066199999999999E-2},{"$f":"_xlfn.IFNA(INDEX('Shultis Faw'!$F$2:$F$26,MATCH($C399,'Shultis Faw'!$A$2:$A$26,1))+($C399-INDEX('Shultis Faw'!$A$2:$A$26,MATCH($C399,'Shultis Faw'!$A$2:$A$26,1)))*(INDEX('Shultis Faw'!$F$2:$F$26,MATCH($C399,'Shultis Faw'!$A$2:$A$26,1)+1)-INDEX('Shultis Faw'!$F$2:$F$26,MATCH($C399,'Shultis Faw'!$A$2:$A$26,1)))/(INDEX('Shultis Faw'!$A$2:$A$26,MATCH($C399,'Shultis Faw'!$A$2:$A$26,1)+1)-INDEX('Shultis Faw'!$A$2:$A$26,MATCH($C399,'Shultis Faw'!$A$2:$A$26,1))),$C399*'Shultis Faw'!$F$2/'Shultis Faw'!$A$2)","v":14.49174},{"$f":"J399*(H399*'Externe blootstelling'!$D$23/2)^K399+L399*(TANH(((H399*'Externe blootstelling'!$D$23)/(2*M399))-2)-TANH(-2))/(1-TANH(-2))","v":1.2744938186688175},{"$f":"IF(N399=1,1+(I399-1)*H399*'Externe blootstelling'!$D$23/2,1+(I399-1)*(N399^(H399*'Externe blootstelling'!$D$23/2)-1)/(N399-1))","v":1.7809140244982169},{"$f":"G399*EXP(-H399*'Externe blootstelling'!$D$23/2)*O399","v":2.8259304365769029E-4}]
[null," g ",1.5378099999999999,2.4604959999999997E-13,5.2999999999999998E-4,{"$f":"_xlfn.IFNA(INDEX('hp (pSv cm2)'!$B$2:$B$52,MATCH($C400,'hp (pSv cm2)'!$A$2:$A$52,1))+($C400-INDEX('hp (pSv cm2)'!$A$2:$A$52,MATCH($C400,'hp (pSv cm2)'!$A$2:$A$52,1)))*(INDEX('hp (pSv cm2)'!$B$2:$B$52,MATCH($C400,'hp (pSv cm2)'!$A$2:$A$52,1)+1)-INDEX('hp (pSv cm2)'!$B$2:$B$52,MATCH($C400,'hp (pSv cm2)'!$A$2:$A$52,1)))/(INDEX('hp (pSv cm2)'!$A$2:$A$52,MATCH($C400,'hp (pSv cm2)'!$A$2:$A$52,1)+1)-INDEX('hp (pSv cm2)'!$A$2:$A$52,MATCH($C400,'hp (pSv cm2)'!$A$2:$A$52,1))),$C400*'hp (pSv cm2)'!$B$2/'hp (pSv cm2)'!$A$2)","v":6.2228431999999998},3.2981068959999998E-3,{"$f":"_xlfn.IFNA(0.997*(INDEX('Mass attenuation coefficients'!$B$2:$B$37,MATCH($C400,'Mass attenuation coefficients'!$A$2:$A$37,1))+($C400-INDEX('Mass attenuation coefficients'!$A$2:$A$37,MATCH($C400,'Mass attenuation coefficients'!$A$2:$A$37,1)))*(INDEX('Mass attenuation coefficients'!$B$2:$B$37,MATCH($C400,'Mass attenuation coefficients'!$A$2:$A$37,1)+1)-INDEX('Mass attenuation coefficients'!$B$2:$B$37,MATCH($C400,'Mass attenuation coefficients'!$A$2:$A$37,1)))/(INDEX('Mass attenuation coefficients'!$A$2:$A$37,MATCH($C400,'Mass attenuation coefficients'!$A$2:$A$37,1)+1)-INDEX('Mass attenuation coefficients'!$A$2:$A$37,MATCH($C400,'Mass attenuation coefficients'!$A$2:$A$37,1)))),0.997*$C400*'Mass attenuation coefficients'!$B$2/'Mass attenuation coefficients'!$A$2)","v":5.6755187703200004E-2},{"$f":"_xlfn.IFNA(INDEX('Shultis Faw'!$C$2:$C$26,MATCH($C400,'Shultis Faw'!$A$2:$A$26,1))+($C400-INDEX('Shultis Faw'!$A$2:$A$26,MATCH($C400,'Shultis Faw'!$A$2:$A$26,1)))*(INDEX('Shultis Faw'!$C$2:$C$26,MATCH($C400,'Shultis Faw'!$A$2:$A$26,1)+1)-INDEX('Shultis Faw'!$C$2:$C$26,MATCH($C400,'Shultis Faw'!$A$2:$A$26,1)))/(INDEX('Shultis Faw'!$A$2:$A$26,MATCH($C400,'Shultis Faw'!$A$2:$A$26,1)+1)-INDEX('Shultis Faw'!$A$2:$A$26,MATCH($C400,'Shultis Faw'!$A$2:$A$26,1))),$C400*'Shultis Faw'!$C$2/'Shultis Faw'!$A$2)","v":1.931438},{"$f":"_xlfn.IFNA(INDEX('Shultis Faw'!$D$2:$D$26,MATCH($C400,'Shultis Faw'!$A$2:$A$26,1))+($C400-INDEX('Shultis Faw'!$A$2:$A$26,MATCH($C400,'Shultis Faw'!$A$2:$A$26,1)))*(INDEX('Shultis Faw'!$D$2:$D$26,MATCH($C400,'Shultis Faw'!$A$2:$A$26,1)+1)-INDEX('Shultis Faw'!$D$2:$D$26,MATCH($C400,'Shultis Faw'!$A$2:$A$26,1)))/(INDEX('Shultis Faw'!$A$2:$A$26,MATCH($C400,'Shultis Faw'!$A$2:$A$26,1)+1)-INDEX('Shultis Faw'!$A$2:$A$26,MATCH($C400,'Shultis Faw'!$A$2:$A$26,1))),$C400*'Shultis Faw'!$D$2/'Shultis Faw'!$A$2)","v":1.2617404799999998},{"$f":"_xlfn.IFNA(INDEX('Shultis Faw'!$B$2:$B$26,MATCH($C400,'Shultis Faw'!$A$2:$A$26,1))+($C400-INDEX('Shultis Faw'!$A$2:$A$26,MATCH($C400,'Shultis Faw'!$A$2:$A$26,1)))*(INDEX('Shultis Faw'!$B$2:$B$26,MATCH($C400,'Shultis Faw'!$A$2:$A$26,1)+1)-INDEX('Shultis Faw'!$B$2:$B$26,MATCH($C400,'Shultis Faw'!$A$2:$A$26,1)))/(INDEX('Shultis Faw'!$A$2:$A$26,MATCH($C400,'Shultis Faw'!$A$2:$A$26,1)+1)-INDEX('Shultis Faw'!$A$2:$A$26,MATCH($C400,'Shultis Faw'!$A$2:$A$26,1))),$C400*'Shultis Faw'!$B$2/'Shultis Faw'!$A$2)","v":-5.6563220000000004E-2},{"$f":"_xlfn.IFNA(INDEX('Shultis Faw'!$E$2:$E$26,MATCH($C400,'Shultis Faw'!$A$2:$A$26,1))+($C400-INDEX('Shultis Faw'!$A$2:$A$26,MATCH($C400,'Shultis Faw'!$A$2:$A$26,1)))*(INDEX('Shultis Faw'!$E$2:$E$26,MATCH($C400,'Shultis Faw'!$A$2:$A$26,1)+1)-INDEX('Shultis Faw'!$E$2:$E$26,MATCH($C400,'Shultis Faw'!$A$2:$A$26,1)))/(INDEX('Shultis Faw'!$A$2:$A$26,MATCH($C400,'Shultis Faw'!$A$2:$A$26,1)+1)-INDEX('Shultis Faw'!$A$2:$A$26,MATCH($C400,'Shultis Faw'!$A$2:$A$26,1))),$C400*'Shultis Faw'!$E$2/'Shultis Faw'!$A$2)","v":2.3957230000000003E-2},{"$f":"_xlfn.IFNA(INDEX('Shultis Faw'!$F$2:$F$26,MATCH($C400,'Shultis Faw'!$A$2:$A$26,1))+($C400-INDEX('Shultis Faw'!$A$2:$A$26,MATCH($C400,'Shultis Faw'!$A$2:$A$26,1)))*(INDEX('Shultis Faw'!$F$2:$F$26,MATCH($C400,'Shultis Faw'!$A$2:$A$26,1)+1)-INDEX('Shultis Faw'!$F$2:$F$26,MATCH($C400,'Shultis Faw'!$A$2:$A$26,1)))/(INDEX('Shultis Faw'!$A$2:$A$26,MATCH($C400,'Shultis Faw'!$A$2:$A$26,1)+1)-INDEX('Shultis Faw'!$A$2:$A$26,MATCH($C400,'Shultis Faw'!$A$2:$A$26,1))),$C400*'Shultis Faw'!$F$2/'Shultis Faw'!$A$2)","v":14.485970999999999},{"$f":"J400*(H400*'Externe blootstelling'!$D$23/2)^K400+L400*(TANH(((H400*'Externe blootstelling'!$D$23)/(2*M400))-2)-TANH(-2))/(1-TANH(-2))","v":1.2733338225966262},{"$f":"IF(N400=1,1+(I400-1)*H400*'Externe blootstelling'!$D$23/2,1+(I400-1)*(N400^(H400*'Externe blootstelling'!$D$23/2)-1)/(N400-1))","v":1.7783218171645738},{"$f":"G400*EXP(-H400*'Externe blootstelling'!$D$23/2)*O400","v":2.5035029738864211E-3}]
[null," g ",1.554,{"$f":"C401*1000000*1.6E-19","v":2.4863999999999999E-13},1.1000000000000001E-5,{"$f":"_xlfn.IFNA(INDEX('hp (pSv cm2)'!$B$2:$B$52,MATCH($C401,'hp (pSv cm2)'!$A$2:$A$52,1))+($C401-INDEX('hp (pSv cm2)'!$A$2:$A$52,MATCH($C401,'hp (pSv cm2)'!$A$2:$A$52,1)))*(INDEX('hp (pSv cm2)'!$B$2:$B$52,MATCH($C401,'hp (pSv cm2)'!$A$2:$A$52,1)+1)-INDEX('hp (pSv cm2)'!$B$2:$B$52,MATCH($C401,'hp (pSv cm2)'!$A$2:$A$52,1)))/(INDEX('hp (pSv cm2)'!$A$2:$A$52,MATCH($C401,'hp (pSv cm2)'!$A$2:$A$52,1)+1)-INDEX('hp (pSv cm2)'!$A$2:$A$52,MATCH($C401,'hp (pSv cm2)'!$A$2:$A$52,1))),$C401*'hp (pSv cm2)'!$B$2/'hp (pSv cm2)'!$A$2)","v":6.2668800000000005},{"$f":"F401*E401","v":6.893568000000001E-5},{"$f":"_xlfn.IFNA(0.997*(INDEX('Mass attenuation coefficients'!$B$2:$B$37,MATCH($C401,'Mass attenuation coefficients'!$A$2:$A$37,1))+($C401-INDEX('Mass attenuation coefficients'!$A$2:$A$37,MATCH($C401,'Mass attenuation coefficients'!$A$2:$A$37,1)))*(INDEX('Mass attenuation coefficients'!$B$2:$B$37,MATCH($C401,'Mass attenuation coefficients'!$A$2:$A$37,1)+1)-INDEX('Mass attenuation coefficients'!$B$2:$B$37,MATCH($C401,'Mass attenuation coefficients'!$A$2:$A$37,1)))/(INDEX('Mass attenuation coefficients'!$A$2:$A$37,MATCH($C401,'Mass attenuation coefficients'!$A$2:$A$37,1)+1)-INDEX('Mass attenuation coefficients'!$A$2:$A$37,MATCH($C401,'Mass attenuation coefficients'!$A$2:$A$37,1)))),0.997*$C401*'Mass attenuation coefficients'!$B$2/'Mass attenuation coefficients'!$A$2)","v":5.6493050879999999E-2},{"$f":"_xlfn.IFNA(INDEX('Shultis Faw'!$C$2:$C$26,MATCH($C401,'Shultis Faw'!$A$2:$A$26,1))+($C401-INDEX('Shultis Faw'!$A$2:$A$26,MATCH($C401,'Shultis Faw'!$A$2:$A$26,1)))*(INDEX('Shultis Faw'!$C$2:$C$26,MATCH($C401,'Shultis Faw'!$A$2:$A$26,1)+1)-INDEX('Shultis Faw'!$C$2:$C$26,MATCH($C401,'Shultis Faw'!$A$2:$A$26,1)))/(INDEX('Shultis Faw'!$A$2:$A$26,MATCH($C401,'Shultis Faw'!$A$2:$A$26,1)+1)-INDEX('Shultis Faw'!$A$2:$A$26,MATCH($C401,'Shultis Faw'!$A$2:$A$26,1))),$C401*'Shultis Faw'!$C$2/'Shultis Faw'!$A$2)","v":1.9282000000000001},{"$f":"_xlfn.IFNA(INDEX('Shultis Faw'!$D$2:$D$26,MATCH($C401,'Shultis Faw'!$A$2:$A$26,1))+($C401-INDEX('Shultis Faw'!$A$2:$A$26,MATCH($C401,'Shultis Faw'!$A$2:$A$26,1)))*(INDEX('Shultis Faw'!$D$2:$D$26,MATCH($C401,'Shultis Faw'!$A$2:$A$26,1)+1)-INDEX('Shultis Faw'!$D$2:$D$26,MATCH($C401,'Shultis Faw'!$A$2:$A$26,1)))/(INDEX('Shultis Faw'!$A$2:$A$26,MATCH($C401,'Shultis Faw'!$A$2:$A$26,1)+1)-INDEX('Shultis Faw'!$A$2:$A$26,MATCH($C401,'Shultis Faw'!$A$2:$A$26,1))),$C401*'Shultis Faw'!$D$2/'Shultis Faw'!$A$2)","v":1.258632},{"$f":"_xlfn.IFNA(INDEX('Shultis Faw'!$B$2:$B$26,MATCH($C401,'Shultis Faw'!$A$2:$A$26,1))+($C401-INDEX('Shultis Faw'!$A$2:$A$26,MATCH($C401,'Shultis Faw'!$A$2:$A$26,1)))*(INDEX('Shultis Faw'!$B$2:$B$26,MATCH($C401,'Shultis Faw'!$A$2:$A$26,1)+1)-INDEX('Shultis Faw'!$B$2:$B$26,MATCH($C401,'Shultis Faw'!$A$2:$A$26,1)))/(INDEX('Shultis Faw'!$A$2:$A$26,MATCH($C401,'Shultis Faw'!$A$2:$A$26,1)+1)-INDEX('Shultis Faw'!$A$2:$A$26,MATCH($C401,'Shultis Faw'!$A$2:$A$26,1))),$C401*'Shultis Faw'!$B$2/'Shultis Faw'!$A$2)","v":-5.5947999999999998E-2},{"$f":"_xlfn.IFNA(INDEX('Shultis Faw'!$E$2:$E$26,MATCH($C401,'Shultis Faw'!$A$2:$A$26,1))+($C401-INDEX('Shultis Faw'!$A$2:$A$26,MATCH($C401,'Shultis Faw'!$A$2:$A$26,1)))*(INDEX('Shultis Faw'!$E$2:$E$26,MATCH($C401,'Shultis Faw'!$A$2:$A$26,1)+1)-INDEX('Shultis Faw'!$E$2:$E$26,MATCH($C401,'Shultis Faw'!$A$2:$A$26,1)))/(INDEX('Shultis Faw'!$A$2:$A$26,MATCH($C401,'Shultis Faw'!$A$2:$A$26,1)+1)-INDEX('Shultis Faw'!$A$2:$A$26,MATCH($C401,'Shultis Faw'!$A$2:$A$26,1))),$C401*'Shultis Faw'!$E$2/'Shultis Faw'!$A$2)","v":2.3681999999999998E-2},{"$f":"_xlfn.IFNA(INDEX('Shultis Faw'!$F$2:$F$26,MATCH($C401,'Shultis Faw'!$A$2:$A$26,1))+($C401-INDEX('Shultis Faw'!$A$2:$A$26,MATCH($C401,'Shultis Faw'!$A$2:$A$26,1)))*(INDEX('Shultis Faw'!$F$2:$F$26,MATCH($C401,'Shultis Faw'!$A$2:$A$26,1)+1)-INDEX('Shultis Faw'!$F$2:$F$26,MATCH($C401,'Shultis Faw'!$A$2:$A$26,1)))/(INDEX('Shultis Faw'!$A$2:$A$26,MATCH($C401,'Shultis Faw'!$A$2:$A$26,1)+1)-INDEX('Shultis Faw'!$A$2:$A$26,MATCH($C401,'Shultis Faw'!$A$2:$A$26,1))),$C401*'Shultis Faw'!$F$2/'Shultis Faw'!$A$2)","v":14.471399999999999},{"$f":"J401*(H401*'Externe blootstelling'!$D$23/2)^K401+L401*(TANH(((H401*'Externe blootstelling'!$D$23)/(2*M401))-2)-TANH(-2))/(1-TANH(-2))","v":1.2703993112449017},{"$f":"IF(N401=1,1+(I401-1)*H401*'Externe blootstelling'!$D$23/2,1+(I401-1)*(N401^(H401*'Externe blootstelling'!$D$23/2)-1)/(N401-1))","v":1.7718004335515245},{"$f":"G401*EXP(-H401*'Externe blootstelling'!$D$23/2)*O401","v":5.2340704466031547E-5}]
[null," g ",1.5964803999999999,2.5543686399999998E-13,1.7829999999999999E-2,{"$f":"_xlfn.IFNA(INDEX('hp (pSv cm2)'!$B$2:$B$52,MATCH($C402,'hp (pSv cm2)'!$A$2:$A$52,1))+($C402-INDEX('hp (pSv cm2)'!$A$2:$A$52,MATCH($C402,'hp (pSv cm2)'!$A$2:$A$52,1)))*(INDEX('hp (pSv cm2)'!$B$2:$B$52,MATCH($C402,'hp (pSv cm2)'!$A$2:$A$52,1)+1)-INDEX('hp (pSv cm2)'!$B$2:$B$52,MATCH($C402,'hp (pSv cm2)'!$A$2:$A$52,1)))/(INDEX('hp (pSv cm2)'!$A$2:$A$52,MATCH($C402,'hp (pSv cm2)'!$A$2:$A$52,1)+1)-INDEX('hp (pSv cm2)'!$A$2:$A$52,MATCH($C402,'hp (pSv cm2)'!$A$2:$A$52,1))),$C402*'hp (pSv cm2)'!$B$2/'hp (pSv cm2)'!$A$2)","v":6.3824266879999998},0.11379866784703999,{"$f":"_xlfn.IFNA(0.997*(INDEX('Mass attenuation coefficients'!$B$2:$B$37,MATCH($C402,'Mass attenuation coefficients'!$A$2:$A$37,1))+($C402-INDEX('Mass attenuation coefficients'!$A$2:$A$37,MATCH($C402,'Mass attenuation coefficients'!$A$2:$A$37,1)))*(INDEX('Mass attenuation coefficients'!$B$2:$B$37,MATCH($C402,'Mass attenuation coefficients'!$A$2:$A$37,1)+1)-INDEX('Mass attenuation coefficients'!$B$2:$B$37,MATCH($C402,'Mass attenuation coefficients'!$A$2:$A$37,1)))/(INDEX('Mass attenuation coefficients'!$A$2:$A$37,MATCH($C402,'Mass attenuation coefficients'!$A$2:$A$37,1)+1)-INDEX('Mass attenuation coefficients'!$A$2:$A$37,MATCH($C402,'Mass attenuation coefficients'!$A$2:$A$37,1)))),0.997*$C402*'Mass attenuation coefficients'!$B$2/'Mass attenuation coefficients'!$A$2)","v":5.5805238829088E-2},{"$f":"_xlfn.IFNA(INDEX('Shultis Faw'!$C$2:$C$26,MATCH($C402,'Shultis Faw'!$A$2:$A$26,1))+($C402-INDEX('Shultis Faw'!$A$2:$A$26,MATCH($C402,'Shultis Faw'!$A$2:$A$26,1)))*(INDEX('Shultis Faw'!$C$2:$C$26,MATCH($C402,'Shultis Faw'!$A$2:$A$26,1)+1)-INDEX('Shultis Faw'!$C$2:$C$26,MATCH($C402,'Shultis Faw'!$A$2:$A$26,1)))/(INDEX('Shultis Faw'!$A$2:$A$26,MATCH($C402,'Shultis Faw'!$A$2:$A$26,1)+1)-INDEX('Shultis Faw'!$A$2:$A$26,MATCH($C402,'Shultis Faw'!$A$2:$A$26,1))),$C402*'Shultis Faw'!$C$2/'Shultis Faw'!$A$2)","v":1.9197039200000001},{"$f":"_xlfn.IFNA(INDEX('Shultis Faw'!$D$2:$D$26,MATCH($C402,'Shultis Faw'!$A$2:$A$26,1))+($C402-INDEX('Shultis Faw'!$A$2:$A$26,MATCH($C402,'Shultis Faw'!$A$2:$A$26,1)))*(INDEX('Shultis Faw'!$D$2:$D$26,MATCH($C402,'Shultis Faw'!$A$2:$A$26,1)+1)-INDEX('Shultis Faw'!$D$2:$D$26,MATCH($C402,'Shultis Faw'!$A$2:$A$26,1)))/(INDEX('Shultis Faw'!$A$2:$A$26,MATCH($C402,'Shultis Faw'!$A$2:$A$26,1)+1)-INDEX('Shultis Faw'!$A$2:$A$26,MATCH($C402,'Shultis Faw'!$A$2:$A$26,1))),$C402*'Shultis Faw'!$D$2/'Shultis Faw'!$A$2)","v":1.2504757631999999},{"$f":"_xlfn.IFNA(INDEX('Shultis Faw'!$B$2:$B$26,MATCH($C402,'Shultis Faw'!$A$2:$A$26,1))+($C402-INDEX('Shultis Faw'!$A$2:$A$26,MATCH($C402,'Shultis Faw'!$A$2:$A$26,1)))*(INDEX('Shultis Faw'!$B$2:$B$26,MATCH($C402,'Shultis Faw'!$A$2:$A$26,1)+1)-INDEX('Shultis Faw'!$B$2:$B$26,MATCH($C402,'Shultis Faw'!$A$2:$A$26,1)))/(INDEX('Shultis Faw'!$A$2:$A$26,MATCH($C402,'Shultis Faw'!$A$2:$A$26,1)+1)-INDEX('Shultis Faw'!$A$2:$A$26,MATCH($C402,'Shultis Faw'!$A$2:$A$26,1))),$C402*'Shultis Faw'!$B$2/'Shultis Faw'!$A$2)","v":-5.4333744800000007E-2},{"$f":"_xlfn.IFNA(INDEX('Shultis Faw'!$E$2:$E$26,MATCH($C402,'Shultis Faw'!$A$2:$A$26,1))+($C402-INDEX('Shultis Faw'!$A$2:$A$26,MATCH($C402,'Shultis Faw'!$A$2:$A$26,1)))*(INDEX('Shultis Faw'!$E$2:$E$26,MATCH($C402,'Shultis Faw'!$A$2:$A$26,1)+1)-INDEX('Shultis Faw'!$E$2:$E$26,MATCH($C402,'Shultis Faw'!$A$2:$A$26,1)))/(INDEX('Shultis Faw'!$A$2:$A$26,MATCH($C402,'Shultis Faw'!$A$2:$A$26,1)+1)-INDEX('Shultis Faw'!$A$2:$A$26,MATCH($C402,'Shultis Faw'!$A$2:$A$26,1))),$C402*'Shultis Faw'!$E$2/'Shultis Faw'!$A$2)","v":2.2959833200000002E-2},{"$f":"_xlfn.IFNA(INDEX('Shultis Faw'!$F$2:$F$26,MATCH($C402,'Shultis Faw'!$A$2:$A$26,1))+($C402-INDEX('Shultis Faw'!$A$2:$A$26,MATCH($C402,'Shultis Faw'!$A$2:$A$26,1)))*(INDEX('Shultis Faw'!$F$2:$F$26,MATCH($C402,'Shultis Faw'!$A$2:$A$26,1)+1)-INDEX('Shultis Faw'!$F$2:$F$26,MATCH($C402,'Shultis Faw'!$A$2:$A$26,1)))/(INDEX('Shultis Faw'!$A$2:$A$26,MATCH($C402,'Shultis Faw'!$A$2:$A$26,1)+1)-INDEX('Shultis Faw'!$A$2:$A$26,MATCH($C402,'Shultis Faw'!$A$2:$A$26,1))),$C402*'Shultis Faw'!$F$2/'Shultis Faw'!$A$2)","v":14.433167640000001},{"$f":"J402*(H402*'Externe blootstelling'!$D$23/2)^K402+L402*(TANH(((H402*'Externe blootstelling'!$D$23)/(2*M402))-2)-TANH(-2))/(1-TANH(-2))","v":1.262667811589314},{"$f":"IF(N402=1,1+(I402-1)*H402*'Externe blootstelling'!$D$23/2,1+(I402-1)*(N402^(H402*'Externe blootstelling'!$D$23/2)-1)/(N402-1))","v":1.7548641664699807},{"$f":"G402*EXP(-H402*'Externe blootstelling'!$D$23/2)*O402","v":8.6465344236861572E-2}]
[null," g ",1.6673,2.6676799999999999E-13,1.9000000000000001E-5,{"$f":"_xlfn.IFNA(INDEX('hp (pSv cm2)'!$B$2:$B$52,MATCH($C403,'hp (pSv cm2)'!$A$2:$A$52,1))+($C403-INDEX('hp (pSv cm2)'!$A$2:$A$52,MATCH($C403,'hp (pSv cm2)'!$A$2:$A$52,1)))*(INDEX('hp (pSv cm2)'!$B$2:$B$52,MATCH($C403,'hp (pSv cm2)'!$A$2:$A$52,1)+1)-INDEX('hp (pSv cm2)'!$B$2:$B$52,MATCH($C403,'hp (pSv cm2)'!$A$2:$A$52,1)))/(INDEX('hp (pSv cm2)'!$A$2:$A$52,MATCH($C403,'hp (pSv cm2)'!$A$2:$A$52,1)+1)-INDEX('hp (pSv cm2)'!$A$2:$A$52,MATCH($C403,'hp (pSv cm2)'!$A$2:$A$52,1))),$C403*'hp (pSv cm2)'!$B$2/'hp (pSv cm2)'!$A$2)","v":6.575056},1.2492606400000002E-4,{"$f":"_xlfn.IFNA(0.997*(INDEX('Mass attenuation coefficients'!$B$2:$B$37,MATCH($C403,'Mass attenuation coefficients'!$A$2:$A$37,1))+($C403-INDEX('Mass attenuation coefficients'!$A$2:$A$37,MATCH($C403,'Mass attenuation coefficients'!$A$2:$A$37,1)))*(INDEX('Mass attenuation coefficients'!$B$2:$B$37,MATCH($C403,'Mass attenuation coefficients'!$A$2:$A$37,1)+1)-INDEX('Mass attenuation coefficients'!$B$2:$B$37,MATCH($C403,'Mass attenuation coefficients'!$A$2:$A$37,1)))/(INDEX('Mass attenuation coefficients'!$A$2:$A$37,MATCH($C403,'Mass attenuation coefficients'!$A$2:$A$37,1)+1)-INDEX('Mass attenuation coefficients'!$A$2:$A$37,MATCH($C403,'Mass attenuation coefficients'!$A$2:$A$37,1)))),0.997*$C403*'Mass attenuation coefficients'!$B$2/'Mass attenuation coefficients'!$A$2)","v":5.4658578855999999E-2},{"$f":"_xlfn.IFNA(INDEX('Shultis Faw'!$C$2:$C$26,MATCH($C403,'Shultis Faw'!$A$2:$A$26,1))+($C403-INDEX('Shultis Faw'!$A$2:$A$26,MATCH($C403,'Shultis Faw'!$A$2:$A$26,1)))*(INDEX('Shultis Faw'!$C$2:$C$26,MATCH($C403,'Shultis Faw'!$A$2:$A$26,1)+1)-INDEX('Shultis Faw'!$C$2:$C$26,MATCH($C403,'Shultis Faw'!$A$2:$A$26,1)))/(INDEX('Shultis Faw'!$A$2:$A$26,MATCH($C403,'Shultis Faw'!$A$2:$A$26,1)+1)-INDEX('Shultis Faw'!$A$2:$A$26,MATCH($C403,'Shultis Faw'!$A$2:$A$26,1))),$C403*'Shultis Faw'!$C$2/'Shultis Faw'!$A$2)","v":1.90554},{"$f":"_xlfn.IFNA(INDEX('Shultis Faw'!$D$2:$D$26,MATCH($C403,'Shultis Faw'!$A$2:$A$26,1))+($C403-INDEX('Shultis Faw'!$A$2:$A$26,MATCH($C403,'Shultis Faw'!$A$2:$A$26,1)))*(INDEX('Shultis Faw'!$D$2:$D$26,MATCH($C403,'Shultis Faw'!$A$2:$A$26,1)+1)-INDEX('Shultis Faw'!$D$2:$D$26,MATCH($C403,'Shultis Faw'!$A$2:$A$26,1)))/(INDEX('Shultis Faw'!$A$2:$A$26,MATCH($C403,'Shultis Faw'!$A$2:$A$26,1)+1)-INDEX('Shultis Faw'!$A$2:$A$26,MATCH($C403,'Shultis Faw'!$A$2:$A$26,1))),$C403*'Shultis Faw'!$D$2/'Shultis Faw'!$A$2)","v":1.2368783999999999},{"$f":"_xlfn.IFNA(INDEX('Shultis Faw'!$B$2:$B$26,MATCH($C403,'Shultis Faw'!$A$2:$A$26,1))+($C403-INDEX('Shultis Faw'!$A$2:$A$26,MATCH($C403,'Shultis Faw'!$A$2:$A$26,1)))*(INDEX('Shultis Faw'!$B$2:$B$26,MATCH($C403,'Shultis Faw'!$A$2:$A$26,1)+1)-INDEX('Shultis Faw'!$B$2:$B$26,MATCH($C403,'Shultis Faw'!$A$2:$A$26,1)))/(INDEX('Shultis Faw'!$A$2:$A$26,MATCH($C403,'Shultis Faw'!$A$2:$A$26,1)+1)-INDEX('Shultis Faw'!$A$2:$A$26,MATCH($C403,'Shultis Faw'!$A$2:$A$26,1))),$C403*'Shultis Faw'!$B$2/'Shultis Faw'!$A$2)","v":-5.1642600000000004E-2},{"$f":"_xlfn.IFNA(INDEX('Shultis Faw'!$E$2:$E$26,MATCH($C403,'Shultis Faw'!$A$2:$A$26,1))+($C403-INDEX('Shultis Faw'!$A$2:$A$26,MATCH($C403,'Shultis Faw'!$A$2:$A$26,1)))*(INDEX('Shultis Faw'!$E$2:$E$26,MATCH($C403,'Shultis Faw'!$A$2:$A$26,1)+1)-INDEX('Shultis Faw'!$E$2:$E$26,MATCH($C403,'Shultis Faw'!$A$2:$A$26,1)))/(INDEX('Shultis Faw'!$A$2:$A$26,MATCH($C403,'Shultis Faw'!$A$2:$A$26,1)+1)-INDEX('Shultis Faw'!$A$2:$A$26,MATCH($C403,'Shultis Faw'!$A$2:$A$26,1))),$C403*'Shultis Faw'!$E$2/'Shultis Faw'!$A$2)","v":2.1755900000000002E-2},{"$f":"_xlfn.IFNA(INDEX('Shultis Faw'!$F$2:$F$26,MATCH($C403,'Shultis Faw'!$A$2:$A$26,1))+($C403-INDEX('Shultis Faw'!$A$2:$A$26,MATCH($C403,'Shultis Faw'!$A$2:$A$26,1)))*(INDEX('Shultis Faw'!$F$2:$F$26,MATCH($C403,'Shultis Faw'!$A$2:$A$26,1)+1)-INDEX('Shultis Faw'!$F$2:$F$26,MATCH($C403,'Shultis Faw'!$A$2:$A$26,1)))/(INDEX('Shultis Faw'!$A$2:$A$26,MATCH($C403,'Shultis Faw'!$A$2:$A$26,1)+1)-INDEX('Shultis Faw'!$A$2:$A$26,MATCH($C403,'Shultis Faw'!$A$2:$A$26,1))),$C403*'Shultis Faw'!$F$2/'Shultis Faw'!$A$2)","v":14.369429999999999},{"$f":"J403*(H403*'Externe blootstelling'!$D$23/2)^K403+L403*(TANH(((H403*'Externe blootstelling'!$D$23)/(2*M403))-2)-TANH(-2))/(1-TANH(-2))","v":1.2496765014651625},{"$f":"IF(N403=1,1+(I403-1)*H403*'Externe blootstelling'!$D$23/2,1+(I403-1)*(N403^(H403*'Externe blootstelling'!$D$23/2)-1)/(N403-1))","v":1.7271853283018206},{"$f":"G403*EXP(-H403*'Externe blootstelling'!$D$23/2)*O403","v":9.5043672562309384E-5}]
[null," g ",1.6739999999999999,2.6784E-13,1.7E-5,{"$f":"_xlfn.IFNA(INDEX('hp (pSv cm2)'!$B$2:$B$52,MATCH($C404,'hp (pSv cm2)'!$A$2:$A$52,1))+($C404-INDEX('hp (pSv cm2)'!$A$2:$A$52,MATCH($C404,'hp (pSv cm2)'!$A$2:$A$52,1)))*(INDEX('hp (pSv cm2)'!$B$2:$B$52,MATCH($C404,'hp (pSv cm2)'!$A$2:$A$52,1)+1)-INDEX('hp (pSv cm2)'!$B$2:$B$52,MATCH($C404,'hp (pSv cm2)'!$A$2:$A$52,1)))/(INDEX('hp (pSv cm2)'!$A$2:$A$52,MATCH($C404,'hp (pSv cm2)'!$A$2:$A$52,1)+1)-INDEX('hp (pSv cm2)'!$A$2:$A$52,MATCH($C404,'hp (pSv cm2)'!$A$2:$A$52,1))),$C404*'hp (pSv cm2)'!$B$2/'hp (pSv cm2)'!$A$2)","v":6.59328},1.1208575999999999E-4,{"$f":"_xlfn.IFNA(0.997*(INDEX('Mass attenuation coefficients'!$B$2:$B$37,MATCH($C404,'Mass attenuation coefficients'!$A$2:$A$37,1))+($C404-INDEX('Mass attenuation coefficients'!$A$2:$A$37,MATCH($C404,'Mass attenuation coefficients'!$A$2:$A$37,1)))*(INDEX('Mass attenuation coefficients'!$B$2:$B$37,MATCH($C404,'Mass attenuation coefficients'!$A$2:$A$37,1)+1)-INDEX('Mass attenuation coefficients'!$B$2:$B$37,MATCH($C404,'Mass attenuation coefficients'!$A$2:$A$37,1)))/(INDEX('Mass attenuation coefficients'!$A$2:$A$37,MATCH($C404,'Mass attenuation coefficients'!$A$2:$A$37,1)+1)-INDEX('Mass attenuation coefficients'!$A$2:$A$37,MATCH($C404,'Mass attenuation coefficients'!$A$2:$A$37,1)))),0.997*$C404*'Mass attenuation coefficients'!$B$2/'Mass attenuation coefficients'!$A$2)","v":5.4550097280000001E-2},{"$f":"_xlfn.IFNA(INDEX('Shultis Faw'!$C$2:$C$26,MATCH($C404,'Shultis Faw'!$A$2:$A$26,1))+($C404-INDEX('Shultis Faw'!$A$2:$A$26,MATCH($C404,'Shultis Faw'!$A$2:$A$26,1)))*(INDEX('Shultis Faw'!$C$2:$C$26,MATCH($C404,'Shultis Faw'!$A$2:$A$26,1)+1)-INDEX('Shultis Faw'!$C$2:$C$26,MATCH($C404,'Shultis Faw'!$A$2:$A$26,1)))/(INDEX('Shultis Faw'!$A$2:$A$26,MATCH($C404,'Shultis Faw'!$A$2:$A$26,1)+1)-INDEX('Shultis Faw'!$A$2:$A$26,MATCH($C404,'Shultis Faw'!$A$2:$A$26,1))),$C404*'Shultis Faw'!$C$2/'Shultis Faw'!$A$2)","v":1.9042000000000001},{"$f":"_xlfn.IFNA(INDEX('Shultis Faw'!$D$2:$D$26,MATCH($C404,'Shultis Faw'!$A$2:$A$26,1))+($C404-INDEX('Shultis Faw'!$A$2:$A$26,MATCH($C404,'Shultis Faw'!$A$2:$A$26,1)))*(INDEX('Shultis Faw'!$D$2:$D$26,MATCH($C404,'Shultis Faw'!$A$2:$A$26,1)+1)-INDEX('Shultis Faw'!$D$2:$D$26,MATCH($C404,'Shultis Faw'!$A$2:$A$26,1)))/(INDEX('Shultis Faw'!$A$2:$A$26,MATCH($C404,'Shultis Faw'!$A$2:$A$26,1)+1)-INDEX('Shultis Faw'!$A$2:$A$26,MATCH($C404,'Shultis Faw'!$A$2:$A$26,1))),$C404*'Shultis Faw'!$D$2/'Shultis Faw'!$A$2)","v":1.235592},{"$f":"_xlfn.IFNA(INDEX('Shultis Faw'!$B$2:$B$26,MATCH($C404,'Shultis Faw'!$A$2:$A$26,1))+($C404-INDEX('Shultis Faw'!$A$2:$A$26,MATCH($C404,'Shultis Faw'!$A$2:$A$26,1)))*(INDEX('Shultis Faw'!$B$2:$B$26,MATCH($C404,'Shultis Faw'!$A$2:$A$26,1)+1)-INDEX('Shultis Faw'!$B$2:$B$26,MATCH($C404,'Shultis Faw'!$A$2:$A$26,1)))/(INDEX('Shultis Faw'!$A$2:$A$26,MATCH($C404,'Shultis Faw'!$A$2:$A$26,1)+1)-INDEX('Shultis Faw'!$A$2:$A$26,MATCH($C404,'Shultis Faw'!$A$2:$A$26,1))),$C404*'Shultis Faw'!$B$2/'Shultis Faw'!$A$2)","v":-5.1388000000000003E-2},{"$f":"_xlfn.IFNA(INDEX('Shultis Faw'!$E$2:$E$26,MATCH($C404,'Shultis Faw'!$A$2:$A$26,1))+($C404-INDEX('Shultis Faw'!$A$2:$A$26,MATCH($C404,'Shultis Faw'!$A$2:$A$26,1)))*(INDEX('Shultis Faw'!$E$2:$E$26,MATCH($C404,'Shultis Faw'!$A$2:$A$26,1)+1)-INDEX('Shultis Faw'!$E$2:$E$26,MATCH($C404,'Shultis Faw'!$A$2:$A$26,1)))/(INDEX('Shultis Faw'!$A$2:$A$26,MATCH($C404,'Shultis Faw'!$A$2:$A$26,1)+1)-INDEX('Shultis Faw'!$A$2:$A$26,MATCH($C404,'Shultis Faw'!$A$2:$A$26,1))),$C404*'Shultis Faw'!$E$2/'Shultis Faw'!$A$2)","v":2.1642000000000002E-2},{"$f":"_xlfn.IFNA(INDEX('Shultis Faw'!$F$2:$F$26,MATCH($C404,'Shultis Faw'!$A$2:$A$26,1))+($C404-INDEX('Shultis Faw'!$A$2:$A$26,MATCH($C404,'Shultis Faw'!$A$2:$A$26,1)))*(INDEX('Shultis Faw'!$F$2:$F$26,MATCH($C404,'Shultis Faw'!$A$2:$A$26,1)+1)-INDEX('Shultis Faw'!$F$2:$F$26,MATCH($C404,'Shultis Faw'!$A$2:$A$26,1)))/(INDEX('Shultis Faw'!$A$2:$A$26,MATCH($C404,'Shultis Faw'!$A$2:$A$26,1)+1)-INDEX('Shultis Faw'!$A$2:$A$26,MATCH($C404,'Shultis Faw'!$A$2:$A$26,1))),$C404*'Shultis Faw'!$F$2/'Shultis Faw'!$A$2)","v":14.3634},{"$f":"J404*(H404*'Externe blootstelling'!$D$23/2)^K404+L404*(TANH(((H404*'Externe blootstelling'!$D$23)/(2*M404))-2)-TANH(-2))/(1-TANH(-2))","v":1.2484408415226327},{"$f":"IF(N404=1,1+(I404-1)*H404*'Externe blootstelling'!$D$23/2,1+(I404-1)*(N404^(H404*'Externe blootstelling'!$D$23/2)-1)/(N404-1))","v":1.7246022617893109},{"$f":"G404*EXP(-H404*'Externe blootstelling'!$D$23/2)*O404","v":8.528591215353007E-5}]
[null," g ",1.7169000000000001,2.7470399999999997E-13,5.9999999999999993E-6,{"$f":"_xlfn.IFNA(INDEX('hp (pSv cm2)'!$B$2:$B$52,MATCH($C405,'hp (pSv cm2)'!$A$2:$A$52,1))+($C405-INDEX('hp (pSv cm2)'!$A$2:$A$52,MATCH($C405,'hp (pSv cm2)'!$A$2:$A$52,1)))*(INDEX('hp (pSv cm2)'!$B$2:$B$52,MATCH($C405,'hp (pSv cm2)'!$A$2:$A$52,1)+1)-INDEX('hp (pSv cm2)'!$B$2:$B$52,MATCH($C405,'hp (pSv cm2)'!$A$2:$A$52,1)))/(INDEX('hp (pSv cm2)'!$A$2:$A$52,MATCH($C405,'hp (pSv cm2)'!$A$2:$A$52,1)+1)-INDEX('hp (pSv cm2)'!$A$2:$A$52,MATCH($C405,'hp (pSv cm2)'!$A$2:$A$52,1))),$C405*'hp (pSv cm2)'!$B$2/'hp (pSv cm2)'!$A$2)","v":6.7099680000000008},4.0259807999999999E-5,{"$f":"_xlfn.IFNA(0.997*(INDEX('Mass attenuation coefficients'!$B$2:$B$37,MATCH($C405,'Mass attenuation coefficients'!$A$2:$A$37,1))+($C405-INDEX('Mass attenuation coefficients'!$A$2:$A$37,MATCH($C405,'Mass attenuation coefficients'!$A$2:$A$37,1)))*(INDEX('Mass attenuation coefficients'!$B$2:$B$37,MATCH($C405,'Mass attenuation coefficients'!$A$2:$A$37,1)+1)-INDEX('Mass attenuation coefficients'!$B$2:$B$37,MATCH($C405,'Mass attenuation coefficients'!$A$2:$A$37,1)))/(INDEX('Mass attenuation coefficients'!$A$2:$A$37,MATCH($C405,'Mass attenuation coefficients'!$A$2:$A$37,1)+1)-INDEX('Mass attenuation coefficients'!$A$2:$A$37,MATCH($C405,'Mass attenuation coefficients'!$A$2:$A$37,1)))),0.997*$C405*'Mass attenuation coefficients'!$B$2/'Mass attenuation coefficients'!$A$2)","v":5.3855491368000004E-2},{"$f":"_xlfn.IFNA(INDEX('Shultis Faw'!$C$2:$C$26,MATCH($C405,'Shultis Faw'!$A$2:$A$26,1))+($C405-INDEX('Shultis Faw'!$A$2:$A$26,MATCH($C405,'Shultis Faw'!$A$2:$A$26,1)))*(INDEX('Shultis Faw'!$C$2:$C$26,MATCH($C405,'Shultis Faw'!$A$2:$A$26,1)+1)-INDEX('Shultis Faw'!$C$2:$C$26,MATCH($C405,'Shultis Faw'!$A$2:$A$26,1)))/(INDEX('Shultis Faw'!$A$2:$A$26,MATCH($C405,'Shultis Faw'!$A$2:$A$26,1)+1)-INDEX('Shultis Faw'!$A$2:$A$26,MATCH($C405,'Shultis Faw'!$A$2:$A$26,1))),$C405*'Shultis Faw'!$C$2/'Shultis Faw'!$A$2)","v":1.8956200000000001},{"$f":"_xlfn.IFNA(INDEX('Shultis Faw'!$D$2:$D$26,MATCH($C405,'Shultis Faw'!$A$2:$A$26,1))+($C405-INDEX('Shultis Faw'!$A$2:$A$26,MATCH($C405,'Shultis Faw'!$A$2:$A$26,1)))*(INDEX('Shultis Faw'!$D$2:$D$26,MATCH($C405,'Shultis Faw'!$A$2:$A$26,1)+1)-INDEX('Shultis Faw'!$D$2:$D$26,MATCH($C405,'Shultis Faw'!$A$2:$A$26,1)))/(INDEX('Shultis Faw'!$A$2:$A$26,MATCH($C405,'Shultis Faw'!$A$2:$A$26,1)+1)-INDEX('Shultis Faw'!$A$2:$A$26,MATCH($C405,'Shultis Faw'!$A$2:$A$26,1))),$C405*'Shultis Faw'!$D$2/'Shultis Faw'!$A$2)","v":1.2273551999999999},{"$f":"_xlfn.IFNA(INDEX('Shultis Faw'!$B$2:$B$26,MATCH($C405,'Shultis Faw'!$A$2:$A$26,1))+($C405-INDEX('Shultis Faw'!$A$2:$A$26,MATCH($C405,'Shultis Faw'!$A$2:$A$26,1)))*(INDEX('Shultis Faw'!$B$2:$B$26,MATCH($C405,'Shultis Faw'!$A$2:$A$26,1)+1)-INDEX('Shultis Faw'!$B$2:$B$26,MATCH($C405,'Shultis Faw'!$A$2:$A$26,1)))/(INDEX('Shultis Faw'!$A$2:$A$26,MATCH($C405,'Shultis Faw'!$A$2:$A$26,1)+1)-INDEX('Shultis Faw'!$A$2:$A$26,MATCH($C405,'Shultis Faw'!$A$2:$A$26,1))),$C405*'Shultis Faw'!$B$2/'Shultis Faw'!$A$2)","v":-4.9757799999999998E-2},{"$f":"_xlfn.IFNA(INDEX('Shultis Faw'!$E$2:$E$26,MATCH($C405,'Shultis Faw'!$A$2:$A$26,1))+($C405-INDEX('Shultis Faw'!$A$2:$A$26,MATCH($C405,'Shultis Faw'!$A$2:$A$26,1)))*(INDEX('Shultis Faw'!$E$2:$E$26,MATCH($C405,'Shultis Faw'!$A$2:$A$26,1)+1)-INDEX('Shultis Faw'!$E$2:$E$26,MATCH($C405,'Shultis Faw'!$A$2:$A$26,1)))/(INDEX('Shultis Faw'!$A$2:$A$26,MATCH($C405,'Shultis Faw'!$A$2:$A$26,1)+1)-INDEX('Shultis Faw'!$A$2:$A$26,MATCH($C405,'Shultis Faw'!$A$2:$A$26,1))),$C405*'Shultis Faw'!$E$2/'Shultis Faw'!$A$2)","v":2.0912699999999999E-2},{"$f":"_xlfn.IFNA(INDEX('Shultis Faw'!$F$2:$F$26,MATCH($C405,'Shultis Faw'!$A$2:$A$26,1))+($C405-INDEX('Shultis Faw'!$A$2:$A$26,MATCH($C405,'Shultis Faw'!$A$2:$A$26,1)))*(INDEX('Shultis Faw'!$F$2:$F$26,MATCH($C405,'Shultis Faw'!$A$2:$A$26,1)+1)-INDEX('Shultis Faw'!$F$2:$F$26,MATCH($C405,'Shultis Faw'!$A$2:$A$26,1)))/(INDEX('Shultis Faw'!$A$2:$A$26,MATCH($C405,'Shultis Faw'!$A$2:$A$26,1)+1)-INDEX('Shultis Faw'!$A$2:$A$26,MATCH($C405,'Shultis Faw'!$A$2:$A$26,1))),$C405*'Shultis Faw'!$F$2/'Shultis Faw'!$A$2)","v":14.32479},{"$f":"J405*(H405*'Externe blootstelling'!$D$23/2)^K405+L405*(TANH(((H405*'Externe blootstelling'!$D$23)/(2*M405))-2)-TANH(-2))/(1-TANH(-2))","v":1.240501936733752},{"$f":"IF(N405=1,1+(I405-1)*H405*'Externe blootstelling'!$D$23/2,1+(I405-1)*(N405^(H405*'Externe blootstelling'!$D$23/2)-1)/(N405-1))","v":1.7082066980244752},{"$f":"G405*EXP(-H405*'Externe blootstelling'!$D$23/2)*O405","v":3.0660199684882353E-5}]
[null," g ",1.7729999999999999,2.8368000000000001E-13,3.4999999999999999E-6,{"$f":"_xlfn.IFNA(INDEX('hp (pSv cm2)'!$B$2:$B$52,MATCH($C406,'hp (pSv cm2)'!$A$2:$A$52,1))+($C406-INDEX('hp (pSv cm2)'!$A$2:$A$52,MATCH($C406,'hp (pSv cm2)'!$A$2:$A$52,1)))*(INDEX('hp (pSv cm2)'!$B$2:$B$52,MATCH($C406,'hp (pSv cm2)'!$A$2:$A$52,1)+1)-INDEX('hp (pSv cm2)'!$B$2:$B$52,MATCH($C406,'hp (pSv cm2)'!$A$2:$A$52,1)))/(INDEX('hp (pSv cm2)'!$A$2:$A$52,MATCH($C406,'hp (pSv cm2)'!$A$2:$A$52,1)+1)-INDEX('hp (pSv cm2)'!$A$2:$A$52,MATCH($C406,'hp (pSv cm2)'!$A$2:$A$52,1))),$C406*'hp (pSv cm2)'!$B$2/'hp (pSv cm2)'!$A$2)","v":6.8625600000000002},2.4018959999999999E-5,{"$f":"_xlfn.IFNA(0.997*(INDEX('Mass attenuation coefficients'!$B$2:$B$37,MATCH($C406,'Mass attenuation coefficients'!$A$2:$A$37,1))+($C406-INDEX('Mass attenuation coefficients'!$A$2:$A$37,MATCH($C406,'Mass attenuation coefficients'!$A$2:$A$37,1)))*(INDEX('Mass attenuation coefficients'!$B$2:$B$37,MATCH($C406,'Mass attenuation coefficients'!$A$2:$A$37,1)+1)-INDEX('Mass attenuation coefficients'!$B$2:$B$37,MATCH($C406,'Mass attenuation coefficients'!$A$2:$A$37,1)))/(INDEX('Mass attenuation coefficients'!$A$2:$A$37,MATCH($C406,'Mass attenuation coefficients'!$A$2:$A$37,1)+1)-INDEX('Mass attenuation coefficients'!$A$2:$A$37,MATCH($C406,'Mass attenuation coefficients'!$A$2:$A$37,1)))),0.997*$C406*'Mass attenuation coefficients'!$B$2/'Mass attenuation coefficients'!$A$2)","v":5.2947160559999998E-2},{"$f":"_xlfn.IFNA(INDEX('Shultis Faw'!$C$2:$C$26,MATCH($C406,'Shultis Faw'!$A$2:$A$26,1))+($C406-INDEX('Shultis Faw'!$A$2:$A$26,MATCH($C406,'Shultis Faw'!$A$2:$A$26,1)))*(INDEX('Shultis Faw'!$C$2:$C$26,MATCH($C406,'Shultis Faw'!$A$2:$A$26,1)+1)-INDEX('Shultis Faw'!$C$2:$C$26,MATCH($C406,'Shultis Faw'!$A$2:$A$26,1)))/(INDEX('Shultis Faw'!$A$2:$A$26,MATCH($C406,'Shultis Faw'!$A$2:$A$26,1)+1)-INDEX('Shultis Faw'!$A$2:$A$26,MATCH($C406,'Shultis Faw'!$A$2:$A$26,1))),$C406*'Shultis Faw'!$C$2/'Shultis Faw'!$A$2)","v":1.8844000000000001},{"$f":"_xlfn.IFNA(INDEX('Shultis Faw'!$D$2:$D$26,MATCH($C406,'Shultis Faw'!$A$2:$A$26,1))+($C406-INDEX('Shultis Faw'!$A$2:$A$26,MATCH($C406,'Shultis Faw'!$A$2:$A$26,1)))*(INDEX('Shultis Faw'!$D$2:$D$26,MATCH($C406,'Shultis Faw'!$A$2:$A$26,1)+1)-INDEX('Shultis Faw'!$D$2:$D$26,MATCH($C406,'Shultis Faw'!$A$2:$A$26,1)))/(INDEX('Shultis Faw'!$A$2:$A$26,MATCH($C406,'Shultis Faw'!$A$2:$A$26,1)+1)-INDEX('Shultis Faw'!$A$2:$A$26,MATCH($C406,'Shultis Faw'!$A$2:$A$26,1))),$C406*'Shultis Faw'!$D$2/'Shultis Faw'!$A$2)","v":1.2165840000000001},{"$f":"_xlfn.IFNA(INDEX('Shultis Faw'!$B$2:$B$26,MATCH($C406,'Shultis Faw'!$A$2:$A$26,1))+($C406-INDEX('Shultis Faw'!$A$2:$A$26,MATCH($C406,'Shultis Faw'!$A$2:$A$26,1)))*(INDEX('Shultis Faw'!$B$2:$B$26,MATCH($C406,'Shultis Faw'!$A$2:$A$26,1)+1)-INDEX('Shultis Faw'!$B$2:$B$26,MATCH($C406,'Shultis Faw'!$A$2:$A$26,1)))/(INDEX('Shultis Faw'!$A$2:$A$26,MATCH($C406,'Shultis Faw'!$A$2:$A$26,1)+1)-INDEX('Shultis Faw'!$A$2:$A$26,MATCH($C406,'Shultis Faw'!$A$2:$A$26,1))),$C406*'Shultis Faw'!$B$2/'Shultis Faw'!$A$2)","v":-4.7626000000000002E-2},{"$f":"_xlfn.IFNA(INDEX('Shultis Faw'!$E$2:$E$26,MATCH($C406,'Shultis Faw'!$A$2:$A$26,1))+($C406-INDEX('Shultis Faw'!$A$2:$A$26,MATCH($C406,'Shultis Faw'!$A$2:$A$26,1)))*(INDEX('Shultis Faw'!$E$2:$E$26,MATCH($C406,'Shultis Faw'!$A$2:$A$26,1)+1)-INDEX('Shultis Faw'!$E$2:$E$26,MATCH($C406,'Shultis Faw'!$A$2:$A$26,1)))/(INDEX('Shultis Faw'!$A$2:$A$26,MATCH($C406,'Shultis Faw'!$A$2:$A$26,1)+1)-INDEX('Shultis Faw'!$A$2:$A$26,MATCH($C406,'Shultis Faw'!$A$2:$A$26,1))),$C406*'Shultis Faw'!$E$2/'Shultis Faw'!$A$2)","v":1.9959000000000001E-2},{"$f":"_xlfn.IFNA(INDEX('Shultis Faw'!$F$2:$F$26,MATCH($C406,'Shultis Faw'!$A$2:$A$26,1))+($C406-INDEX('Shultis Faw'!$A$2:$A$26,MATCH($C406,'Shultis Faw'!$A$2:$A$26,1)))*(INDEX('Shultis Faw'!$F$2:$F$26,MATCH($C406,'Shultis Faw'!$A$2:$A$26,1)+1)-INDEX('Shultis Faw'!$F$2:$F$26,MATCH($C406,'Shultis Faw'!$A$2:$A$26,1)))/(INDEX('Shultis Faw'!$A$2:$A$26,MATCH($C406,'Shultis Faw'!$A$2:$A$26,1)+1)-INDEX('Shultis Faw'!$A$2:$A$26,MATCH($C406,'Shultis Faw'!$A$2:$A$26,1))),$C406*'Shultis Faw'!$F$2/'Shultis Faw'!$A$2)","v":14.2743},{"$f":"J406*(H406*'Externe blootstelling'!$D$23/2)^K406+L406*(TANH(((H406*'Externe blootstelling'!$D$23)/(2*M406))-2)-TANH(-2))/(1-TANH(-2))","v":1.230049913004182},{"$f":"IF(N406=1,1+(I406-1)*H406*'Externe blootstelling'!$D$23/2,1+(I406-1)*(N406^(H406*'Externe blootstelling'!$D$23/2)-1)/(N406-1))","v":1.6871375311901737},{"$f":"G406*EXP(-H406*'Externe blootstelling'!$D$23/2)*O406","v":1.8314066658272368E-5}]
[null," g ",1.8380000000000001,2.9407999999999999E-13,7.9999999999999996E-6,{"$f":"_xlfn.IFNA(INDEX('hp (pSv cm2)'!$B$2:$B$52,MATCH($C407,'hp (pSv cm2)'!$A$2:$A$52,1))+($C407-INDEX('hp (pSv cm2)'!$A$2:$A$52,MATCH($C407,'hp (pSv cm2)'!$A$2:$A$52,1)))*(INDEX('hp (pSv cm2)'!$B$2:$B$52,MATCH($C407,'hp (pSv cm2)'!$A$2:$A$52,1)+1)-INDEX('hp (pSv cm2)'!$B$2:$B$52,MATCH($C407,'hp (pSv cm2)'!$A$2:$A$52,1)))/(INDEX('hp (pSv cm2)'!$A$2:$A$52,MATCH($C407,'hp (pSv cm2)'!$A$2:$A$52,1)+1)-INDEX('hp (pSv cm2)'!$A$2:$A$52,MATCH($C407,'hp (pSv cm2)'!$A$2:$A$52,1))),$C407*'hp (pSv cm2)'!$B$2/'hp (pSv cm2)'!$A$2)","v":7.0393600000000003},5.6314879999999997E-5,{"$f":"_xlfn.IFNA(0.997*(INDEX('Mass attenuation coefficients'!$B$2:$B$37,MATCH($C407,'Mass attenuation coefficients'!$A$2:$A$37,1))+($C407-INDEX('Mass attenuation coefficients'!$A$2:$A$37,MATCH($C407,'Mass attenuation coefficients'!$A$2:$A$37,1)))*(INDEX('Mass attenuation coefficients'!$B$2:$B$37,MATCH($C407,'Mass attenuation coefficients'!$A$2:$A$37,1)+1)-INDEX('Mass attenuation coefficients'!$B$2:$B$37,MATCH($C407,'Mass attenuation coefficients'!$A$2:$A$37,1)))/(INDEX('Mass attenuation coefficients'!$A$2:$A$37,MATCH($C407,'Mass attenuation coefficients'!$A$2:$A$37,1)+1)-INDEX('Mass attenuation coefficients'!$A$2:$A$37,MATCH($C407,'Mass attenuation coefficients'!$A$2:$A$37,1)))),0.997*$C407*'Mass attenuation coefficients'!$B$2/'Mass attenuation coefficients'!$A$2)","v":5.1894727360000004E-2},{"$f":"_xlfn.IFNA(INDEX('Shultis Faw'!$C$2:$C$26,MATCH($C407,'Shultis Faw'!$A$2:$A$26,1))+($C407-INDEX('Shultis Faw'!$A$2:$A$26,MATCH($C407,'Shultis Faw'!$A$2:$A$26,1)))*(INDEX('Shultis Faw'!$C$2:$C$26,MATCH($C407,'Shultis Faw'!$A$2:$A$26,1)+1)-INDEX('Shultis Faw'!$C$2:$C$26,MATCH($C407,'Shultis Faw'!$A$2:$A$26,1)))/(INDEX('Shultis Faw'!$A$2:$A$26,MATCH($C407,'Shultis Faw'!$A$2:$A$26,1)+1)-INDEX('Shultis Faw'!$A$2:$A$26,MATCH($C407,'Shultis Faw'!$A$2:$A$26,1))),$C407*'Shultis Faw'!$C$2/'Shultis Faw'!$A$2)","v":1.8714},{"$f":"_xlfn.IFNA(INDEX('Shultis Faw'!$D$2:$D$26,MATCH($C407,'Shultis Faw'!$A$2:$A$26,1))+($C407-INDEX('Shultis Faw'!$A$2:$A$26,MATCH($C407,'Shultis Faw'!$A$2:$A$26,1)))*(INDEX('Shultis Faw'!$D$2:$D$26,MATCH($C407,'Shultis Faw'!$A$2:$A$26,1)+1)-INDEX('Shultis Faw'!$D$2:$D$26,MATCH($C407,'Shultis Faw'!$A$2:$A$26,1)))/(INDEX('Shultis Faw'!$A$2:$A$26,MATCH($C407,'Shultis Faw'!$A$2:$A$26,1)+1)-INDEX('Shultis Faw'!$A$2:$A$26,MATCH($C407,'Shultis Faw'!$A$2:$A$26,1))),$C407*'Shultis Faw'!$D$2/'Shultis Faw'!$A$2)","v":1.2041040000000001},{"$f":"_xlfn.IFNA(INDEX('Shultis Faw'!$B$2:$B$26,MATCH($C407,'Shultis Faw'!$A$2:$A$26,1))+($C407-INDEX('Shultis Faw'!$A$2:$A$26,MATCH($C407,'Shultis Faw'!$A$2:$A$26,1)))*(INDEX('Shultis Faw'!$B$2:$B$26,MATCH($C407,'Shultis Faw'!$A$2:$A$26,1)+1)-INDEX('Shultis Faw'!$B$2:$B$26,MATCH($C407,'Shultis Faw'!$A$2:$A$26,1)))/(INDEX('Shultis Faw'!$A$2:$A$26,MATCH($C407,'Shultis Faw'!$A$2:$A$26,1)+1)-INDEX('Shultis Faw'!$A$2:$A$26,MATCH($C407,'Shultis Faw'!$A$2:$A$26,1))),$C407*'Shultis Faw'!$B$2/'Shultis Faw'!$A$2)","v":-4.5156000000000002E-2},{"$f":"_xlfn.IFNA(INDEX('Shultis Faw'!$E$2:$E$26,MATCH($C407,'Shultis Faw'!$A$2:$A$26,1))+($C407-INDEX('Shultis Faw'!$A$2:$A$26,MATCH($C407,'Shultis Faw'!$A$2:$A$26,1)))*(INDEX('Shultis Faw'!$E$2:$E$26,MATCH($C407,'Shultis Faw'!$A$2:$A$26,1)+1)-INDEX('Shultis Faw'!$E$2:$E$26,MATCH($C407,'Shultis Faw'!$A$2:$A$26,1)))/(INDEX('Shultis Faw'!$A$2:$A$26,MATCH($C407,'Shultis Faw'!$A$2:$A$26,1)+1)-INDEX('Shultis Faw'!$A$2:$A$26,MATCH($C407,'Shultis Faw'!$A$2:$A$26,1))),$C407*'Shultis Faw'!$E$2/'Shultis Faw'!$A$2)","v":1.8853999999999999E-2},{"$f":"_xlfn.IFNA(INDEX('Shultis Faw'!$F$2:$F$26,MATCH($C407,'Shultis Faw'!$A$2:$A$26,1))+($C407-INDEX('Shultis Faw'!$A$2:$A$26,MATCH($C407,'Shultis Faw'!$A$2:$A$26,1)))*(INDEX('Shultis Faw'!$F$2:$F$26,MATCH($C407,'Shultis Faw'!$A$2:$A$26,1)+1)-INDEX('Shultis Faw'!$F$2:$F$26,MATCH($C407,'Shultis Faw'!$A$2:$A$26,1)))/(INDEX('Shultis Faw'!$A$2:$A$26,MATCH($C407,'Shultis Faw'!$A$2:$A$26,1)+1)-INDEX('Shultis Faw'!$A$2:$A$26,MATCH($C407,'Shultis Faw'!$A$2:$A$26,1))),$C407*'Shultis Faw'!$F$2/'Shultis Faw'!$A$2)","v":14.2158},{"$f":"J407*(H407*'Externe blootstelling'!$D$23/2)^K407+L407*(TANH(((H407*'Externe blootstelling'!$D$23)/(2*M407))-2)-TANH(-2))/(1-TANH(-2))","v":1.2178401411935553},{"$f":"IF(N407=1,1+(I407-1)*H407*'Externe blootstelling'!$D$23/2,1+(I407-1)*(N407^(H407*'Externe blootstelling'!$D$23/2)-1)/(N407-1))","v":1.6632430757828427},{"$f":"G407*EXP(-H407*'Externe blootstelling'!$D$23/2)*O407","v":4.3004606798033055E-5}]
[null," g ",1.895,3.0319999999999996E-13,5.9999999999999993E-6,{"$f":"_xlfn.IFNA(INDEX('hp (pSv cm2)'!$B$2:$B$52,MATCH($C408,'hp (pSv cm2)'!$A$2:$A$52,1))+($C408-INDEX('hp (pSv cm2)'!$A$2:$A$52,MATCH($C408,'hp (pSv cm2)'!$A$2:$A$52,1)))*(INDEX('hp (pSv cm2)'!$B$2:$B$52,MATCH($C408,'hp (pSv cm2)'!$A$2:$A$52,1)+1)-INDEX('hp (pSv cm2)'!$B$2:$B$52,MATCH($C408,'hp (pSv cm2)'!$A$2:$A$52,1)))/(INDEX('hp (pSv cm2)'!$A$2:$A$52,MATCH($C408,'hp (pSv cm2)'!$A$2:$A$52,1)+1)-INDEX('hp (pSv cm2)'!$A$2:$A$52,MATCH($C408,'hp (pSv cm2)'!$A$2:$A$52,1))),$C408*'hp (pSv cm2)'!$B$2/'hp (pSv cm2)'!$A$2)","v":7.1943999999999999},4.3166399999999994E-5,{"$f":"_xlfn.IFNA(0.997*(INDEX('Mass attenuation coefficients'!$B$2:$B$37,MATCH($C408,'Mass attenuation coefficients'!$A$2:$A$37,1))+($C408-INDEX('Mass attenuation coefficients'!$A$2:$A$37,MATCH($C408,'Mass attenuation coefficients'!$A$2:$A$37,1)))*(INDEX('Mass attenuation coefficients'!$B$2:$B$37,MATCH($C408,'Mass attenuation coefficients'!$A$2:$A$37,1)+1)-INDEX('Mass attenuation coefficients'!$B$2:$B$37,MATCH($C408,'Mass attenuation coefficients'!$A$2:$A$37,1)))/(INDEX('Mass attenuation coefficients'!$A$2:$A$37,MATCH($C408,'Mass attenuation coefficients'!$A$2:$A$37,1)+1)-INDEX('Mass attenuation coefficients'!$A$2:$A$37,MATCH($C408,'Mass attenuation coefficients'!$A$2:$A$37,1)))),0.997*$C408*'Mass attenuation coefficients'!$B$2/'Mass attenuation coefficients'!$A$2)","v":5.0971824399999997E-2},{"$f":"_xlfn.IFNA(INDEX('Shultis Faw'!$C$2:$C$26,MATCH($C408,'Shultis Faw'!$A$2:$A$26,1))+($C408-INDEX('Shultis Faw'!$A$2:$A$26,MATCH($C408,'Shultis Faw'!$A$2:$A$26,1)))*(INDEX('Shultis Faw'!$C$2:$C$26,MATCH($C408,'Shultis Faw'!$A$2:$A$26,1)+1)-INDEX('Shultis Faw'!$C$2:$C$26,MATCH($C408,'Shultis Faw'!$A$2:$A$26,1)))/(INDEX('Shultis Faw'!$A$2:$A$26,MATCH($C408,'Shultis Faw'!$A$2:$A$26,1)+1)-INDEX('Shultis Faw'!$A$2:$A$26,MATCH($C408,'Shultis Faw'!$A$2:$A$26,1))),$C408*'Shultis Faw'!$C$2/'Shultis Faw'!$A$2)","v":1.8599999999999999},{"$f":"_xlfn.IFNA(INDEX('Shultis Faw'!$D$2:$D$26,MATCH($C408,'Shultis Faw'!$A$2:$A$26,1))+($C408-INDEX('Shultis Faw'!$A$2:$A$26,MATCH($C408,'Shultis Faw'!$A$2:$A$26,1)))*(INDEX('Shultis Faw'!$D$2:$D$26,MATCH($C408,'Shultis Faw'!$A$2:$A$26,1)+1)-INDEX('Shultis Faw'!$D$2:$D$26,MATCH($C408,'Shultis Faw'!$A$2:$A$26,1)))/(INDEX('Shultis Faw'!$A$2:$A$26,MATCH($C408,'Shultis Faw'!$A$2:$A$26,1)+1)-INDEX('Shultis Faw'!$A$2:$A$26,MATCH($C408,'Shultis Faw'!$A$2:$A$26,1))),$C408*'Shultis Faw'!$D$2/'Shultis Faw'!$A$2)","v":1.19316},{"$f":"_xlfn.IFNA(INDEX('Shultis Faw'!$B$2:$B$26,MATCH($C408,'Shultis Faw'!$A$2:$A$26,1))+($C408-INDEX('Shultis Faw'!$A$2:$A$26,MATCH($C408,'Shultis Faw'!$A$2:$A$26,1)))*(INDEX('Shultis Faw'!$B$2:$B$26,MATCH($C408,'Shultis Faw'!$A$2:$A$26,1)+1)-INDEX('Shultis Faw'!$B$2:$B$26,MATCH($C408,'Shultis Faw'!$A$2:$A$26,1)))/(INDEX('Shultis Faw'!$A$2:$A$26,MATCH($C408,'Shultis Faw'!$A$2:$A$26,1)+1)-INDEX('Shultis Faw'!$A$2:$A$26,MATCH($C408,'Shultis Faw'!$A$2:$A$26,1))),$C408*'Shultis Faw'!$B$2/'Shultis Faw'!$A$2)","v":-4.299E-2},{"$f":"_xlfn.IFNA(INDEX('Shultis Faw'!$E$2:$E$26,MATCH($C408,'Shultis Faw'!$A$2:$A$26,1))+($C408-INDEX('Shultis Faw'!$A$2:$A$26,MATCH($C408,'Shultis Faw'!$A$2:$A$26,1)))*(INDEX('Shultis Faw'!$E$2:$E$26,MATCH($C408,'Shultis Faw'!$A$2:$A$26,1)+1)-INDEX('Shultis Faw'!$E$2:$E$26,MATCH($C408,'Shultis Faw'!$A$2:$A$26,1)))/(INDEX('Shultis Faw'!$A$2:$A$26,MATCH($C408,'Shultis Faw'!$A$2:$A$26,1)+1)-INDEX('Shultis Faw'!$A$2:$A$26,MATCH($C408,'Shultis Faw'!$A$2:$A$26,1))),$C408*'Shultis Faw'!$E$2/'Shultis Faw'!$A$2)","v":1.7884999999999998E-2},{"$f":"_xlfn.IFNA(INDEX('Shultis Faw'!$F$2:$F$26,MATCH($C408,'Shultis Faw'!$A$2:$A$26,1))+($C408-INDEX('Shultis Faw'!$A$2:$A$26,MATCH($C408,'Shultis Faw'!$A$2:$A$26,1)))*(INDEX('Shultis Faw'!$F$2:$F$26,MATCH($C408,'Shultis Faw'!$A$2:$A$26,1)+1)-INDEX('Shultis Faw'!$F$2:$F$26,MATCH($C408,'Shultis Faw'!$A$2:$A$26,1)))/(INDEX('Shultis Faw'!$A$2:$A$26,MATCH($C408,'Shultis Faw'!$A$2:$A$26,1)+1)-INDEX('Shultis Faw'!$A$2:$A$26,MATCH($C408,'Shultis Faw'!$A$2:$A$26,1))),$C408*'Shultis Faw'!$F$2/'Shultis Faw'!$A$2)","v":14.1645},{"$f":"J408*(H408*'Externe blootstelling'!$D$23/2)^K408+L408*(TANH(((H408*'Externe blootstelling'!$D$23)/(2*M408))-2)-TANH(-2))/(1-TANH(-2))","v":1.2070452895630084},{"$f":"IF(N408=1,1+(I408-1)*H408*'Externe blootstelling'!$D$23/2,1+(I408-1)*(N408^(H408*'Externe blootstelling'!$D$23/2)-1)/(N408-1))","v":1.6427380883038225},{"$f":"G408*EXP(-H408*'Externe blootstelling'!$D$23/2)*O408","v":3.3011284730630071E-5}]
[null,null,null,null,null,null,null,null,null,null,null,null,null,null,null,null,{"$f":"SUM(P241:P408)/SUM(G241:G408)","v":0.78528391703715106}]
[]
["169Er"," g ",8.4101999999999996E-3,{"$f":"C411*1000000*1.6E-19","v":1.3456319999999998E-15},1.7399999999999998E-3,{"$f":"_xlfn.IFNA(INDEX('hp (pSv cm2)'!$B$2:$B$52,MATCH($C411,'hp (pSv cm2)'!$A$2:$A$52,1))+($C411-INDEX('hp (pSv cm2)'!$A$2:$A$52,MATCH($C411,'hp (pSv cm2)'!$A$2:$A$52,1)))*(INDEX('hp (pSv cm2)'!$B$2:$B$52,MATCH($C411,'hp (pSv cm2)'!$A$2:$A$52,1)+1)-INDEX('hp (pSv cm2)'!$B$2:$B$52,MATCH($C411,'hp (pSv cm2)'!$A$2:$A$52,1)))/(INDEX('hp (pSv cm2)'!$A$2:$A$52,MATCH($C411,'hp (pSv cm2)'!$A$2:$A$52,1)+1)-INDEX('hp (pSv cm2)'!$A$2:$A$52,MATCH($C411,'hp (pSv cm2)'!$A$2:$A$52,1))),$C411*'hp (pSv cm2)'!$B$2/'hp (pSv cm2)'!$A$2)","v":3.98581E-2},{"$f":"F411*E411","v":6.9353093999999989E-5},{"$f":"_xlfn.IFNA(0.997*(INDEX('Mass attenuation coefficients'!$B$2:$B$37,MATCH($C411,'Mass attenuation coefficients'!$A$2:$A$37,1))+($C411-INDEX('Mass attenuation coefficients'!$A$2:$A$37,MATCH($C411,'Mass attenuation coefficients'!$A$2:$A$37,1)))*(INDEX('Mass attenuation coefficients'!$B$2:$B$37,MATCH($C411,'Mass attenuation coefficients'!$A$2:$A$37,1)+1)-INDEX('Mass attenuation coefficients'!$B$2:$B$37,MATCH($C411,'Mass attenuation coefficients'!$A$2:$A$37,1)))/(INDEX('Mass attenuation coefficients'!$A$2:$A$37,MATCH($C411,'Mass attenuation coefficients'!$A$2:$A$37,1)+1)-INDEX('Mass attenuation coefficients'!$A$2:$A$37,MATCH($C411,'Mass attenuation coefficients'!$A$2:$A$37,1)))),0.997*$C411*'Mass attenuation coefficients'!$B$2/'Mass attenuation coefficients'!$A$2)","v":9.308082627300001},{"$f":"_xlfn.IFNA(INDEX('Shultis Faw'!$C$2:$C$26,MATCH($C411,'Shultis Faw'!$A$2:$A$26,1))+($C411-INDEX('Shultis Faw'!$A$2:$A$26,MATCH($C411,'Shultis Faw'!$A$2:$A$26,1)))*(INDEX('Shultis Faw'!$C$2:$C$26,MATCH($C411,'Shultis Faw'!$A$2:$A$26,1)+1)-INDEX('Shultis Faw'!$C$2:$C$26,MATCH($C411,'Shultis Faw'!$A$2:$A$26,1)))/(INDEX('Shultis Faw'!$A$2:$A$26,MATCH($C411,'Shultis Faw'!$A$2:$A$26,1)+1)-INDEX('Shultis Faw'!$A$2:$A$26,MATCH($C411,'Shultis Faw'!$A$2:$A$26,1))),$C411*'Shultis Faw'!$C$2/'Shultis Faw'!$A$2)","v":0.66272376},{"$f":"_xlfn.IFNA(INDEX('Shultis Faw'!$D$2:$D$26,MATCH($C411,'Shultis Faw'!$A$2:$A$26,1))+($C411-INDEX('Shultis Faw'!$A$2:$A$26,MATCH($C411,'Shultis Faw'!$A$2:$A$26,1)))*(INDEX('Shultis Faw'!$D$2:$D$26,MATCH($C411,'Shultis Faw'!$A$2:$A$26,1)+1)-INDEX('Shultis Faw'!$D$2:$D$26,MATCH($C411,'Shultis Faw'!$A$2:$A$26,1)))/(INDEX('Shultis Faw'!$A$2:$A$26,MATCH($C411,'Shultis Faw'!$A$2:$A$26,1)+1)-INDEX('Shultis Faw'!$A$2:$A$26,MATCH($C411,'Shultis Faw'!$A$2:$A$26,1))),$C411*'Shultis Faw'!$D$2/'Shultis Faw'!$A$2)","v":0.25959483999999999},{"$f":"_xlfn.IFNA(INDEX('Shultis Faw'!$B$2:$B$26,MATCH($C411,'Shultis Faw'!$A$2:$A$26,1))+($C411-INDEX('Shultis Faw'!$A$2:$A$26,MATCH($C411,'Shultis Faw'!$A$2:$A$26,1)))*(INDEX('Shultis Faw'!$B$2:$B$26,MATCH($C411,'Shultis Faw'!$A$2:$A$26,1)+1)-INDEX('Shultis Faw'!$B$2:$B$26,MATCH($C411,'Shultis Faw'!$A$2:$A$26,1)))/(INDEX('Shultis Faw'!$A$2:$A$26,MATCH($C411,'Shultis Faw'!$A$2:$A$26,1)+1)-INDEX('Shultis Faw'!$A$2:$A$26,MATCH($C411,'Shultis Faw'!$A$2:$A$26,1))),$C411*'Shultis Faw'!$B$2/'Shultis Faw'!$A$2)","v":9.6436959999999988E-2},{"$f":"_xlfn.IFNA(INDEX('Shultis Faw'!$E$2:$E$26,MATCH($C411,'Shultis Faw'!$A$2:$A$26,1))+($C411-INDEX('Shultis Faw'!$A$2:$A$26,MATCH($C411,'Shultis Faw'!$A$2:$A$26,1)))*(INDEX('Shultis Faw'!$E$2:$E$26,MATCH($C411,'Shultis Faw'!$A$2:$A$26,1)+1)-INDEX('Shultis Faw'!$E$2:$E$26,MATCH($C411,'Shultis Faw'!$A$2:$A$26,1)))/(INDEX('Shultis Faw'!$A$2:$A$26,MATCH($C411,'Shultis Faw'!$A$2:$A$26,1)+1)-INDEX('Shultis Faw'!$A$2:$A$26,MATCH($C411,'Shultis Faw'!$A$2:$A$26,1))),$C411*'Shultis Faw'!$E$2/'Shultis Faw'!$A$2)","v":-5.0909744E-2},{"$f":"_xlfn.IFNA(INDEX('Shultis Faw'!$F$2:$F$26,MATCH($C411,'Shultis Faw'!$A$2:$A$26,1))+($C411-INDEX('Shultis Faw'!$A$2:$A$26,MATCH($C411,'Shultis Faw'!$A$2:$A$26,1)))*(INDEX('Shultis Faw'!$F$2:$F$26,MATCH($C411,'Shultis Faw'!$A$2:$A$26,1)+1)-INDEX('Shultis Faw'!$F$2:$F$26,MATCH($C411,'Shultis Faw'!$A$2:$A$26,1)))/(INDEX('Shultis Faw'!$A$2:$A$26,MATCH($C411,'Shultis Faw'!$A$2:$A$26,1)+1)-INDEX('Shultis Faw'!$A$2:$A$26,MATCH($C411,'Shultis Faw'!$A$2:$A$26,1))),$C411*'Shultis Faw'!$F$2/'Shultis Faw'!$A$2)","v":7.9784763999999999},{"$f":"J411*(H411*'Externe blootstelling'!$D$23/2)^K411+L411*(TANH(((H411*'Externe blootstelling'!$D$23)/(2*M411))-2)-TANH(-2))/(1-TANH(-2))","v":0.3670636681738666},{"$f":"IF(N411=1,1+(I411-1)*H411*'Externe blootstelling'!$D$23/2,1+(I411-1)*(N411^(H411*'Externe blootstelling'!$D$23/2)-1)/(N411-1))","v":0.4671245383767143},{"$f":"G411*EXP(-H411*'Externe blootstelling'!$D$23/2)*O411","v":7.4776423674418591E-66}]
[null," g ",0.10977930000000001,1.7564688000000001E-14,4.4999999999999996E-5,{"$f":"_xlfn.IFNA(INDEX('hp (pSv cm2)'!$B$2:$B$52,MATCH($C412,'hp (pSv cm2)'!$A$2:$A$52,1))+($C412-INDEX('hp (pSv cm2)'!$A$2:$A$52,MATCH($C412,'hp (pSv cm2)'!$A$2:$A$52,1)))*(INDEX('hp (pSv cm2)'!$B$2:$B$52,MATCH($C412,'hp (pSv cm2)'!$A$2:$A$52,1)+1)-INDEX('hp (pSv cm2)'!$B$2:$B$52,MATCH($C412,'hp (pSv cm2)'!$A$2:$A$52,1)))/(INDEX('hp (pSv cm2)'!$A$2:$A$52,MATCH($C412,'hp (pSv cm2)'!$A$2:$A$52,1)+1)-INDEX('hp (pSv cm2)'!$A$2:$A$52,MATCH($C412,'hp (pSv cm2)'!$A$2:$A$52,1))),$C412*'hp (pSv cm2)'!$B$2/'hp (pSv cm2)'!$A$2)","v":0.56278919400000005},{"$f":"F412*E412","v":2.532551373E-5},{"$f":"_xlfn.IFNA(0.997*(INDEX('Mass attenuation coefficients'!$B$2:$B$37,MATCH($C412,'Mass attenuation coefficients'!$A$2:$A$37,1))+($C412-INDEX('Mass attenuation coefficients'!$A$2:$A$37,MATCH($C412,'Mass attenuation coefficients'!$A$2:$A$37,1)))*(INDEX('Mass attenuation coefficients'!$B$2:$B$37,MATCH($C412,'Mass attenuation coefficients'!$A$2:$A$37,1)+1)-INDEX('Mass attenuation coefficients'!$B$2:$B$37,MATCH($C412,'Mass attenuation coefficients'!$A$2:$A$37,1)))/(INDEX('Mass attenuation coefficients'!$A$2:$A$37,MATCH($C412,'Mass attenuation coefficients'!$A$2:$A$37,1)+1)-INDEX('Mass attenuation coefficients'!$A$2:$A$37,MATCH($C412,'Mass attenuation coefficients'!$A$2:$A$37,1)))),0.997*$C412*'Mass attenuation coefficients'!$B$2/'Mass attenuation coefficients'!$A$2)","v":0.16624891531159999},{"$f":"_xlfn.IFNA(INDEX('Shultis Faw'!$C$2:$C$26,MATCH($C412,'Shultis Faw'!$A$2:$A$26,1))+($C412-INDEX('Shultis Faw'!$A$2:$A$26,MATCH($C412,'Shultis Faw'!$A$2:$A$26,1)))*(INDEX('Shultis Faw'!$C$2:$C$26,MATCH($C412,'Shultis Faw'!$A$2:$A$26,1)+1)-INDEX('Shultis Faw'!$C$2:$C$26,MATCH($C412,'Shultis Faw'!$A$2:$A$26,1)))/(INDEX('Shultis Faw'!$A$2:$A$26,MATCH($C412,'Shultis Faw'!$A$2:$A$26,1)+1)-INDEX('Shultis Faw'!$A$2:$A$26,MATCH($C412,'Shultis Faw'!$A$2:$A$26,1))),$C412*'Shultis Faw'!$C$2/'Shultis Faw'!$A$2)","v":4.5131811239999999},{"$f":"_xlfn.IFNA(INDEX('Shultis Faw'!$D$2:$D$26,MATCH($C412,'Shultis Faw'!$A$2:$A$26,1))+($C412-INDEX('Shultis Faw'!$A$2:$A$26,MATCH($C412,'Shultis Faw'!$A$2:$A$26,1)))*(INDEX('Shultis Faw'!$D$2:$D$26,MATCH($C412,'Shultis Faw'!$A$2:$A$26,1)+1)-INDEX('Shultis Faw'!$D$2:$D$26,MATCH($C412,'Shultis Faw'!$A$2:$A$26,1)))/(INDEX('Shultis Faw'!$A$2:$A$26,MATCH($C412,'Shultis Faw'!$A$2:$A$26,1)+1)-INDEX('Shultis Faw'!$A$2:$A$26,MATCH($C412,'Shultis Faw'!$A$2:$A$26,1))),$C412*'Shultis Faw'!$D$2/'Shultis Faw'!$A$2)","v":2.225107306},{"$f":"_xlfn.IFNA(INDEX('Shultis Faw'!$B$2:$B$26,MATCH($C412,'Shultis Faw'!$A$2:$A$26,1))+($C412-INDEX('Shultis Faw'!$A$2:$A$26,MATCH($C412,'Shultis Faw'!$A$2:$A$26,1)))*(INDEX('Shultis Faw'!$B$2:$B$26,MATCH($C412,'Shultis Faw'!$A$2:$A$26,1)+1)-INDEX('Shultis Faw'!$B$2:$B$26,MATCH($C412,'Shultis Faw'!$A$2:$A$26,1)))/(INDEX('Shultis Faw'!$A$2:$A$26,MATCH($C412,'Shultis Faw'!$A$2:$A$26,1)+1)-INDEX('Shultis Faw'!$A$2:$A$26,MATCH($C412,'Shultis Faw'!$A$2:$A$26,1))),$C412*'Shultis Faw'!$B$2/'Shultis Faw'!$A$2)","v":-0.185804414},{"$f":"_xlfn.IFNA(INDEX('Shultis Faw'!$E$2:$E$26,MATCH($C412,'Shultis Faw'!$A$2:$A$26,1))+($C412-INDEX('Shultis Faw'!$A$2:$A$26,MATCH($C412,'Shultis Faw'!$A$2:$A$26,1)))*(INDEX('Shultis Faw'!$E$2:$E$26,MATCH($C412,'Shultis Faw'!$A$2:$A$26,1)+1)-INDEX('Shultis Faw'!$E$2:$E$26,MATCH($C412,'Shultis Faw'!$A$2:$A$26,1)))/(INDEX('Shultis Faw'!$A$2:$A$26,MATCH($C412,'Shultis Faw'!$A$2:$A$26,1)+1)-INDEX('Shultis Faw'!$A$2:$A$26,MATCH($C412,'Shultis Faw'!$A$2:$A$26,1))),$C412*'Shultis Faw'!$E$2/'Shultis Faw'!$A$2)","v":8.1641628600000002E-2},{"$f":"_xlfn.IFNA(INDEX('Shultis Faw'!$F$2:$F$26,MATCH($C412,'Shultis Faw'!$A$2:$A$26,1))+($C412-INDEX('Shultis Faw'!$A$2:$A$26,MATCH($C412,'Shultis Faw'!$A$2:$A$26,1)))*(INDEX('Shultis Faw'!$F$2:$F$26,MATCH($C412,'Shultis Faw'!$A$2:$A$26,1)+1)-INDEX('Shultis Faw'!$F$2:$F$26,MATCH($C412,'Shultis Faw'!$A$2:$A$26,1)))/(INDEX('Shultis Faw'!$A$2:$A$26,MATCH($C412,'Shultis Faw'!$A$2:$A$26,1)+1)-INDEX('Shultis Faw'!$A$2:$A$26,MATCH($C412,'Shultis Faw'!$A$2:$A$26,1))),$C412*'Shultis Faw'!$F$2/'Shultis Faw'!$A$2)","v":13.49820396},{"$f":"J412*(H412*'Externe blootstelling'!$D$23/2)^K412+L412*(TANH(((H412*'Externe blootstelling'!$D$23)/(2*M412))-2)-TANH(-2))/(1-TANH(-2))","v":1.87830037648436},{"$f":"IF(N412=1,1+(I412-1)*H412*'Externe blootstelling'!$D$23/2,1+(I412-1)*(N412^(H412*'Externe blootstelling'!$D$23/2)-1)/(N412-1))","v":16.264383844120751},{"$f":"G412*EXP(-H412*'Externe blootstelling'!$D$23/2)*O412","v":3.402366400389015E-5}]
[null," g ",0.11818949999999999,1.8910319999999998E-14,5.0000000000000004E-6,{"$f":"_xlfn.IFNA(INDEX('hp (pSv cm2)'!$B$2:$B$52,MATCH($C413,'hp (pSv cm2)'!$A$2:$A$52,1))+($C413-INDEX('hp (pSv cm2)'!$A$2:$A$52,MATCH($C413,'hp (pSv cm2)'!$A$2:$A$52,1)))*(INDEX('hp (pSv cm2)'!$B$2:$B$52,MATCH($C413,'hp (pSv cm2)'!$A$2:$A$52,1)+1)-INDEX('hp (pSv cm2)'!$B$2:$B$52,MATCH($C413,'hp (pSv cm2)'!$A$2:$A$52,1)))/(INDEX('hp (pSv cm2)'!$A$2:$A$52,MATCH($C413,'hp (pSv cm2)'!$A$2:$A$52,1)+1)-INDEX('hp (pSv cm2)'!$A$2:$A$52,MATCH($C413,'hp (pSv cm2)'!$A$2:$A$52,1))),$C413*'hp (pSv cm2)'!$B$2/'hp (pSv cm2)'!$A$2)","v":0.60130790999999995},{"$f":"F413*E413","v":3.00653955E-6},{"$f":"_xlfn.IFNA(0.997*(INDEX('Mass attenuation coefficients'!$B$2:$B$37,MATCH($C413,'Mass attenuation coefficients'!$A$2:$A$37,1))+($C413-INDEX('Mass attenuation coefficients'!$A$2:$A$37,MATCH($C413,'Mass attenuation coefficients'!$A$2:$A$37,1)))*(INDEX('Mass attenuation coefficients'!$B$2:$B$37,MATCH($C413,'Mass attenuation coefficients'!$A$2:$A$37,1)+1)-INDEX('Mass attenuation coefficients'!$B$2:$B$37,MATCH($C413,'Mass attenuation coefficients'!$A$2:$A$37,1)))/(INDEX('Mass attenuation coefficients'!$A$2:$A$37,MATCH($C413,'Mass attenuation coefficients'!$A$2:$A$37,1)+1)-INDEX('Mass attenuation coefficients'!$A$2:$A$37,MATCH($C413,'Mass attenuation coefficients'!$A$2:$A$37,1)))),0.997*$C413*'Mass attenuation coefficients'!$B$2/'Mass attenuation coefficients'!$A$2)","v":0.16286138767399999},{"$f":"_xlfn.IFNA(INDEX('Shultis Faw'!$C$2:$C$26,MATCH($C413,'Shultis Faw'!$A$2:$A$26,1))+($C413-INDEX('Shultis Faw'!$A$2:$A$26,MATCH($C413,'Shultis Faw'!$A$2:$A$26,1)))*(INDEX('Shultis Faw'!$C$2:$C$26,MATCH($C413,'Shultis Faw'!$A$2:$A$26,1)+1)-INDEX('Shultis Faw'!$C$2:$C$26,MATCH($C413,'Shultis Faw'!$A$2:$A$26,1)))/(INDEX('Shultis Faw'!$A$2:$A$26,MATCH($C413,'Shultis Faw'!$A$2:$A$26,1)+1)-INDEX('Shultis Faw'!$A$2:$A$26,MATCH($C413,'Shultis Faw'!$A$2:$A$26,1))),$C413*'Shultis Faw'!$C$2/'Shultis Faw'!$A$2)","v":4.3843368600000003},{"$f":"_xlfn.IFNA(INDEX('Shultis Faw'!$D$2:$D$26,MATCH($C413,'Shultis Faw'!$A$2:$A$26,1))+($C413-INDEX('Shultis Faw'!$A$2:$A$26,MATCH($C413,'Shultis Faw'!$A$2:$A$26,1)))*(INDEX('Shultis Faw'!$D$2:$D$26,MATCH($C413,'Shultis Faw'!$A$2:$A$26,1)+1)-INDEX('Shultis Faw'!$D$2:$D$26,MATCH($C413,'Shultis Faw'!$A$2:$A$26,1)))/(INDEX('Shultis Faw'!$A$2:$A$26,MATCH($C413,'Shultis Faw'!$A$2:$A$26,1)+1)-INDEX('Shultis Faw'!$A$2:$A$26,MATCH($C413,'Shultis Faw'!$A$2:$A$26,1))),$C413*'Shultis Faw'!$D$2/'Shultis Faw'!$A$2)","v":2.2286395900000002},{"$f":"_xlfn.IFNA(INDEX('Shultis Faw'!$B$2:$B$26,MATCH($C413,'Shultis Faw'!$A$2:$A$26,1))+($C413-INDEX('Shultis Faw'!$A$2:$A$26,MATCH($C413,'Shultis Faw'!$A$2:$A$26,1)))*(INDEX('Shultis Faw'!$B$2:$B$26,MATCH($C413,'Shultis Faw'!$A$2:$A$26,1)+1)-INDEX('Shultis Faw'!$B$2:$B$26,MATCH($C413,'Shultis Faw'!$A$2:$A$26,1)))/(INDEX('Shultis Faw'!$A$2:$A$26,MATCH($C413,'Shultis Faw'!$A$2:$A$26,1)+1)-INDEX('Shultis Faw'!$A$2:$A$26,MATCH($C413,'Shultis Faw'!$A$2:$A$26,1))),$C413*'Shultis Faw'!$B$2/'Shultis Faw'!$A$2)","v":-0.18563621},{"$f":"_xlfn.IFNA(INDEX('Shultis Faw'!$E$2:$E$26,MATCH($C413,'Shultis Faw'!$A$2:$A$26,1))+($C413-INDEX('Shultis Faw'!$A$2:$A$26,MATCH($C413,'Shultis Faw'!$A$2:$A$26,1)))*(INDEX('Shultis Faw'!$E$2:$E$26,MATCH($C413,'Shultis Faw'!$A$2:$A$26,1)+1)-INDEX('Shultis Faw'!$E$2:$E$26,MATCH($C413,'Shultis Faw'!$A$2:$A$26,1)))/(INDEX('Shultis Faw'!$A$2:$A$26,MATCH($C413,'Shultis Faw'!$A$2:$A$26,1)+1)-INDEX('Shultis Faw'!$A$2:$A$26,MATCH($C413,'Shultis Faw'!$A$2:$A$26,1))),$C413*'Shultis Faw'!$E$2/'Shultis Faw'!$A$2)","v":8.081742900000001E-2},{"$f":"_xlfn.IFNA(INDEX('Shultis Faw'!$F$2:$F$26,MATCH($C413,'Shultis Faw'!$A$2:$A$26,1))+($C413-INDEX('Shultis Faw'!$A$2:$A$26,MATCH($C413,'Shultis Faw'!$A$2:$A$26,1)))*(INDEX('Shultis Faw'!$F$2:$F$26,MATCH($C413,'Shultis Faw'!$A$2:$A$26,1)+1)-INDEX('Shultis Faw'!$F$2:$F$26,MATCH($C413,'Shultis Faw'!$A$2:$A$26,1)))/(INDEX('Shultis Faw'!$A$2:$A$26,MATCH($C413,'Shultis Faw'!$A$2:$A$26,1)+1)-INDEX('Shultis Faw'!$A$2:$A$26,MATCH($C413,'Shultis Faw'!$A$2:$A$26,1))),$C413*'Shultis Faw'!$F$2/'Shultis Faw'!$A$2)","v":13.642859399999999},{"$f":"J413*(H413*'Externe blootstelling'!$D$23/2)^K413+L413*(TANH(((H413*'Externe blootstelling'!$D$23)/(2*M413))-2)-TANH(-2))/(1-TANH(-2))","v":1.8887421267381999},{"$f":"IF(N413=1,1+(I413-1)*H413*'Externe blootstelling'!$D$23/2,1+(I413-1)*(N413^(H413*'Externe blootstelling'!$D$23/2)-1)/(N413-1))","v":15.195858405112913},{"$f":"G413*EXP(-H413*'Externe blootstelling'!$D$23/2)*O413","v":3.9704993534272434E-6}]
[null,null,null,null,null,null,null,null,null,null,null,null,null,null,null,null,{"$f":"SUM(P411:P413)/SUM(G411:G413)","v":0.38894514074297049}]
[]
["177Lu","X-ray",8.9250000000000006E-3,{"$f":"C416*1000000*1.6E-19","v":1.4279999999999999E-15},3.1800000000000002E-2,{"$f":"_xlfn.IFNA(INDEX('hp (pSv cm2)'!$B$2:$B$52,MATCH($C416,'hp (pSv cm2)'!$A$2:$A$52,1))+($C416-INDEX('hp (pSv cm2)'!$A$2:$A$52,MATCH($C416,'hp (pSv cm2)'!$A$2:$A$52,1)))*(INDEX('hp (pSv cm2)'!$B$2:$B$52,MATCH($C416,'hp (pSv cm2)'!$A$2:$A$52,1)+1)-INDEX('hp (pSv cm2)'!$B$2:$B$52,MATCH($C416,'hp (pSv cm2)'!$A$2:$A$52,1)))/(INDEX('hp (pSv cm2)'!$A$2:$A$52,MATCH($C416,'hp (pSv cm2)'!$A$2:$A$52,1)+1)-INDEX('hp (pSv cm2)'!$A$2:$A$52,MATCH($C416,'hp (pSv cm2)'!$A$2:$A$52,1))),$C416*'hp (pSv cm2)'!$B$2/'hp (pSv cm2)'!$A$2)","v":4.7837500000000019E-2},{"$f":"F416*E416","v":1.5212325000000008E-3},{"$f":"_xlfn.IFNA(0.997*(INDEX('Mass attenuation coefficients'!$B$2:$B$37,MATCH($C416,'Mass attenuation coefficients'!$A$2:$A$37,1))+($C416-INDEX('Mass attenuation coefficients'!$A$2:$A$37,MATCH($C416,'Mass attenuation coefficients'!$A$2:$A$37,1)))*(INDEX('Mass attenuation coefficients'!$B$2:$B$37,MATCH($C416,'Mass attenuation coefficients'!$A$2:$A$37,1)+1)-INDEX('Mass attenuation coefficients'!$B$2:$B$37,MATCH($C416,'Mass attenuation coefficients'!$A$2:$A$37,1)))/(INDEX('Mass attenuation coefficients'!$A$2:$A$37,MATCH($C416,'Mass attenuation coefficients'!$A$2:$A$37,1)+1)-INDEX('Mass attenuation coefficients'!$A$2:$A$37,MATCH($C416,'Mass attenuation coefficients'!$A$2:$A$37,1)))),0.997*$C416*'Mass attenuation coefficients'!$B$2/'Mass attenuation coefficients'!$A$2)","v":8.0144218874999993},{"$f":"_xlfn.IFNA(INDEX('Shultis Faw'!$C$2:$C$26,MATCH($C416,'Shultis Faw'!$A$2:$A$26,1))+($C416-INDEX('Shultis Faw'!$A$2:$A$26,MATCH($C416,'Shultis Faw'!$A$2:$A$26,1)))*(INDEX('Shultis Faw'!$C$2:$C$26,MATCH($C416,'Shultis Faw'!$A$2:$A$26,1)+1)-INDEX('Shultis Faw'!$C$2:$C$26,MATCH($C416,'Shultis Faw'!$A$2:$A$26,1)))/(INDEX('Shultis Faw'!$A$2:$A$26,MATCH($C416,'Shultis Faw'!$A$2:$A$26,1)+1)-INDEX('Shultis Faw'!$A$2:$A$26,MATCH($C416,'Shultis Faw'!$A$2:$A$26,1))),$C416*'Shultis Faw'!$C$2/'Shultis Faw'!$A$2)","v":0.70329000000000008},{"$f":"_xlfn.IFNA(INDEX('Shultis Faw'!$D$2:$D$26,MATCH($C416,'Shultis Faw'!$A$2:$A$26,1))+($C416-INDEX('Shultis Faw'!$A$2:$A$26,MATCH($C416,'Shultis Faw'!$A$2:$A$26,1)))*(INDEX('Shultis Faw'!$D$2:$D$26,MATCH($C416,'Shultis Faw'!$A$2:$A$26,1)+1)-INDEX('Shultis Faw'!$D$2:$D$26,MATCH($C416,'Shultis Faw'!$A$2:$A$26,1)))/(INDEX('Shultis Faw'!$A$2:$A$26,MATCH($C416,'Shultis Faw'!$A$2:$A$26,1)+1)-INDEX('Shultis Faw'!$A$2:$A$26,MATCH($C416,'Shultis Faw'!$A$2:$A$26,1))),$C416*'Shultis Faw'!$D$2/'Shultis Faw'!$A$2)","v":0.27548500000000004},{"$f":"_xlfn.IFNA(INDEX('Shultis Faw'!$B$2:$B$26,MATCH($C416,'Shultis Faw'!$A$2:$A$26,1))+($C416-INDEX('Shultis Faw'!$A$2:$A$26,MATCH($C416,'Shultis Faw'!$A$2:$A$26,1)))*(INDEX('Shultis Faw'!$B$2:$B$26,MATCH($C416,'Shultis Faw'!$A$2:$A$26,1)+1)-INDEX('Shultis Faw'!$B$2:$B$26,MATCH($C416,'Shultis Faw'!$A$2:$A$26,1)))/(INDEX('Shultis Faw'!$A$2:$A$26,MATCH($C416,'Shultis Faw'!$A$2:$A$26,1)+1)-INDEX('Shultis Faw'!$A$2:$A$26,MATCH($C416,'Shultis Faw'!$A$2:$A$26,1))),$C416*'Shultis Faw'!$B$2/'Shultis Faw'!$A$2)","v":0.10234},{"$f":"_xlfn.IFNA(INDEX('Shultis Faw'!$E$2:$E$26,MATCH($C416,'Shultis Faw'!$A$2:$A$26,1))+($C416-INDEX('Shultis Faw'!$A$2:$A$26,MATCH($C416,'Shultis Faw'!$A$2:$A$26,1)))*(INDEX('Shultis Faw'!$E$2:$E$26,MATCH($C416,'Shultis Faw'!$A$2:$A$26,1)+1)-INDEX('Shultis Faw'!$E$2:$E$26,MATCH($C416,'Shultis Faw'!$A$2:$A$26,1)))/(INDEX('Shultis Faw'!$A$2:$A$26,MATCH($C416,'Shultis Faw'!$A$2:$A$26,1)+1)-INDEX('Shultis Faw'!$A$2:$A$26,MATCH($C416,'Shultis Faw'!$A$2:$A$26,1))),$C416*'Shultis Faw'!$E$2/'Shultis Faw'!$A$2)","v":-5.4026000000000012E-2},{"$f":"_xlfn.IFNA(INDEX('Shultis Faw'!$F$2:$F$26,MATCH($C416,'Shultis Faw'!$A$2:$A$26,1))+($C416-INDEX('Shultis Faw'!$A$2:$A$26,MATCH($C416,'Shultis Faw'!$A$2:$A$26,1)))*(INDEX('Shultis Faw'!$F$2:$F$26,MATCH($C416,'Shultis Faw'!$A$2:$A$26,1)+1)-INDEX('Shultis Faw'!$F$2:$F$26,MATCH($C416,'Shultis Faw'!$A$2:$A$26,1)))/(INDEX('Shultis Faw'!$A$2:$A$26,MATCH($C416,'Shultis Faw'!$A$2:$A$26,1)+1)-INDEX('Shultis Faw'!$A$2:$A$26,MATCH($C416,'Shultis Faw'!$A$2:$A$26,1))),$C416*'Shultis Faw'!$F$2/'Shultis Faw'!$A$2)","v":8.4668500000000027},{"$f":"J416*(H416*'Externe blootstelling'!$D$23/2)^K416+L416*(TANH(((H416*'Externe blootstelling'!$D$23)/(2*M416))-2)-TANH(-2))/(1-TANH(-2))","v":0.39571389813422331},{"$f":"IF(N416=1,1+(I416-1)*H416*'Externe blootstelling'!$D$23/2,1+(I416-1)*(N416^(H416*'Externe blootstelling'!$D$23/2)-1)/(N416-1))","v":0.50899085866134186},{"$f":"G416*EXP(-H416*'Externe blootstelling'!$D$23/2)*O416","v":4.7820879260232638E-56}]
[null,"X-ray",5.4612000000000001E-2,8.7379199999999998E-15,1.5900000000000001E-2,{"$f":"_xlfn.IFNA(INDEX('hp (pSv cm2)'!$B$2:$B$52,MATCH($C417,'hp (pSv cm2)'!$A$2:$A$52,1))+($C417-INDEX('hp (pSv cm2)'!$A$2:$A$52,MATCH($C417,'hp (pSv cm2)'!$A$2:$A$52,1)))*(INDEX('hp (pSv cm2)'!$B$2:$B$52,MATCH($C417,'hp (pSv cm2)'!$A$2:$A$52,1)+1)-INDEX('hp (pSv cm2)'!$B$2:$B$52,MATCH($C417,'hp (pSv cm2)'!$A$2:$A$52,1)))/(INDEX('hp (pSv cm2)'!$A$2:$A$52,MATCH($C417,'hp (pSv cm2)'!$A$2:$A$52,1)+1)-INDEX('hp (pSv cm2)'!$A$2:$A$52,MATCH($C417,'hp (pSv cm2)'!$A$2:$A$52,1))),$C417*'hp (pSv cm2)'!$B$2/'hp (pSv cm2)'!$A$2)","v":0.378224},6.0137616000000005E-3,{"$f":"_xlfn.IFNA(0.997*(INDEX('Mass attenuation coefficients'!$B$2:$B$37,MATCH($C417,'Mass attenuation coefficients'!$A$2:$A$37,1))+($C417-INDEX('Mass attenuation coefficients'!$A$2:$A$37,MATCH($C417,'Mass attenuation coefficients'!$A$2:$A$37,1)))*(INDEX('Mass attenuation coefficients'!$B$2:$B$37,MATCH($C417,'Mass attenuation coefficients'!$A$2:$A$37,1)+1)-INDEX('Mass attenuation coefficients'!$B$2:$B$37,MATCH($C417,'Mass attenuation coefficients'!$A$2:$A$37,1)))/(INDEX('Mass attenuation coefficients'!$A$2:$A$37,MATCH($C417,'Mass attenuation coefficients'!$A$2:$A$37,1)+1)-INDEX('Mass attenuation coefficients'!$A$2:$A$37,MATCH($C417,'Mass attenuation coefficients'!$A$2:$A$37,1)))),0.997*$C417*'Mass attenuation coefficients'!$B$2/'Mass attenuation coefficients'!$A$2)","v":0.21656315559999997},{"$f":"_xlfn.IFNA(INDEX('Shultis Faw'!$C$2:$C$26,MATCH($C417,'Shultis Faw'!$A$2:$A$26,1))+($C417-INDEX('Shultis Faw'!$A$2:$A$26,MATCH($C417,'Shultis Faw'!$A$2:$A$26,1)))*(INDEX('Shultis Faw'!$C$2:$C$26,MATCH($C417,'Shultis Faw'!$A$2:$A$26,1)+1)-INDEX('Shultis Faw'!$C$2:$C$26,MATCH($C417,'Shultis Faw'!$A$2:$A$26,1)))/(INDEX('Shultis Faw'!$A$2:$A$26,MATCH($C417,'Shultis Faw'!$A$2:$A$26,1)+1)-INDEX('Shultis Faw'!$A$2:$A$26,MATCH($C417,'Shultis Faw'!$A$2:$A$26,1))),$C417*'Shultis Faw'!$C$2/'Shultis Faw'!$A$2)","v":4.7017464000000002},{"$f":"_xlfn.IFNA(INDEX('Shultis Faw'!$D$2:$D$26,MATCH($C417,'Shultis Faw'!$A$2:$A$26,1))+($C417-INDEX('Shultis Faw'!$A$2:$A$26,MATCH($C417,'Shultis Faw'!$A$2:$A$26,1)))*(INDEX('Shultis Faw'!$D$2:$D$26,MATCH($C417,'Shultis Faw'!$A$2:$A$26,1)+1)-INDEX('Shultis Faw'!$D$2:$D$26,MATCH($C417,'Shultis Faw'!$A$2:$A$26,1)))/(INDEX('Shultis Faw'!$A$2:$A$26,MATCH($C417,'Shultis Faw'!$A$2:$A$26,1)+1)-INDEX('Shultis Faw'!$A$2:$A$26,MATCH($C417,'Shultis Faw'!$A$2:$A$26,1))),$C417*'Shultis Faw'!$D$2/'Shultis Faw'!$A$2)","v":1.5829076},{"$f":"_xlfn.IFNA(INDEX('Shultis Faw'!$B$2:$B$26,MATCH($C417,'Shultis Faw'!$A$2:$A$26,1))+($C417-INDEX('Shultis Faw'!$A$2:$A$26,MATCH($C417,'Shultis Faw'!$A$2:$A$26,1)))*(INDEX('Shultis Faw'!$B$2:$B$26,MATCH($C417,'Shultis Faw'!$A$2:$A$26,1)+1)-INDEX('Shultis Faw'!$B$2:$B$26,MATCH($C417,'Shultis Faw'!$A$2:$A$26,1)))/(INDEX('Shultis Faw'!$A$2:$A$26,MATCH($C417,'Shultis Faw'!$A$2:$A$26,1)+1)-INDEX('Shultis Faw'!$A$2:$A$26,MATCH($C417,'Shultis Faw'!$A$2:$A$26,1))),$C417*'Shultis Faw'!$B$2/'Shultis Faw'!$A$2)","v":-0.1033704},{"$f":"_xlfn.IFNA(INDEX('Shultis Faw'!$E$2:$E$26,MATCH($C417,'Shultis Faw'!$A$2:$A$26,1))+($C417-INDEX('Shultis Faw'!$A$2:$A$26,MATCH($C417,'Shultis Faw'!$A$2:$A$26,1)))*(INDEX('Shultis Faw'!$E$2:$E$26,MATCH($C417,'Shultis Faw'!$A$2:$A$26,1)+1)-INDEX('Shultis Faw'!$E$2:$E$26,MATCH($C417,'Shultis Faw'!$A$2:$A$26,1)))/(INDEX('Shultis Faw'!$A$2:$A$26,MATCH($C417,'Shultis Faw'!$A$2:$A$26,1)+1)-INDEX('Shultis Faw'!$A$2:$A$26,MATCH($C417,'Shultis Faw'!$A$2:$A$26,1))),$C417*'Shultis Faw'!$E$2/'Shultis Faw'!$A$2)","v":4.4246399999999998E-2},{"$f":"_xlfn.IFNA(INDEX('Shultis Faw'!$F$2:$F$26,MATCH($C417,'Shultis Faw'!$A$2:$A$26,1))+($C417-INDEX('Shultis Faw'!$A$2:$A$26,MATCH($C417,'Shultis Faw'!$A$2:$A$26,1)))*(INDEX('Shultis Faw'!$F$2:$F$26,MATCH($C417,'Shultis Faw'!$A$2:$A$26,1)+1)-INDEX('Shultis Faw'!$F$2:$F$26,MATCH($C417,'Shultis Faw'!$A$2:$A$26,1)))/(INDEX('Shultis Faw'!$A$2:$A$26,MATCH($C417,'Shultis Faw'!$A$2:$A$26,1)+1)-INDEX('Shultis Faw'!$A$2:$A$26,MATCH($C417,'Shultis Faw'!$A$2:$A$26,1))),$C417*'Shultis Faw'!$F$2/'Shultis Faw'!$A$2)","v":13.629224000000001},{"$f":"J417*(H417*'Externe blootstelling'!$D$23/2)^K417+L417*(TANH(((H417*'Externe blootstelling'!$D$23)/(2*M417))-2)-TANH(-2))/(1-TANH(-2))","v":1.4018850007581269},{"$f":"IF(N417=1,1+(I417-1)*H417*'Externe blootstelling'!$D$23/2,1+(I417-1)*(N417^(H417*'Externe blootstelling'!$D$23/2)-1)/(N417-1))","v":19.387976340517991},{"$f":"G417*EXP(-H417*'Externe blootstelling'!$D$23/2)*O417","v":4.5278907212459377E-3}]
[null,"X-ray",5.5790899999999997E-2,8.9265439999999986E-15,2.7799999999999998E-2,{"$f":"_xlfn.IFNA(INDEX('hp (pSv cm2)'!$B$2:$B$52,MATCH($C418,'hp (pSv cm2)'!$A$2:$A$52,1))+($C418-INDEX('hp (pSv cm2)'!$A$2:$A$52,MATCH($C418,'hp (pSv cm2)'!$A$2:$A$52,1)))*(INDEX('hp (pSv cm2)'!$B$2:$B$52,MATCH($C418,'hp (pSv cm2)'!$A$2:$A$52,1)+1)-INDEX('hp (pSv cm2)'!$B$2:$B$52,MATCH($C418,'hp (pSv cm2)'!$A$2:$A$52,1)))/(INDEX('hp (pSv cm2)'!$A$2:$A$52,MATCH($C418,'hp (pSv cm2)'!$A$2:$A$52,1)+1)-INDEX('hp (pSv cm2)'!$A$2:$A$52,MATCH($C418,'hp (pSv cm2)'!$A$2:$A$52,1))),$C418*'hp (pSv cm2)'!$B$2/'hp (pSv cm2)'!$A$2)","v":0.38058180000000003},1.0580174039999999E-2,{"$f":"_xlfn.IFNA(0.997*(INDEX('Mass attenuation coefficients'!$B$2:$B$37,MATCH($C418,'Mass attenuation coefficients'!$A$2:$A$37,1))+($C418-INDEX('Mass attenuation coefficients'!$A$2:$A$37,MATCH($C418,'Mass attenuation coefficients'!$A$2:$A$37,1)))*(INDEX('Mass attenuation coefficients'!$B$2:$B$37,MATCH($C418,'Mass attenuation coefficients'!$A$2:$A$37,1)+1)-INDEX('Mass attenuation coefficients'!$B$2:$B$37,MATCH($C418,'Mass attenuation coefficients'!$A$2:$A$37,1)))/(INDEX('Mass attenuation coefficients'!$A$2:$A$37,MATCH($C418,'Mass attenuation coefficients'!$A$2:$A$37,1)+1)-INDEX('Mass attenuation coefficients'!$A$2:$A$37,MATCH($C418,'Mass attenuation coefficients'!$A$2:$A$37,1)))),0.997*$C418*'Mass attenuation coefficients'!$B$2/'Mass attenuation coefficients'!$A$2)","v":0.21409489267000001},{"$f":"_xlfn.IFNA(INDEX('Shultis Faw'!$C$2:$C$26,MATCH($C418,'Shultis Faw'!$A$2:$A$26,1))+($C418-INDEX('Shultis Faw'!$A$2:$A$26,MATCH($C418,'Shultis Faw'!$A$2:$A$26,1)))*(INDEX('Shultis Faw'!$C$2:$C$26,MATCH($C418,'Shultis Faw'!$A$2:$A$26,1)+1)-INDEX('Shultis Faw'!$C$2:$C$26,MATCH($C418,'Shultis Faw'!$A$2:$A$26,1)))/(INDEX('Shultis Faw'!$A$2:$A$26,MATCH($C418,'Shultis Faw'!$A$2:$A$26,1)+1)-INDEX('Shultis Faw'!$A$2:$A$26,MATCH($C418,'Shultis Faw'!$A$2:$A$26,1))),$C418*'Shultis Faw'!$C$2/'Shultis Faw'!$A$2)","v":4.7632849799999999},{"$f":"_xlfn.IFNA(INDEX('Shultis Faw'!$D$2:$D$26,MATCH($C418,'Shultis Faw'!$A$2:$A$26,1))+($C418-INDEX('Shultis Faw'!$A$2:$A$26,MATCH($C418,'Shultis Faw'!$A$2:$A$26,1)))*(INDEX('Shultis Faw'!$D$2:$D$26,MATCH($C418,'Shultis Faw'!$A$2:$A$26,1)+1)-INDEX('Shultis Faw'!$D$2:$D$26,MATCH($C418,'Shultis Faw'!$A$2:$A$26,1)))/(INDEX('Shultis Faw'!$A$2:$A$26,MATCH($C418,'Shultis Faw'!$A$2:$A$26,1)+1)-INDEX('Shultis Faw'!$A$2:$A$26,MATCH($C418,'Shultis Faw'!$A$2:$A$26,1))),$C418*'Shultis Faw'!$D$2/'Shultis Faw'!$A$2)","v":1.6150915699999999},{"$f":"_xlfn.IFNA(INDEX('Shultis Faw'!$B$2:$B$26,MATCH($C418,'Shultis Faw'!$A$2:$A$26,1))+($C418-INDEX('Shultis Faw'!$A$2:$A$26,MATCH($C418,'Shultis Faw'!$A$2:$A$26,1)))*(INDEX('Shultis Faw'!$B$2:$B$26,MATCH($C418,'Shultis Faw'!$A$2:$A$26,1)+1)-INDEX('Shultis Faw'!$B$2:$B$26,MATCH($C418,'Shultis Faw'!$A$2:$A$26,1)))/(INDEX('Shultis Faw'!$A$2:$A$26,MATCH($C418,'Shultis Faw'!$A$2:$A$26,1)+1)-INDEX('Shultis Faw'!$A$2:$A$26,MATCH($C418,'Shultis Faw'!$A$2:$A$26,1))),$C418*'Shultis Faw'!$B$2/'Shultis Faw'!$A$2)","v":-0.10832177999999999},{"$f":"_xlfn.IFNA(INDEX('Shultis Faw'!$E$2:$E$26,MATCH($C418,'Shultis Faw'!$A$2:$A$26,1))+($C418-INDEX('Shultis Faw'!$A$2:$A$26,MATCH($C418,'Shultis Faw'!$A$2:$A$26,1)))*(INDEX('Shultis Faw'!$E$2:$E$26,MATCH($C418,'Shultis Faw'!$A$2:$A$26,1)+1)-INDEX('Shultis Faw'!$E$2:$E$26,MATCH($C418,'Shultis Faw'!$A$2:$A$26,1)))/(INDEX('Shultis Faw'!$A$2:$A$26,MATCH($C418,'Shultis Faw'!$A$2:$A$26,1)+1)-INDEX('Shultis Faw'!$A$2:$A$26,MATCH($C418,'Shultis Faw'!$A$2:$A$26,1))),$C418*'Shultis Faw'!$E$2/'Shultis Faw'!$A$2)","v":4.6839979999999989E-2},{"$f":"_xlfn.IFNA(INDEX('Shultis Faw'!$F$2:$F$26,MATCH($C418,'Shultis Faw'!$A$2:$A$26,1))+($C418-INDEX('Shultis Faw'!$A$2:$A$26,MATCH($C418,'Shultis Faw'!$A$2:$A$26,1)))*(INDEX('Shultis Faw'!$F$2:$F$26,MATCH($C418,'Shultis Faw'!$A$2:$A$26,1)+1)-INDEX('Shultis Faw'!$F$2:$F$26,MATCH($C418,'Shultis Faw'!$A$2:$A$26,1)))/(INDEX('Shultis Faw'!$A$2:$A$26,MATCH($C418,'Shultis Faw'!$A$2:$A$26,1)+1)-INDEX('Shultis Faw'!$A$2:$A$26,MATCH($C418,'Shultis Faw'!$A$2:$A$26,1))),$C418*'Shultis Faw'!$F$2/'Shultis Faw'!$A$2)","v":13.631581799999999},{"$f":"J418*(H418*'Externe blootstelling'!$D$23/2)^K418+L418*(TANH(((H418*'Externe blootstelling'!$D$23)/(2*M418))-2)-TANH(-2))/(1-TANH(-2))","v":1.4238485593284724},{"$f":"IF(N418=1,1+(I418-1)*H418*'Externe blootstelling'!$D$23/2,1+(I418-1)*(N418^(H418*'Externe blootstelling'!$D$23/2)-1)/(N418-1))","v":19.739246138610003},{"$f":"G418*EXP(-H418*'Externe blootstelling'!$D$23/2)*O418","v":8.4162749880150219E-3}]
[null,"X-ray",6.3233999999999999E-2,1.0117439999999999E-14,9.1700000000000011E-3,{"$f":"_xlfn.IFNA(INDEX('hp (pSv cm2)'!$B$2:$B$52,MATCH($C419,'hp (pSv cm2)'!$A$2:$A$52,1))+($C419-INDEX('hp (pSv cm2)'!$A$2:$A$52,MATCH($C419,'hp (pSv cm2)'!$A$2:$A$52,1)))*(INDEX('hp (pSv cm2)'!$B$2:$B$52,MATCH($C419,'hp (pSv cm2)'!$A$2:$A$52,1)+1)-INDEX('hp (pSv cm2)'!$B$2:$B$52,MATCH($C419,'hp (pSv cm2)'!$A$2:$A$52,1)))/(INDEX('hp (pSv cm2)'!$A$2:$A$52,MATCH($C419,'hp (pSv cm2)'!$A$2:$A$52,1)+1)-INDEX('hp (pSv cm2)'!$A$2:$A$52,MATCH($C419,'hp (pSv cm2)'!$A$2:$A$52,1))),$C419*'hp (pSv cm2)'!$B$2/'hp (pSv cm2)'!$A$2)","v":0.39611479999999999},3.6323727160000002E-3,{"$f":"_xlfn.IFNA(0.997*(INDEX('Mass attenuation coefficients'!$B$2:$B$37,MATCH($C419,'Mass attenuation coefficients'!$A$2:$A$37,1))+($C419-INDEX('Mass attenuation coefficients'!$A$2:$A$37,MATCH($C419,'Mass attenuation coefficients'!$A$2:$A$37,1)))*(INDEX('Mass attenuation coefficients'!$B$2:$B$37,MATCH($C419,'Mass attenuation coefficients'!$A$2:$A$37,1)+1)-INDEX('Mass attenuation coefficients'!$B$2:$B$37,MATCH($C419,'Mass attenuation coefficients'!$A$2:$A$37,1)))/(INDEX('Mass attenuation coefficients'!$A$2:$A$37,MATCH($C419,'Mass attenuation coefficients'!$A$2:$A$37,1)+1)-INDEX('Mass attenuation coefficients'!$A$2:$A$37,MATCH($C419,'Mass attenuation coefficients'!$A$2:$A$37,1)))),0.997*$C419*'Mass attenuation coefficients'!$B$2/'Mass attenuation coefficients'!$A$2)","v":0.20170332922},{"$f":"_xlfn.IFNA(INDEX('Shultis Faw'!$C$2:$C$26,MATCH($C419,'Shultis Faw'!$A$2:$A$26,1))+($C419-INDEX('Shultis Faw'!$A$2:$A$26,MATCH($C419,'Shultis Faw'!$A$2:$A$26,1)))*(INDEX('Shultis Faw'!$C$2:$C$26,MATCH($C419,'Shultis Faw'!$A$2:$A$26,1)+1)-INDEX('Shultis Faw'!$C$2:$C$26,MATCH($C419,'Shultis Faw'!$A$2:$A$26,1)))/(INDEX('Shultis Faw'!$A$2:$A$26,MATCH($C419,'Shultis Faw'!$A$2:$A$26,1)+1)-INDEX('Shultis Faw'!$A$2:$A$26,MATCH($C419,'Shultis Faw'!$A$2:$A$26,1))),$C419*'Shultis Faw'!$C$2/'Shultis Faw'!$A$2)","v":4.9952891999999993},{"$f":"_xlfn.IFNA(INDEX('Shultis Faw'!$D$2:$D$26,MATCH($C419,'Shultis Faw'!$A$2:$A$26,1))+($C419-INDEX('Shultis Faw'!$A$2:$A$26,MATCH($C419,'Shultis Faw'!$A$2:$A$26,1)))*(INDEX('Shultis Faw'!$D$2:$D$26,MATCH($C419,'Shultis Faw'!$A$2:$A$26,1)+1)-INDEX('Shultis Faw'!$D$2:$D$26,MATCH($C419,'Shultis Faw'!$A$2:$A$26,1)))/(INDEX('Shultis Faw'!$A$2:$A$26,MATCH($C419,'Shultis Faw'!$A$2:$A$26,1)+1)-INDEX('Shultis Faw'!$A$2:$A$26,MATCH($C419,'Shultis Faw'!$A$2:$A$26,1))),$C419*'Shultis Faw'!$D$2/'Shultis Faw'!$A$2)","v":1.7831992999999999},{"$f":"_xlfn.IFNA(INDEX('Shultis Faw'!$B$2:$B$26,MATCH($C419,'Shultis Faw'!$A$2:$A$26,1))+($C419-INDEX('Shultis Faw'!$A$2:$A$26,MATCH($C419,'Shultis Faw'!$A$2:$A$26,1)))*(INDEX('Shultis Faw'!$B$2:$B$26,MATCH($C419,'Shultis Faw'!$A$2:$A$26,1)+1)-INDEX('Shultis Faw'!$B$2:$B$26,MATCH($C419,'Shultis Faw'!$A$2:$A$26,1)))/(INDEX('Shultis Faw'!$A$2:$A$26,MATCH($C419,'Shultis Faw'!$A$2:$A$26,1)+1)-INDEX('Shultis Faw'!$A$2:$A$26,MATCH($C419,'Shultis Faw'!$A$2:$A$26,1))),$C419*'Shultis Faw'!$B$2/'Shultis Faw'!$A$2)","v":-0.1327914},{"$f":"_xlfn.IFNA(INDEX('Shultis Faw'!$E$2:$E$26,MATCH($C419,'Shultis Faw'!$A$2:$A$26,1))+($C419-INDEX('Shultis Faw'!$A$2:$A$26,MATCH($C419,'Shultis Faw'!$A$2:$A$26,1)))*(INDEX('Shultis Faw'!$E$2:$E$26,MATCH($C419,'Shultis Faw'!$A$2:$A$26,1)+1)-INDEX('Shultis Faw'!$E$2:$E$26,MATCH($C419,'Shultis Faw'!$A$2:$A$26,1)))/(INDEX('Shultis Faw'!$A$2:$A$26,MATCH($C419,'Shultis Faw'!$A$2:$A$26,1)+1)-INDEX('Shultis Faw'!$A$2:$A$26,MATCH($C419,'Shultis Faw'!$A$2:$A$26,1))),$C419*'Shultis Faw'!$E$2/'Shultis Faw'!$A$2)","v":5.9479529999999996E-2},{"$f":"_xlfn.IFNA(INDEX('Shultis Faw'!$F$2:$F$26,MATCH($C419,'Shultis Faw'!$A$2:$A$26,1))+($C419-INDEX('Shultis Faw'!$A$2:$A$26,MATCH($C419,'Shultis Faw'!$A$2:$A$26,1)))*(INDEX('Shultis Faw'!$F$2:$F$26,MATCH($C419,'Shultis Faw'!$A$2:$A$26,1)+1)-INDEX('Shultis Faw'!$F$2:$F$26,MATCH($C419,'Shultis Faw'!$A$2:$A$26,1)))/(INDEX('Shultis Faw'!$A$2:$A$26,MATCH($C419,'Shultis Faw'!$A$2:$A$26,1)+1)-INDEX('Shultis Faw'!$A$2:$A$26,MATCH($C419,'Shultis Faw'!$A$2:$A$26,1))),$C419*'Shultis Faw'!$F$2/'Shultis Faw'!$A$2)","v":13.644851000000001},{"$f":"J419*(H419*'Externe blootstelling'!$D$23/2)^K419+L419*(TANH(((H419*'Externe blootstelling'!$D$23)/(2*M419))-2)-TANH(-2))/(1-TANH(-2))","v":1.5399972429359503},{"$f":"IF(N419=1,1+(I419-1)*H419*'Externe blootstelling'!$D$23/2,1+(I419-1)*(N419^(H419*'Externe blootstelling'!$D$23/2)-1)/(N419-1))","v":20.922973075051914},{"$f":"G419*EXP(-H419*'Externe blootstelling'!$D$23/2)*O419","v":3.6883672583387372E-3}]
[null,"X-ray",6.5131999999999995E-2,1.0421119999999998E-14,2.4499999999999999E-3,{"$f":"_xlfn.IFNA(INDEX('hp (pSv cm2)'!$B$2:$B$52,MATCH($C420,'hp (pSv cm2)'!$A$2:$A$52,1))+($C420-INDEX('hp (pSv cm2)'!$A$2:$A$52,MATCH($C420,'hp (pSv cm2)'!$A$2:$A$52,1)))*(INDEX('hp (pSv cm2)'!$B$2:$B$52,MATCH($C420,'hp (pSv cm2)'!$A$2:$A$52,1)+1)-INDEX('hp (pSv cm2)'!$B$2:$B$52,MATCH($C420,'hp (pSv cm2)'!$A$2:$A$52,1)))/(INDEX('hp (pSv cm2)'!$A$2:$A$52,MATCH($C420,'hp (pSv cm2)'!$A$2:$A$52,1)+1)-INDEX('hp (pSv cm2)'!$A$2:$A$52,MATCH($C420,'hp (pSv cm2)'!$A$2:$A$52,1))),$C420*'hp (pSv cm2)'!$B$2/'hp (pSv cm2)'!$A$2)","v":0.40029039999999999},9.8071148000000003E-4,{"$f":"_xlfn.IFNA(0.997*(INDEX('Mass attenuation coefficients'!$B$2:$B$37,MATCH($C420,'Mass attenuation coefficients'!$A$2:$A$37,1))+($C420-INDEX('Mass attenuation coefficients'!$A$2:$A$37,MATCH($C420,'Mass attenuation coefficients'!$A$2:$A$37,1)))*(INDEX('Mass attenuation coefficients'!$B$2:$B$37,MATCH($C420,'Mass attenuation coefficients'!$A$2:$A$37,1)+1)-INDEX('Mass attenuation coefficients'!$B$2:$B$37,MATCH($C420,'Mass attenuation coefficients'!$A$2:$A$37,1)))/(INDEX('Mass attenuation coefficients'!$A$2:$A$37,MATCH($C420,'Mass attenuation coefficients'!$A$2:$A$37,1)+1)-INDEX('Mass attenuation coefficients'!$A$2:$A$37,MATCH($C420,'Mass attenuation coefficients'!$A$2:$A$37,1)))),0.997*$C420*'Mass attenuation coefficients'!$B$2/'Mass attenuation coefficients'!$A$2)","v":0.19960286956000001},{"$f":"_xlfn.IFNA(INDEX('Shultis Faw'!$C$2:$C$26,MATCH($C420,'Shultis Faw'!$A$2:$A$26,1))+($C420-INDEX('Shultis Faw'!$A$2:$A$26,MATCH($C420,'Shultis Faw'!$A$2:$A$26,1)))*(INDEX('Shultis Faw'!$C$2:$C$26,MATCH($C420,'Shultis Faw'!$A$2:$A$26,1)+1)-INDEX('Shultis Faw'!$C$2:$C$26,MATCH($C420,'Shultis Faw'!$A$2:$A$26,1)))/(INDEX('Shultis Faw'!$A$2:$A$26,MATCH($C420,'Shultis Faw'!$A$2:$A$26,1)+1)-INDEX('Shultis Faw'!$A$2:$A$26,MATCH($C420,'Shultis Faw'!$A$2:$A$26,1))),$C420*'Shultis Faw'!$C$2/'Shultis Faw'!$A$2)","v":5.0025015999999995},{"$f":"_xlfn.IFNA(INDEX('Shultis Faw'!$D$2:$D$26,MATCH($C420,'Shultis Faw'!$A$2:$A$26,1))+($C420-INDEX('Shultis Faw'!$A$2:$A$26,MATCH($C420,'Shultis Faw'!$A$2:$A$26,1)))*(INDEX('Shultis Faw'!$D$2:$D$26,MATCH($C420,'Shultis Faw'!$A$2:$A$26,1)+1)-INDEX('Shultis Faw'!$D$2:$D$26,MATCH($C420,'Shultis Faw'!$A$2:$A$26,1)))/(INDEX('Shultis Faw'!$A$2:$A$26,MATCH($C420,'Shultis Faw'!$A$2:$A$26,1)+1)-INDEX('Shultis Faw'!$A$2:$A$26,MATCH($C420,'Shultis Faw'!$A$2:$A$26,1))),$C420*'Shultis Faw'!$D$2/'Shultis Faw'!$A$2)","v":1.8144214000000001},{"$f":"_xlfn.IFNA(INDEX('Shultis Faw'!$B$2:$B$26,MATCH($C420,'Shultis Faw'!$A$2:$A$26,1))+($C420-INDEX('Shultis Faw'!$A$2:$A$26,MATCH($C420,'Shultis Faw'!$A$2:$A$26,1)))*(INDEX('Shultis Faw'!$B$2:$B$26,MATCH($C420,'Shultis Faw'!$A$2:$A$26,1)+1)-INDEX('Shultis Faw'!$B$2:$B$26,MATCH($C420,'Shultis Faw'!$A$2:$A$26,1)))/(INDEX('Shultis Faw'!$A$2:$A$26,MATCH($C420,'Shultis Faw'!$A$2:$A$26,1)+1)-INDEX('Shultis Faw'!$A$2:$A$26,MATCH($C420,'Shultis Faw'!$A$2:$A$26,1))),$C420*'Shultis Faw'!$B$2/'Shultis Faw'!$A$2)","v":-0.13677719999999999},{"$f":"_xlfn.IFNA(INDEX('Shultis Faw'!$E$2:$E$26,MATCH($C420,'Shultis Faw'!$A$2:$A$26,1))+($C420-INDEX('Shultis Faw'!$A$2:$A$26,MATCH($C420,'Shultis Faw'!$A$2:$A$26,1)))*(INDEX('Shultis Faw'!$E$2:$E$26,MATCH($C420,'Shultis Faw'!$A$2:$A$26,1)+1)-INDEX('Shultis Faw'!$E$2:$E$26,MATCH($C420,'Shultis Faw'!$A$2:$A$26,1)))/(INDEX('Shultis Faw'!$A$2:$A$26,MATCH($C420,'Shultis Faw'!$A$2:$A$26,1)+1)-INDEX('Shultis Faw'!$A$2:$A$26,MATCH($C420,'Shultis Faw'!$A$2:$A$26,1))),$C420*'Shultis Faw'!$E$2/'Shultis Faw'!$A$2)","v":6.1462939999999994E-2},{"$f":"_xlfn.IFNA(INDEX('Shultis Faw'!$F$2:$F$26,MATCH($C420,'Shultis Faw'!$A$2:$A$26,1))+($C420-INDEX('Shultis Faw'!$A$2:$A$26,MATCH($C420,'Shultis Faw'!$A$2:$A$26,1)))*(INDEX('Shultis Faw'!$F$2:$F$26,MATCH($C420,'Shultis Faw'!$A$2:$A$26,1)+1)-INDEX('Shultis Faw'!$F$2:$F$26,MATCH($C420,'Shultis Faw'!$A$2:$A$26,1)))/(INDEX('Shultis Faw'!$A$2:$A$26,MATCH($C420,'Shultis Faw'!$A$2:$A$26,1)+1)-INDEX('Shultis Faw'!$A$2:$A$26,MATCH($C420,'Shultis Faw'!$A$2:$A$26,1))),$C420*'Shultis Faw'!$F$2/'Shultis Faw'!$A$2)","v":13.647698},{"$f":"J420*(H420*'Externe blootstelling'!$D$23/2)^K420+L420*(TANH(((H420*'Externe blootstelling'!$D$23)/(2*M420))-2)-TANH(-2))/(1-TANH(-2))","v":1.5623004243717604},{"$f":"IF(N420=1,1+(I420-1)*H420*'Externe blootstelling'!$D$23/2,1+(I420-1)*(N420^(H420*'Externe blootstelling'!$D$23/2)-1)/(N420-1))","v":20.952804472457657},{"$f":"G420*EXP(-H420*'Externe blootstelling'!$D$23/2)*O420","v":1.0291698313886505E-3}]
[null,"g",7.1641800000000005E-2,1.1462688E-14,1.7260000000000001E-3,{"$f":"_xlfn.IFNA(INDEX('hp (pSv cm2)'!$B$2:$B$52,MATCH($C421,'hp (pSv cm2)'!$A$2:$A$52,1))+($C421-INDEX('hp (pSv cm2)'!$A$2:$A$52,MATCH($C421,'hp (pSv cm2)'!$A$2:$A$52,1)))*(INDEX('hp (pSv cm2)'!$B$2:$B$52,MATCH($C421,'hp (pSv cm2)'!$A$2:$A$52,1)+1)-INDEX('hp (pSv cm2)'!$B$2:$B$52,MATCH($C421,'hp (pSv cm2)'!$A$2:$A$52,1)))/(INDEX('hp (pSv cm2)'!$A$2:$A$52,MATCH($C421,'hp (pSv cm2)'!$A$2:$A$52,1)+1)-INDEX('hp (pSv cm2)'!$A$2:$A$52,MATCH($C421,'hp (pSv cm2)'!$A$2:$A$52,1))),$C421*'hp (pSv cm2)'!$B$2/'hp (pSv cm2)'!$A$2)","v":0.41625375999999997},7.1845398975999995E-4,{"$f":"_xlfn.IFNA(0.997*(INDEX('Mass attenuation coefficients'!$B$2:$B$37,MATCH($C421,'Mass attenuation coefficients'!$A$2:$A$37,1))+($C421-INDEX('Mass attenuation coefficients'!$A$2:$A$37,MATCH($C421,'Mass attenuation coefficients'!$A$2:$A$37,1)))*(INDEX('Mass attenuation coefficients'!$B$2:$B$37,MATCH($C421,'Mass attenuation coefficients'!$A$2:$A$37,1)+1)-INDEX('Mass attenuation coefficients'!$B$2:$B$37,MATCH($C421,'Mass attenuation coefficients'!$A$2:$A$37,1)))/(INDEX('Mass attenuation coefficients'!$A$2:$A$37,MATCH($C421,'Mass attenuation coefficients'!$A$2:$A$37,1)+1)-INDEX('Mass attenuation coefficients'!$A$2:$A$37,MATCH($C421,'Mass attenuation coefficients'!$A$2:$A$37,1)))),0.997*$C421*'Mass attenuation coefficients'!$B$2/'Mass attenuation coefficients'!$A$2)","v":0.192398669194},{"$f":"_xlfn.IFNA(INDEX('Shultis Faw'!$C$2:$C$26,MATCH($C421,'Shultis Faw'!$A$2:$A$26,1))+($C421-INDEX('Shultis Faw'!$A$2:$A$26,MATCH($C421,'Shultis Faw'!$A$2:$A$26,1)))*(INDEX('Shultis Faw'!$C$2:$C$26,MATCH($C421,'Shultis Faw'!$A$2:$A$26,1)+1)-INDEX('Shultis Faw'!$C$2:$C$26,MATCH($C421,'Shultis Faw'!$A$2:$A$26,1)))/(INDEX('Shultis Faw'!$A$2:$A$26,MATCH($C421,'Shultis Faw'!$A$2:$A$26,1)+1)-INDEX('Shultis Faw'!$A$2:$A$26,MATCH($C421,'Shultis Faw'!$A$2:$A$26,1))),$C421*'Shultis Faw'!$C$2/'Shultis Faw'!$A$2)","v":5.0272388399999999},{"$f":"_xlfn.IFNA(INDEX('Shultis Faw'!$D$2:$D$26,MATCH($C421,'Shultis Faw'!$A$2:$A$26,1))+($C421-INDEX('Shultis Faw'!$A$2:$A$26,MATCH($C421,'Shultis Faw'!$A$2:$A$26,1)))*(INDEX('Shultis Faw'!$D$2:$D$26,MATCH($C421,'Shultis Faw'!$A$2:$A$26,1)+1)-INDEX('Shultis Faw'!$D$2:$D$26,MATCH($C421,'Shultis Faw'!$A$2:$A$26,1)))/(INDEX('Shultis Faw'!$A$2:$A$26,MATCH($C421,'Shultis Faw'!$A$2:$A$26,1)+1)-INDEX('Shultis Faw'!$A$2:$A$26,MATCH($C421,'Shultis Faw'!$A$2:$A$26,1))),$C421*'Shultis Faw'!$D$2/'Shultis Faw'!$A$2)","v":1.9215076100000001},{"$f":"_xlfn.IFNA(INDEX('Shultis Faw'!$B$2:$B$26,MATCH($C421,'Shultis Faw'!$A$2:$A$26,1))+($C421-INDEX('Shultis Faw'!$A$2:$A$26,MATCH($C421,'Shultis Faw'!$A$2:$A$26,1)))*(INDEX('Shultis Faw'!$B$2:$B$26,MATCH($C421,'Shultis Faw'!$A$2:$A$26,1)+1)-INDEX('Shultis Faw'!$B$2:$B$26,MATCH($C421,'Shultis Faw'!$A$2:$A$26,1)))/(INDEX('Shultis Faw'!$A$2:$A$26,MATCH($C421,'Shultis Faw'!$A$2:$A$26,1)+1)-INDEX('Shultis Faw'!$A$2:$A$26,MATCH($C421,'Shultis Faw'!$A$2:$A$26,1))),$C421*'Shultis Faw'!$B$2/'Shultis Faw'!$A$2)","v":-0.15044778000000003},{"$f":"_xlfn.IFNA(INDEX('Shultis Faw'!$E$2:$E$26,MATCH($C421,'Shultis Faw'!$A$2:$A$26,1))+($C421-INDEX('Shultis Faw'!$A$2:$A$26,MATCH($C421,'Shultis Faw'!$A$2:$A$26,1)))*(INDEX('Shultis Faw'!$E$2:$E$26,MATCH($C421,'Shultis Faw'!$A$2:$A$26,1)+1)-INDEX('Shultis Faw'!$E$2:$E$26,MATCH($C421,'Shultis Faw'!$A$2:$A$26,1)))/(INDEX('Shultis Faw'!$A$2:$A$26,MATCH($C421,'Shultis Faw'!$A$2:$A$26,1)+1)-INDEX('Shultis Faw'!$A$2:$A$26,MATCH($C421,'Shultis Faw'!$A$2:$A$26,1))),$C421*'Shultis Faw'!$E$2/'Shultis Faw'!$A$2)","v":6.8265681000000009E-2},{"$f":"_xlfn.IFNA(INDEX('Shultis Faw'!$F$2:$F$26,MATCH($C421,'Shultis Faw'!$A$2:$A$26,1))+($C421-INDEX('Shultis Faw'!$A$2:$A$26,MATCH($C421,'Shultis Faw'!$A$2:$A$26,1)))*(INDEX('Shultis Faw'!$F$2:$F$26,MATCH($C421,'Shultis Faw'!$A$2:$A$26,1)+1)-INDEX('Shultis Faw'!$F$2:$F$26,MATCH($C421,'Shultis Faw'!$A$2:$A$26,1)))/(INDEX('Shultis Faw'!$A$2:$A$26,MATCH($C421,'Shultis Faw'!$A$2:$A$26,1)+1)-INDEX('Shultis Faw'!$A$2:$A$26,MATCH($C421,'Shultis Faw'!$A$2:$A$26,1))),$C421*'Shultis Faw'!$F$2/'Shultis Faw'!$A$2)","v":13.6574627},{"$f":"J421*(H421*'Externe blootstelling'!$D$23/2)^K421+L421*(TANH(((H421*'Externe blootstelling'!$D$23)/(2*M421))-2)-TANH(-2))/(1-TANH(-2))","v":1.6389343439073056},{"$f":"IF(N421=1,1+(I421-1)*H421*'Externe blootstelling'!$D$23/2,1+(I421-1)*(N421^(H421*'Externe blootstelling'!$D$23/2)-1)/(N421-1))","v":20.925327440474948},{"$f":"G421*EXP(-H421*'Externe blootstelling'!$D$23/2)*O421","v":8.3889193294929912E-4}]
[null,"g",0.1129498,1.8071967999999998E-14,6.2E-2,{"$f":"_xlfn.IFNA(INDEX('hp (pSv cm2)'!$B$2:$B$52,MATCH($C422,'hp (pSv cm2)'!$A$2:$A$52,1))+($C422-INDEX('hp (pSv cm2)'!$A$2:$A$52,MATCH($C422,'hp (pSv cm2)'!$A$2:$A$52,1)))*(INDEX('hp (pSv cm2)'!$B$2:$B$52,MATCH($C422,'hp (pSv cm2)'!$A$2:$A$52,1)+1)-INDEX('hp (pSv cm2)'!$B$2:$B$52,MATCH($C422,'hp (pSv cm2)'!$A$2:$A$52,1)))/(INDEX('hp (pSv cm2)'!$A$2:$A$52,MATCH($C422,'hp (pSv cm2)'!$A$2:$A$52,1)+1)-INDEX('hp (pSv cm2)'!$A$2:$A$52,MATCH($C422,'hp (pSv cm2)'!$A$2:$A$52,1))),$C422*'hp (pSv cm2)'!$B$2/'hp (pSv cm2)'!$A$2)","v":0.57731008400000006},3.5793225208000004E-2,{"$f":"_xlfn.IFNA(0.997*(INDEX('Mass attenuation coefficients'!$B$2:$B$37,MATCH($C422,'Mass attenuation coefficients'!$A$2:$A$37,1))+($C422-INDEX('Mass attenuation coefficients'!$A$2:$A$37,MATCH($C422,'Mass attenuation coefficients'!$A$2:$A$37,1)))*(INDEX('Mass attenuation coefficients'!$B$2:$B$37,MATCH($C422,'Mass attenuation coefficients'!$A$2:$A$37,1)+1)-INDEX('Mass attenuation coefficients'!$B$2:$B$37,MATCH($C422,'Mass attenuation coefficients'!$A$2:$A$37,1)))/(INDEX('Mass attenuation coefficients'!$A$2:$A$37,MATCH($C422,'Mass attenuation coefficients'!$A$2:$A$37,1)+1)-INDEX('Mass attenuation coefficients'!$A$2:$A$37,MATCH($C422,'Mass attenuation coefficients'!$A$2:$A$37,1)))),0.997*$C422*'Mass attenuation coefficients'!$B$2/'Mass attenuation coefficients'!$A$2)","v":0.16497187595759999},{"$f":"_xlfn.IFNA(INDEX('Shultis Faw'!$C$2:$C$26,MATCH($C422,'Shultis Faw'!$A$2:$A$26,1))+($C422-INDEX('Shultis Faw'!$A$2:$A$26,MATCH($C422,'Shultis Faw'!$A$2:$A$26,1)))*(INDEX('Shultis Faw'!$C$2:$C$26,MATCH($C422,'Shultis Faw'!$A$2:$A$26,1)+1)-INDEX('Shultis Faw'!$C$2:$C$26,MATCH($C422,'Shultis Faw'!$A$2:$A$26,1)))/(INDEX('Shultis Faw'!$A$2:$A$26,MATCH($C422,'Shultis Faw'!$A$2:$A$26,1)+1)-INDEX('Shultis Faw'!$A$2:$A$26,MATCH($C422,'Shultis Faw'!$A$2:$A$26,1))),$C422*'Shultis Faw'!$C$2/'Shultis Faw'!$A$2)","v":4.4646090640000002},{"$f":"_xlfn.IFNA(INDEX('Shultis Faw'!$D$2:$D$26,MATCH($C422,'Shultis Faw'!$A$2:$A$26,1))+($C422-INDEX('Shultis Faw'!$A$2:$A$26,MATCH($C422,'Shultis Faw'!$A$2:$A$26,1)))*(INDEX('Shultis Faw'!$D$2:$D$26,MATCH($C422,'Shultis Faw'!$A$2:$A$26,1)+1)-INDEX('Shultis Faw'!$D$2:$D$26,MATCH($C422,'Shultis Faw'!$A$2:$A$26,1)))/(INDEX('Shultis Faw'!$A$2:$A$26,MATCH($C422,'Shultis Faw'!$A$2:$A$26,1)+1)-INDEX('Shultis Faw'!$A$2:$A$26,MATCH($C422,'Shultis Faw'!$A$2:$A$26,1))),$C422*'Shultis Faw'!$D$2/'Shultis Faw'!$A$2)","v":2.2264389160000002},{"$f":"_xlfn.IFNA(INDEX('Shultis Faw'!$B$2:$B$26,MATCH($C422,'Shultis Faw'!$A$2:$A$26,1))+($C422-INDEX('Shultis Faw'!$A$2:$A$26,MATCH($C422,'Shultis Faw'!$A$2:$A$26,1)))*(INDEX('Shultis Faw'!$B$2:$B$26,MATCH($C422,'Shultis Faw'!$A$2:$A$26,1)+1)-INDEX('Shultis Faw'!$B$2:$B$26,MATCH($C422,'Shultis Faw'!$A$2:$A$26,1)))/(INDEX('Shultis Faw'!$A$2:$A$26,MATCH($C422,'Shultis Faw'!$A$2:$A$26,1)+1)-INDEX('Shultis Faw'!$A$2:$A$26,MATCH($C422,'Shultis Faw'!$A$2:$A$26,1))),$C422*'Shultis Faw'!$B$2/'Shultis Faw'!$A$2)","v":-0.18574100399999999},{"$f":"_xlfn.IFNA(INDEX('Shultis Faw'!$E$2:$E$26,MATCH($C422,'Shultis Faw'!$A$2:$A$26,1))+($C422-INDEX('Shultis Faw'!$A$2:$A$26,MATCH($C422,'Shultis Faw'!$A$2:$A$26,1)))*(INDEX('Shultis Faw'!$E$2:$E$26,MATCH($C422,'Shultis Faw'!$A$2:$A$26,1)+1)-INDEX('Shultis Faw'!$E$2:$E$26,MATCH($C422,'Shultis Faw'!$A$2:$A$26,1)))/(INDEX('Shultis Faw'!$A$2:$A$26,MATCH($C422,'Shultis Faw'!$A$2:$A$26,1)+1)-INDEX('Shultis Faw'!$A$2:$A$26,MATCH($C422,'Shultis Faw'!$A$2:$A$26,1))),$C422*'Shultis Faw'!$E$2/'Shultis Faw'!$A$2)","v":8.133091960000001E-2},{"$f":"_xlfn.IFNA(INDEX('Shultis Faw'!$F$2:$F$26,MATCH($C422,'Shultis Faw'!$A$2:$A$26,1))+($C422-INDEX('Shultis Faw'!$A$2:$A$26,MATCH($C422,'Shultis Faw'!$A$2:$A$26,1)))*(INDEX('Shultis Faw'!$F$2:$F$26,MATCH($C422,'Shultis Faw'!$A$2:$A$26,1)+1)-INDEX('Shultis Faw'!$F$2:$F$26,MATCH($C422,'Shultis Faw'!$A$2:$A$26,1)))/(INDEX('Shultis Faw'!$A$2:$A$26,MATCH($C422,'Shultis Faw'!$A$2:$A$26,1)+1)-INDEX('Shultis Faw'!$A$2:$A$26,MATCH($C422,'Shultis Faw'!$A$2:$A$26,1))),$C422*'Shultis Faw'!$F$2/'Shultis Faw'!$A$2)","v":13.55273656},{"$f":"J422*(H422*'Externe blootstelling'!$D$23/2)^K422+L422*(TANH(((H422*'Externe blootstelling'!$D$23)/(2*M422))-2)-TANH(-2))/(1-TANH(-2))","v":1.8822144752144121},{"$f":"IF(N422=1,1+(I422-1)*H422*'Externe blootstelling'!$D$23/2,1+(I422-1)*(N422^(H422*'Externe blootstelling'!$D$23/2)-1)/(N422-1))","v":15.856054798657093},{"$f":"G422*EXP(-H422*'Externe blootstelling'!$D$23/2)*O422","v":4.7785962734966346E-2}]
[null,"g",0.1367245,2.187592E-14,4.6999999999999999E-4,{"$f":"_xlfn.IFNA(INDEX('hp (pSv cm2)'!$B$2:$B$52,MATCH($C423,'hp (pSv cm2)'!$A$2:$A$52,1))+($C423-INDEX('hp (pSv cm2)'!$A$2:$A$52,MATCH($C423,'hp (pSv cm2)'!$A$2:$A$52,1)))*(INDEX('hp (pSv cm2)'!$B$2:$B$52,MATCH($C423,'hp (pSv cm2)'!$A$2:$A$52,1)+1)-INDEX('hp (pSv cm2)'!$B$2:$B$52,MATCH($C423,'hp (pSv cm2)'!$A$2:$A$52,1)))/(INDEX('hp (pSv cm2)'!$A$2:$A$52,MATCH($C423,'hp (pSv cm2)'!$A$2:$A$52,1)+1)-INDEX('hp (pSv cm2)'!$A$2:$A$52,MATCH($C423,'hp (pSv cm2)'!$A$2:$A$52,1))),$C423*'hp (pSv cm2)'!$B$2/'hp (pSv cm2)'!$A$2)","v":0.68619821000000003},3.2251315869999999E-4,{"$f":"_xlfn.IFNA(0.997*(INDEX('Mass attenuation coefficients'!$B$2:$B$37,MATCH($C423,'Mass attenuation coefficients'!$A$2:$A$37,1))+($C423-INDEX('Mass attenuation coefficients'!$A$2:$A$37,MATCH($C423,'Mass attenuation coefficients'!$A$2:$A$37,1)))*(INDEX('Mass attenuation coefficients'!$B$2:$B$37,MATCH($C423,'Mass attenuation coefficients'!$A$2:$A$37,1)+1)-INDEX('Mass attenuation coefficients'!$B$2:$B$37,MATCH($C423,'Mass attenuation coefficients'!$A$2:$A$37,1)))/(INDEX('Mass attenuation coefficients'!$A$2:$A$37,MATCH($C423,'Mass attenuation coefficients'!$A$2:$A$37,1)+1)-INDEX('Mass attenuation coefficients'!$A$2:$A$37,MATCH($C423,'Mass attenuation coefficients'!$A$2:$A$37,1)))),0.997*$C423*'Mass attenuation coefficients'!$B$2/'Mass attenuation coefficients'!$A$2)","v":0.15539571209399999},{"$f":"_xlfn.IFNA(INDEX('Shultis Faw'!$C$2:$C$26,MATCH($C423,'Shultis Faw'!$A$2:$A$26,1))+($C423-INDEX('Shultis Faw'!$A$2:$A$26,MATCH($C423,'Shultis Faw'!$A$2:$A$26,1)))*(INDEX('Shultis Faw'!$C$2:$C$26,MATCH($C423,'Shultis Faw'!$A$2:$A$26,1)+1)-INDEX('Shultis Faw'!$C$2:$C$26,MATCH($C423,'Shultis Faw'!$A$2:$A$26,1)))/(INDEX('Shultis Faw'!$A$2:$A$26,MATCH($C423,'Shultis Faw'!$A$2:$A$26,1)+1)-INDEX('Shultis Faw'!$A$2:$A$26,MATCH($C423,'Shultis Faw'!$A$2:$A$26,1))),$C423*'Shultis Faw'!$C$2/'Shultis Faw'!$A$2)","v":4.1003806599999999},{"$f":"_xlfn.IFNA(INDEX('Shultis Faw'!$D$2:$D$26,MATCH($C423,'Shultis Faw'!$A$2:$A$26,1))+($C423-INDEX('Shultis Faw'!$A$2:$A$26,MATCH($C423,'Shultis Faw'!$A$2:$A$26,1)))*(INDEX('Shultis Faw'!$D$2:$D$26,MATCH($C423,'Shultis Faw'!$A$2:$A$26,1)+1)-INDEX('Shultis Faw'!$D$2:$D$26,MATCH($C423,'Shultis Faw'!$A$2:$A$26,1)))/(INDEX('Shultis Faw'!$A$2:$A$26,MATCH($C423,'Shultis Faw'!$A$2:$A$26,1)+1)-INDEX('Shultis Faw'!$A$2:$A$26,MATCH($C423,'Shultis Faw'!$A$2:$A$26,1))),$C423*'Shultis Faw'!$D$2/'Shultis Faw'!$A$2)","v":2.23642429},{"$f":"_xlfn.IFNA(INDEX('Shultis Faw'!$B$2:$B$26,MATCH($C423,'Shultis Faw'!$A$2:$A$26,1))+($C423-INDEX('Shultis Faw'!$A$2:$A$26,MATCH($C423,'Shultis Faw'!$A$2:$A$26,1)))*(INDEX('Shultis Faw'!$B$2:$B$26,MATCH($C423,'Shultis Faw'!$A$2:$A$26,1)+1)-INDEX('Shultis Faw'!$B$2:$B$26,MATCH($C423,'Shultis Faw'!$A$2:$A$26,1)))/(INDEX('Shultis Faw'!$A$2:$A$26,MATCH($C423,'Shultis Faw'!$A$2:$A$26,1)+1)-INDEX('Shultis Faw'!$A$2:$A$26,MATCH($C423,'Shultis Faw'!$A$2:$A$26,1))),$C423*'Shultis Faw'!$B$2/'Shultis Faw'!$A$2)","v":-0.18526550999999999},{"$f":"_xlfn.IFNA(INDEX('Shultis Faw'!$E$2:$E$26,MATCH($C423,'Shultis Faw'!$A$2:$A$26,1))+($C423-INDEX('Shultis Faw'!$A$2:$A$26,MATCH($C423,'Shultis Faw'!$A$2:$A$26,1)))*(INDEX('Shultis Faw'!$E$2:$E$26,MATCH($C423,'Shultis Faw'!$A$2:$A$26,1)+1)-INDEX('Shultis Faw'!$E$2:$E$26,MATCH($C423,'Shultis Faw'!$A$2:$A$26,1)))/(INDEX('Shultis Faw'!$A$2:$A$26,MATCH($C423,'Shultis Faw'!$A$2:$A$26,1)+1)-INDEX('Shultis Faw'!$A$2:$A$26,MATCH($C423,'Shultis Faw'!$A$2:$A$26,1))),$C423*'Shultis Faw'!$E$2/'Shultis Faw'!$A$2)","v":7.9000999000000002E-2},{"$f":"_xlfn.IFNA(INDEX('Shultis Faw'!$F$2:$F$26,MATCH($C423,'Shultis Faw'!$A$2:$A$26,1))+($C423-INDEX('Shultis Faw'!$A$2:$A$26,MATCH($C423,'Shultis Faw'!$A$2:$A$26,1)))*(INDEX('Shultis Faw'!$F$2:$F$26,MATCH($C423,'Shultis Faw'!$A$2:$A$26,1)+1)-INDEX('Shultis Faw'!$F$2:$F$26,MATCH($C423,'Shultis Faw'!$A$2:$A$26,1)))/(INDEX('Shultis Faw'!$A$2:$A$26,MATCH($C423,'Shultis Faw'!$A$2:$A$26,1)+1)-INDEX('Shultis Faw'!$A$2:$A$26,MATCH($C423,'Shultis Faw'!$A$2:$A$26,1))),$C423*'Shultis Faw'!$F$2/'Shultis Faw'!$A$2)","v":13.961661400000001},{"$f":"J423*(H423*'Externe blootstelling'!$D$23/2)^K423+L423*(TANH(((H423*'Externe blootstelling'!$D$23)/(2*M423))-2)-TANH(-2))/(1-TANH(-2))","v":1.9124519790009951},{"$f":"IF(N423=1,1+(I423-1)*H423*'Externe blootstelling'!$D$23/2,1+(I423-1)*(N423^(H423*'Externe blootstelling'!$D$23/2)-1)/(N423-1))","v":13.004048615547063},{"$f":"G423*EXP(-H423*'Externe blootstelling'!$D$23/2)*O423","v":4.0767447359344936E-4}]
[null,"g",0.2083662,3.3338592000000001E-14,0.1038,{"$f":"_xlfn.IFNA(INDEX('hp (pSv cm2)'!$B$2:$B$52,MATCH($C424,'hp (pSv cm2)'!$A$2:$A$52,1))+($C424-INDEX('hp (pSv cm2)'!$A$2:$A$52,MATCH($C424,'hp (pSv cm2)'!$A$2:$A$52,1)))*(INDEX('hp (pSv cm2)'!$B$2:$B$52,MATCH($C424,'hp (pSv cm2)'!$A$2:$A$52,1)+1)-INDEX('hp (pSv cm2)'!$B$2:$B$52,MATCH($C424,'hp (pSv cm2)'!$A$2:$A$52,1)))/(INDEX('hp (pSv cm2)'!$A$2:$A$52,MATCH($C424,'hp (pSv cm2)'!$A$2:$A$52,1)+1)-INDEX('hp (pSv cm2)'!$A$2:$A$52,MATCH($C424,'hp (pSv cm2)'!$A$2:$A$52,1))),$C424*'hp (pSv cm2)'!$B$2/'hp (pSv cm2)'!$A$2)","v":1.04266762},0.10822889895600001,{"$f":"_xlfn.IFNA(0.997*(INDEX('Mass attenuation coefficients'!$B$2:$B$37,MATCH($C424,'Mass attenuation coefficients'!$A$2:$A$37,1))+($C424-INDEX('Mass attenuation coefficients'!$A$2:$A$37,MATCH($C424,'Mass attenuation coefficients'!$A$2:$A$37,1)))*(INDEX('Mass attenuation coefficients'!$B$2:$B$37,MATCH($C424,'Mass attenuation coefficients'!$A$2:$A$37,1)+1)-INDEX('Mass attenuation coefficients'!$B$2:$B$37,MATCH($C424,'Mass attenuation coefficients'!$A$2:$A$37,1)))/(INDEX('Mass attenuation coefficients'!$A$2:$A$37,MATCH($C424,'Mass attenuation coefficients'!$A$2:$A$37,1)+1)-INDEX('Mass attenuation coefficients'!$A$2:$A$37,MATCH($C424,'Mass attenuation coefficients'!$A$2:$A$37,1)))),0.997*$C424*'Mass attenuation coefficients'!$B$2/'Mass attenuation coefficients'!$A$2)","v":0.13505423734240002},{"$f":"_xlfn.IFNA(INDEX('Shultis Faw'!$C$2:$C$26,MATCH($C424,'Shultis Faw'!$A$2:$A$26,1))+($C424-INDEX('Shultis Faw'!$A$2:$A$26,MATCH($C424,'Shultis Faw'!$A$2:$A$26,1)))*(INDEX('Shultis Faw'!$C$2:$C$26,MATCH($C424,'Shultis Faw'!$A$2:$A$26,1)+1)-INDEX('Shultis Faw'!$C$2:$C$26,MATCH($C424,'Shultis Faw'!$A$2:$A$26,1)))/(INDEX('Shultis Faw'!$A$2:$A$26,MATCH($C424,'Shultis Faw'!$A$2:$A$26,1)+1)-INDEX('Shultis Faw'!$A$2:$A$26,MATCH($C424,'Shultis Faw'!$A$2:$A$26,1))),$C424*'Shultis Faw'!$C$2/'Shultis Faw'!$A$2)","v":3.431316604},{"$f":"_xlfn.IFNA(INDEX('Shultis Faw'!$D$2:$D$26,MATCH($C424,'Shultis Faw'!$A$2:$A$26,1))+($C424-INDEX('Shultis Faw'!$A$2:$A$26,MATCH($C424,'Shultis Faw'!$A$2:$A$26,1)))*(INDEX('Shultis Faw'!$D$2:$D$26,MATCH($C424,'Shultis Faw'!$A$2:$A$26,1)+1)-INDEX('Shultis Faw'!$D$2:$D$26,MATCH($C424,'Shultis Faw'!$A$2:$A$26,1)))/(INDEX('Shultis Faw'!$A$2:$A$26,MATCH($C424,'Shultis Faw'!$A$2:$A$26,1)+1)-INDEX('Shultis Faw'!$A$2:$A$26,MATCH($C424,'Shultis Faw'!$A$2:$A$26,1))),$C424*'Shultis Faw'!$D$2/'Shultis Faw'!$A$2)","v":2.1429566159999998},{"$f":"_xlfn.IFNA(INDEX('Shultis Faw'!$B$2:$B$26,MATCH($C424,'Shultis Faw'!$A$2:$A$26,1))+($C424-INDEX('Shultis Faw'!$A$2:$A$26,MATCH($C424,'Shultis Faw'!$A$2:$A$26,1)))*(INDEX('Shultis Faw'!$B$2:$B$26,MATCH($C424,'Shultis Faw'!$A$2:$A$26,1)+1)-INDEX('Shultis Faw'!$B$2:$B$26,MATCH($C424,'Shultis Faw'!$A$2:$A$26,1)))/(INDEX('Shultis Faw'!$A$2:$A$26,MATCH($C424,'Shultis Faw'!$A$2:$A$26,1)+1)-INDEX('Shultis Faw'!$A$2:$A$26,MATCH($C424,'Shultis Faw'!$A$2:$A$26,1))),$C424*'Shultis Faw'!$B$2/'Shultis Faw'!$A$2)","v":-0.17499605599999998},{"$f":"_xlfn.IFNA(INDEX('Shultis Faw'!$E$2:$E$26,MATCH($C424,'Shultis Faw'!$A$2:$A$26,1))+($C424-INDEX('Shultis Faw'!$A$2:$A$26,MATCH($C424,'Shultis Faw'!$A$2:$A$26,1)))*(INDEX('Shultis Faw'!$E$2:$E$26,MATCH($C424,'Shultis Faw'!$A$2:$A$26,1)+1)-INDEX('Shultis Faw'!$E$2:$E$26,MATCH($C424,'Shultis Faw'!$A$2:$A$26,1)))/(INDEX('Shultis Faw'!$A$2:$A$26,MATCH($C424,'Shultis Faw'!$A$2:$A$26,1)+1)-INDEX('Shultis Faw'!$A$2:$A$26,MATCH($C424,'Shultis Faw'!$A$2:$A$26,1))),$C424*'Shultis Faw'!$E$2/'Shultis Faw'!$A$2)","v":7.6404422200000002E-2},{"$f":"_xlfn.IFNA(INDEX('Shultis Faw'!$F$2:$F$26,MATCH($C424,'Shultis Faw'!$A$2:$A$26,1))+($C424-INDEX('Shultis Faw'!$A$2:$A$26,MATCH($C424,'Shultis Faw'!$A$2:$A$26,1)))*(INDEX('Shultis Faw'!$F$2:$F$26,MATCH($C424,'Shultis Faw'!$A$2:$A$26,1)+1)-INDEX('Shultis Faw'!$F$2:$F$26,MATCH($C424,'Shultis Faw'!$A$2:$A$26,1)))/(INDEX('Shultis Faw'!$A$2:$A$26,MATCH($C424,'Shultis Faw'!$A$2:$A$26,1)+1)-INDEX('Shultis Faw'!$A$2:$A$26,MATCH($C424,'Shultis Faw'!$A$2:$A$26,1))),$C424*'Shultis Faw'!$F$2/'Shultis Faw'!$A$2)","v":14.47573802},{"$f":"J424*(H424*'Externe blootstelling'!$D$23/2)^K424+L424*(TANH(((H424*'Externe blootstelling'!$D$23)/(2*M424))-2)-TANH(-2))/(1-TANH(-2))","v":1.8943527872547368},{"$f":"IF(N424=1,1+(I424-1)*H424*'Externe blootstelling'!$D$23/2,1+(I424-1)*(N424^(H424*'Externe blootstelling'!$D$23/2)-1)/(N424-1))","v":8.1993084932900224},{"$f":"G424*EXP(-H424*'Externe blootstelling'!$D$23/2)*O424","v":0.1170363627866883}]
[null,"g",0.24967420000000001,3.9947872000000001E-14,2.0119999999999999E-3,{"$f":"_xlfn.IFNA(INDEX('hp (pSv cm2)'!$B$2:$B$52,MATCH($C425,'hp (pSv cm2)'!$A$2:$A$52,1))+($C425-INDEX('hp (pSv cm2)'!$A$2:$A$52,MATCH($C425,'hp (pSv cm2)'!$A$2:$A$52,1)))*(INDEX('hp (pSv cm2)'!$B$2:$B$52,MATCH($C425,'hp (pSv cm2)'!$A$2:$A$52,1)+1)-INDEX('hp (pSv cm2)'!$B$2:$B$52,MATCH($C425,'hp (pSv cm2)'!$A$2:$A$52,1)))/(INDEX('hp (pSv cm2)'!$A$2:$A$52,MATCH($C425,'hp (pSv cm2)'!$A$2:$A$52,1)+1)-INDEX('hp (pSv cm2)'!$A$2:$A$52,MATCH($C425,'hp (pSv cm2)'!$A$2:$A$52,1))),$C425*'hp (pSv cm2)'!$B$2/'hp (pSv cm2)'!$A$2)","v":1.25333842},2.5217169010399998E-3,{"$f":"_xlfn.IFNA(0.997*(INDEX('Mass attenuation coefficients'!$B$2:$B$37,MATCH($C425,'Mass attenuation coefficients'!$A$2:$A$37,1))+($C425-INDEX('Mass attenuation coefficients'!$A$2:$A$37,MATCH($C425,'Mass attenuation coefficients'!$A$2:$A$37,1)))*(INDEX('Mass attenuation coefficients'!$B$2:$B$37,MATCH($C425,'Mass attenuation coefficients'!$A$2:$A$37,1)+1)-INDEX('Mass attenuation coefficients'!$B$2:$B$37,MATCH($C425,'Mass attenuation coefficients'!$A$2:$A$37,1)))/(INDEX('Mass attenuation coefficients'!$A$2:$A$37,MATCH($C425,'Mass attenuation coefficients'!$A$2:$A$37,1)+1)-INDEX('Mass attenuation coefficients'!$A$2:$A$37,MATCH($C425,'Mass attenuation coefficients'!$A$2:$A$37,1)))),0.997*$C425*'Mass attenuation coefficients'!$B$2/'Mass attenuation coefficients'!$A$2)","v":0.12747636735839998},{"$f":"_xlfn.IFNA(INDEX('Shultis Faw'!$C$2:$C$26,MATCH($C425,'Shultis Faw'!$A$2:$A$26,1))+($C425-INDEX('Shultis Faw'!$A$2:$A$26,MATCH($C425,'Shultis Faw'!$A$2:$A$26,1)))*(INDEX('Shultis Faw'!$C$2:$C$26,MATCH($C425,'Shultis Faw'!$A$2:$A$26,1)+1)-INDEX('Shultis Faw'!$C$2:$C$26,MATCH($C425,'Shultis Faw'!$A$2:$A$26,1)))/(INDEX('Shultis Faw'!$A$2:$A$26,MATCH($C425,'Shultis Faw'!$A$2:$A$26,1)+1)-INDEX('Shultis Faw'!$A$2:$A$26,MATCH($C425,'Shultis Faw'!$A$2:$A$26,1))),$C425*'Shultis Faw'!$C$2/'Shultis Faw'!$A$2)","v":3.2008179640000001},{"$f":"_xlfn.IFNA(INDEX('Shultis Faw'!$D$2:$D$26,MATCH($C425,'Shultis Faw'!$A$2:$A$26,1))+($C425-INDEX('Shultis Faw'!$A$2:$A$26,MATCH($C425,'Shultis Faw'!$A$2:$A$26,1)))*(INDEX('Shultis Faw'!$D$2:$D$26,MATCH($C425,'Shultis Faw'!$A$2:$A$26,1)+1)-INDEX('Shultis Faw'!$D$2:$D$26,MATCH($C425,'Shultis Faw'!$A$2:$A$26,1)))/(INDEX('Shultis Faw'!$A$2:$A$26,MATCH($C425,'Shultis Faw'!$A$2:$A$26,1)+1)-INDEX('Shultis Faw'!$A$2:$A$26,MATCH($C425,'Shultis Faw'!$A$2:$A$26,1))),$C425*'Shultis Faw'!$D$2/'Shultis Faw'!$A$2)","v":2.088430056},{"$f":"_xlfn.IFNA(INDEX('Shultis Faw'!$B$2:$B$26,MATCH($C425,'Shultis Faw'!$A$2:$A$26,1))+($C425-INDEX('Shultis Faw'!$A$2:$A$26,MATCH($C425,'Shultis Faw'!$A$2:$A$26,1)))*(INDEX('Shultis Faw'!$B$2:$B$26,MATCH($C425,'Shultis Faw'!$A$2:$A$26,1)+1)-INDEX('Shultis Faw'!$B$2:$B$26,MATCH($C425,'Shultis Faw'!$A$2:$A$26,1)))/(INDEX('Shultis Faw'!$A$2:$A$26,MATCH($C425,'Shultis Faw'!$A$2:$A$26,1)+1)-INDEX('Shultis Faw'!$A$2:$A$26,MATCH($C425,'Shultis Faw'!$A$2:$A$26,1))),$C425*'Shultis Faw'!$B$2/'Shultis Faw'!$A$2)","v":-0.170039096},{"$f":"_xlfn.IFNA(INDEX('Shultis Faw'!$E$2:$E$26,MATCH($C425,'Shultis Faw'!$A$2:$A$26,1))+($C425-INDEX('Shultis Faw'!$A$2:$A$26,MATCH($C425,'Shultis Faw'!$A$2:$A$26,1)))*(INDEX('Shultis Faw'!$E$2:$E$26,MATCH($C425,'Shultis Faw'!$A$2:$A$26,1)+1)-INDEX('Shultis Faw'!$E$2:$E$26,MATCH($C425,'Shultis Faw'!$A$2:$A$26,1)))/(INDEX('Shultis Faw'!$A$2:$A$26,MATCH($C425,'Shultis Faw'!$A$2:$A$26,1)+1)-INDEX('Shultis Faw'!$A$2:$A$26,MATCH($C425,'Shultis Faw'!$A$2:$A$26,1))),$C425*'Shultis Faw'!$E$2/'Shultis Faw'!$A$2)","v":7.1488770199999996E-2},{"$f":"_xlfn.IFNA(INDEX('Shultis Faw'!$F$2:$F$26,MATCH($C425,'Shultis Faw'!$A$2:$A$26,1))+($C425-INDEX('Shultis Faw'!$A$2:$A$26,MATCH($C425,'Shultis Faw'!$A$2:$A$26,1)))*(INDEX('Shultis Faw'!$F$2:$F$26,MATCH($C425,'Shultis Faw'!$A$2:$A$26,1)+1)-INDEX('Shultis Faw'!$F$2:$F$26,MATCH($C425,'Shultis Faw'!$A$2:$A$26,1)))/(INDEX('Shultis Faw'!$A$2:$A$26,MATCH($C425,'Shultis Faw'!$A$2:$A$26,1)+1)-INDEX('Shultis Faw'!$A$2:$A$26,MATCH($C425,'Shultis Faw'!$A$2:$A$26,1))),$C425*'Shultis Faw'!$F$2/'Shultis Faw'!$A$2)","v":14.355944820000001},{"$f":"J425*(H425*'Externe blootstelling'!$D$23/2)^K425+L425*(TANH(((H425*'Externe blootstelling'!$D$23)/(2*M425))-2)-TANH(-2))/(1-TANH(-2))","v":1.8708587163183719},{"$f":"IF(N425=1,1+(I425-1)*H425*'Externe blootstelling'!$D$23/2,1+(I425-1)*(N425^(H425*'Externe blootstelling'!$D$23/2)-1)/(N425-1))","v":6.8446096296407744},{"$f":"G425*EXP(-H425*'Externe blootstelling'!$D$23/2)*O425","v":2.5504145031372623E-3}]
[null,"g",0.32131589999999999,5.1410543999999989E-14,2.16E-3,{"$f":"_xlfn.IFNA(INDEX('hp (pSv cm2)'!$B$2:$B$52,MATCH($C426,'hp (pSv cm2)'!$A$2:$A$52,1))+($C426-INDEX('hp (pSv cm2)'!$A$2:$A$52,MATCH($C426,'hp (pSv cm2)'!$A$2:$A$52,1)))*(INDEX('hp (pSv cm2)'!$B$2:$B$52,MATCH($C426,'hp (pSv cm2)'!$A$2:$A$52,1)+1)-INDEX('hp (pSv cm2)'!$B$2:$B$52,MATCH($C426,'hp (pSv cm2)'!$A$2:$A$52,1)))/(INDEX('hp (pSv cm2)'!$A$2:$A$52,MATCH($C426,'hp (pSv cm2)'!$A$2:$A$52,1)+1)-INDEX('hp (pSv cm2)'!$A$2:$A$52,MATCH($C426,'hp (pSv cm2)'!$A$2:$A$52,1))),$C426*'hp (pSv cm2)'!$B$2/'hp (pSv cm2)'!$A$2)","v":1.61444791},3.4872074855999999E-3,{"$f":"_xlfn.IFNA(0.997*(INDEX('Mass attenuation coefficients'!$B$2:$B$37,MATCH($C426,'Mass attenuation coefficients'!$A$2:$A$37,1))+($C426-INDEX('Mass attenuation coefficients'!$A$2:$A$37,MATCH($C426,'Mass attenuation coefficients'!$A$2:$A$37,1)))*(INDEX('Mass attenuation coefficients'!$B$2:$B$37,MATCH($C426,'Mass attenuation coefficients'!$A$2:$A$37,1)+1)-INDEX('Mass attenuation coefficients'!$B$2:$B$37,MATCH($C426,'Mass attenuation coefficients'!$A$2:$A$37,1)))/(INDEX('Mass attenuation coefficients'!$A$2:$A$37,MATCH($C426,'Mass attenuation coefficients'!$A$2:$A$37,1)+1)-INDEX('Mass attenuation coefficients'!$A$2:$A$37,MATCH($C426,'Mass attenuation coefficients'!$A$2:$A$37,1)))),0.997*$C426*'Mass attenuation coefficients'!$B$2/'Mass attenuation coefficients'!$A$2)","v":0.11558770596250001},{"$f":"_xlfn.IFNA(INDEX('Shultis Faw'!$C$2:$C$26,MATCH($C426,'Shultis Faw'!$A$2:$A$26,1))+($C426-INDEX('Shultis Faw'!$A$2:$A$26,MATCH($C426,'Shultis Faw'!$A$2:$A$26,1)))*(INDEX('Shultis Faw'!$C$2:$C$26,MATCH($C426,'Shultis Faw'!$A$2:$A$26,1)+1)-INDEX('Shultis Faw'!$C$2:$C$26,MATCH($C426,'Shultis Faw'!$A$2:$A$26,1)))/(INDEX('Shultis Faw'!$A$2:$A$26,MATCH($C426,'Shultis Faw'!$A$2:$A$26,1)+1)-INDEX('Shultis Faw'!$A$2:$A$26,MATCH($C426,'Shultis Faw'!$A$2:$A$26,1))),$C426*'Shultis Faw'!$C$2/'Shultis Faw'!$A$2)","v":2.8645786599999998},{"$f":"_xlfn.IFNA(INDEX('Shultis Faw'!$D$2:$D$26,MATCH($C426,'Shultis Faw'!$A$2:$A$26,1))+($C426-INDEX('Shultis Faw'!$A$2:$A$26,MATCH($C426,'Shultis Faw'!$A$2:$A$26,1)))*(INDEX('Shultis Faw'!$D$2:$D$26,MATCH($C426,'Shultis Faw'!$A$2:$A$26,1)+1)-INDEX('Shultis Faw'!$D$2:$D$26,MATCH($C426,'Shultis Faw'!$A$2:$A$26,1)))/(INDEX('Shultis Faw'!$A$2:$A$26,MATCH($C426,'Shultis Faw'!$A$2:$A$26,1)+1)-INDEX('Shultis Faw'!$A$2:$A$26,MATCH($C426,'Shultis Faw'!$A$2:$A$26,1))),$C426*'Shultis Faw'!$D$2/'Shultis Faw'!$A$2)","v":1.9921577399999999},{"$f":"_xlfn.IFNA(INDEX('Shultis Faw'!$B$2:$B$26,MATCH($C426,'Shultis Faw'!$A$2:$A$26,1))+($C426-INDEX('Shultis Faw'!$A$2:$A$26,MATCH($C426,'Shultis Faw'!$A$2:$A$26,1)))*(INDEX('Shultis Faw'!$B$2:$B$26,MATCH($C426,'Shultis Faw'!$A$2:$A$26,1)+1)-INDEX('Shultis Faw'!$B$2:$B$26,MATCH($C426,'Shultis Faw'!$A$2:$A$26,1)))/(INDEX('Shultis Faw'!$A$2:$A$26,MATCH($C426,'Shultis Faw'!$A$2:$A$26,1)+1)-INDEX('Shultis Faw'!$A$2:$A$26,MATCH($C426,'Shultis Faw'!$A$2:$A$26,1))),$C426*'Shultis Faw'!$B$2/'Shultis Faw'!$A$2)","v":-0.16080261500000001},{"$f":"_xlfn.IFNA(INDEX('Shultis Faw'!$E$2:$E$26,MATCH($C426,'Shultis Faw'!$A$2:$A$26,1))+($C426-INDEX('Shultis Faw'!$A$2:$A$26,MATCH($C426,'Shultis Faw'!$A$2:$A$26,1)))*(INDEX('Shultis Faw'!$E$2:$E$26,MATCH($C426,'Shultis Faw'!$A$2:$A$26,1)+1)-INDEX('Shultis Faw'!$E$2:$E$26,MATCH($C426,'Shultis Faw'!$A$2:$A$26,1)))/(INDEX('Shultis Faw'!$A$2:$A$26,MATCH($C426,'Shultis Faw'!$A$2:$A$26,1)+1)-INDEX('Shultis Faw'!$A$2:$A$26,MATCH($C426,'Shultis Faw'!$A$2:$A$26,1))),$C426*'Shultis Faw'!$E$2/'Shultis Faw'!$A$2)","v":6.4221046000000004E-2},{"$f":"_xlfn.IFNA(INDEX('Shultis Faw'!$F$2:$F$26,MATCH($C426,'Shultis Faw'!$A$2:$A$26,1))+($C426-INDEX('Shultis Faw'!$A$2:$A$26,MATCH($C426,'Shultis Faw'!$A$2:$A$26,1)))*(INDEX('Shultis Faw'!$F$2:$F$26,MATCH($C426,'Shultis Faw'!$A$2:$A$26,1)+1)-INDEX('Shultis Faw'!$F$2:$F$26,MATCH($C426,'Shultis Faw'!$A$2:$A$26,1)))/(INDEX('Shultis Faw'!$A$2:$A$26,MATCH($C426,'Shultis Faw'!$A$2:$A$26,1)+1)-INDEX('Shultis Faw'!$A$2:$A$26,MATCH($C426,'Shultis Faw'!$A$2:$A$26,1))),$C426*'Shultis Faw'!$F$2/'Shultis Faw'!$A$2)","v":14.216394770000001},{"$f":"J426*(H426*'Externe blootstelling'!$D$23/2)^K426+L426*(TANH(((H426*'Externe blootstelling'!$D$23)/(2*M426))-2)-TANH(-2))/(1-TANH(-2))","v":1.8237573103668261},{"$f":"IF(N426=1,1+(I426-1)*H426*'Externe blootstelling'!$D$23/2,1+(I426-1)*(N426^(H426*'Externe blootstelling'!$D$23/2)-1)/(N426-1))","v":5.1522854489191738},{"$f":"G426*EXP(-H426*'Externe blootstelling'!$D$23/2)*O426","v":3.1731540821447503E-3}]
[null,null,null,null,null,null,null,null,null,null,null,null,null,null,null,null,{"$f":"SUM(P416:P426)/SUM(G416:G426)","v":1.0900683034286596}]
[]
["177mLu",null,5.5149999999999998E-2,{"$f":"C429*1000000*1.6E-19","v":8.8239999999999998E-15},1.78E-2,{"$f":"_xlfn.IFNA(INDEX('hp (pSv cm2)'!$B$2:$B$52,MATCH($C429,'hp (pSv cm2)'!$A$2:$A$52,1))+($C429-INDEX('hp (pSv cm2)'!$A$2:$A$52,MATCH($C429,'hp (pSv cm2)'!$A$2:$A$52,1)))*(INDEX('hp (pSv cm2)'!$B$2:$B$52,MATCH($C429,'hp (pSv cm2)'!$A$2:$A$52,1)+1)-INDEX('hp (pSv cm2)'!$B$2:$B$52,MATCH($C429,'hp (pSv cm2)'!$A$2:$A$52,1)))/(INDEX('hp (pSv cm2)'!$A$2:$A$52,MATCH($C429,'hp (pSv cm2)'!$A$2:$A$52,1)+1)-INDEX('hp (pSv cm2)'!$A$2:$A$52,MATCH($C429,'hp (pSv cm2)'!$A$2:$A$52,1))),$C429*'hp (pSv cm2)'!$B$2/'hp (pSv cm2)'!$A$2)","v":0.37929999999999997},{"$f":"F429*E429","v":6.7515399999999995E-3},{"$f":"_xlfn.IFNA(0.997*(INDEX('Mass attenuation coefficients'!$B$2:$B$37,MATCH($C429,'Mass attenuation coefficients'!$A$2:$A$37,1))+($C429-INDEX('Mass attenuation coefficients'!$A$2:$A$37,MATCH($C429,'Mass attenuation coefficients'!$A$2:$A$37,1)))*(INDEX('Mass attenuation coefficients'!$B$2:$B$37,MATCH($C429,'Mass attenuation coefficients'!$A$2:$A$37,1)+1)-INDEX('Mass attenuation coefficients'!$B$2:$B$37,MATCH($C429,'Mass attenuation coefficients'!$A$2:$A$37,1)))/(INDEX('Mass attenuation coefficients'!$A$2:$A$37,MATCH($C429,'Mass attenuation coefficients'!$A$2:$A$37,1)+1)-INDEX('Mass attenuation coefficients'!$A$2:$A$37,MATCH($C429,'Mass attenuation coefficients'!$A$2:$A$37,1)))),0.997*$C429*'Mass attenuation coefficients'!$B$2/'Mass attenuation coefficients'!$A$2)","v":0.21543674499999999},{"$f":"_xlfn.IFNA(INDEX('Shultis Faw'!$C$2:$C$26,MATCH($C429,'Shultis Faw'!$A$2:$A$26,1))+($C429-INDEX('Shultis Faw'!$A$2:$A$26,MATCH($C429,'Shultis Faw'!$A$2:$A$26,1)))*(INDEX('Shultis Faw'!$C$2:$C$26,MATCH($C429,'Shultis Faw'!$A$2:$A$26,1)+1)-INDEX('Shultis Faw'!$C$2:$C$26,MATCH($C429,'Shultis Faw'!$A$2:$A$26,1)))/(INDEX('Shultis Faw'!$A$2:$A$26,MATCH($C429,'Shultis Faw'!$A$2:$A$26,1)+1)-INDEX('Shultis Faw'!$A$2:$A$26,MATCH($C429,'Shultis Faw'!$A$2:$A$26,1))),$C429*'Shultis Faw'!$C$2/'Shultis Faw'!$A$2)","v":4.7298299999999998},{"$f":"_xlfn.IFNA(INDEX('Shultis Faw'!$D$2:$D$26,MATCH($C429,'Shultis Faw'!$A$2:$A$26,1))+($C429-INDEX('Shultis Faw'!$A$2:$A$26,MATCH($C429,'Shultis Faw'!$A$2:$A$26,1)))*(INDEX('Shultis Faw'!$D$2:$D$26,MATCH($C429,'Shultis Faw'!$A$2:$A$26,1)+1)-INDEX('Shultis Faw'!$D$2:$D$26,MATCH($C429,'Shultis Faw'!$A$2:$A$26,1)))/(INDEX('Shultis Faw'!$A$2:$A$26,MATCH($C429,'Shultis Faw'!$A$2:$A$26,1)+1)-INDEX('Shultis Faw'!$A$2:$A$26,MATCH($C429,'Shultis Faw'!$A$2:$A$26,1))),$C429*'Shultis Faw'!$D$2/'Shultis Faw'!$A$2)","v":1.5975949999999999},{"$f":"_xlfn.IFNA(INDEX('Shultis Faw'!$B$2:$B$26,MATCH($C429,'Shultis Faw'!$A$2:$A$26,1))+($C429-INDEX('Shultis Faw'!$A$2:$A$26,MATCH($C429,'Shultis Faw'!$A$2:$A$26,1)))*(INDEX('Shultis Faw'!$B$2:$B$26,MATCH($C429,'Shultis Faw'!$A$2:$A$26,1)+1)-INDEX('Shultis Faw'!$B$2:$B$26,MATCH($C429,'Shultis Faw'!$A$2:$A$26,1)))/(INDEX('Shultis Faw'!$A$2:$A$26,MATCH($C429,'Shultis Faw'!$A$2:$A$26,1)+1)-INDEX('Shultis Faw'!$A$2:$A$26,MATCH($C429,'Shultis Faw'!$A$2:$A$26,1))),$C429*'Shultis Faw'!$B$2/'Shultis Faw'!$A$2)","v":-0.10562999999999999},{"$f":"_xlfn.IFNA(INDEX('Shultis Faw'!$E$2:$E$26,MATCH($C429,'Shultis Faw'!$A$2:$A$26,1))+($C429-INDEX('Shultis Faw'!$A$2:$A$26,MATCH($C429,'Shultis Faw'!$A$2:$A$26,1)))*(INDEX('Shultis Faw'!$E$2:$E$26,MATCH($C429,'Shultis Faw'!$A$2:$A$26,1)+1)-INDEX('Shultis Faw'!$E$2:$E$26,MATCH($C429,'Shultis Faw'!$A$2:$A$26,1)))/(INDEX('Shultis Faw'!$A$2:$A$26,MATCH($C429,'Shultis Faw'!$A$2:$A$26,1)+1)-INDEX('Shultis Faw'!$A$2:$A$26,MATCH($C429,'Shultis Faw'!$A$2:$A$26,1))),$C429*'Shultis Faw'!$E$2/'Shultis Faw'!$A$2)","v":4.5429999999999991E-2},{"$f":"_xlfn.IFNA(INDEX('Shultis Faw'!$F$2:$F$26,MATCH($C429,'Shultis Faw'!$A$2:$A$26,1))+($C429-INDEX('Shultis Faw'!$A$2:$A$26,MATCH($C429,'Shultis Faw'!$A$2:$A$26,1)))*(INDEX('Shultis Faw'!$F$2:$F$26,MATCH($C429,'Shultis Faw'!$A$2:$A$26,1)+1)-INDEX('Shultis Faw'!$F$2:$F$26,MATCH($C429,'Shultis Faw'!$A$2:$A$26,1)))/(INDEX('Shultis Faw'!$A$2:$A$26,MATCH($C429,'Shultis Faw'!$A$2:$A$26,1)+1)-INDEX('Shultis Faw'!$A$2:$A$26,MATCH($C429,'Shultis Faw'!$A$2:$A$26,1))),$C429*'Shultis Faw'!$F$2/'Shultis Faw'!$A$2)","v":13.6303},{"$f":"J429*(H429*'Externe blootstelling'!$D$23/2)^K429+L429*(TANH(((H429*'Externe blootstelling'!$D$23)/(2*M429))-2)-TANH(-2))/(1-TANH(-2))","v":1.4119147247782666},{"$f":"IF(N429=1,1+(I429-1)*H429*'Externe blootstelling'!$D$23/2,1+(I429-1)*(N429^(H429*'Externe blootstelling'!$D$23/2)-1)/(N429-1))","v":19.550629736401572},{"$f":"G429*EXP(-H429*'Externe blootstelling'!$D$23/2)*O429","v":5.2133724494064799E-3}]
[null,null,6.9199999999999998E-2,1.1072E-14,1E-3,{"$f":"_xlfn.IFNA(INDEX('hp (pSv cm2)'!$B$2:$B$52,MATCH($C430,'hp (pSv cm2)'!$A$2:$A$52,1))+($C430-INDEX('hp (pSv cm2)'!$A$2:$A$52,MATCH($C430,'hp (pSv cm2)'!$A$2:$A$52,1)))*(INDEX('hp (pSv cm2)'!$B$2:$B$52,MATCH($C430,'hp (pSv cm2)'!$A$2:$A$52,1)+1)-INDEX('hp (pSv cm2)'!$B$2:$B$52,MATCH($C430,'hp (pSv cm2)'!$A$2:$A$52,1)))/(INDEX('hp (pSv cm2)'!$A$2:$A$52,MATCH($C430,'hp (pSv cm2)'!$A$2:$A$52,1)+1)-INDEX('hp (pSv cm2)'!$A$2:$A$52,MATCH($C430,'hp (pSv cm2)'!$A$2:$A$52,1))),$C430*'hp (pSv cm2)'!$B$2/'hp (pSv cm2)'!$A$2)","v":0.40923999999999994},4.0923999999999995E-4,{"$f":"_xlfn.IFNA(0.997*(INDEX('Mass attenuation coefficients'!$B$2:$B$37,MATCH($C430,'Mass attenuation coefficients'!$A$2:$A$37,1))+($C430-INDEX('Mass attenuation coefficients'!$A$2:$A$37,MATCH($C430,'Mass attenuation coefficients'!$A$2:$A$37,1)))*(INDEX('Mass attenuation coefficients'!$B$2:$B$37,MATCH($C430,'Mass attenuation coefficients'!$A$2:$A$37,1)+1)-INDEX('Mass attenuation coefficients'!$B$2:$B$37,MATCH($C430,'Mass attenuation coefficients'!$A$2:$A$37,1)))/(INDEX('Mass attenuation coefficients'!$A$2:$A$37,MATCH($C430,'Mass attenuation coefficients'!$A$2:$A$37,1)+1)-INDEX('Mass attenuation coefficients'!$A$2:$A$37,MATCH($C430,'Mass attenuation coefficients'!$A$2:$A$37,1)))),0.997*$C430*'Mass attenuation coefficients'!$B$2/'Mass attenuation coefficients'!$A$2)","v":0.195100936},{"$f":"_xlfn.IFNA(INDEX('Shultis Faw'!$C$2:$C$26,MATCH($C430,'Shultis Faw'!$A$2:$A$26,1))+($C430-INDEX('Shultis Faw'!$A$2:$A$26,MATCH($C430,'Shultis Faw'!$A$2:$A$26,1)))*(INDEX('Shultis Faw'!$C$2:$C$26,MATCH($C430,'Shultis Faw'!$A$2:$A$26,1)+1)-INDEX('Shultis Faw'!$C$2:$C$26,MATCH($C430,'Shultis Faw'!$A$2:$A$26,1)))/(INDEX('Shultis Faw'!$A$2:$A$26,MATCH($C430,'Shultis Faw'!$A$2:$A$26,1)+1)-INDEX('Shultis Faw'!$A$2:$A$26,MATCH($C430,'Shultis Faw'!$A$2:$A$26,1))),$C430*'Shultis Faw'!$C$2/'Shultis Faw'!$A$2)","v":5.0179599999999995},{"$f":"_xlfn.IFNA(INDEX('Shultis Faw'!$D$2:$D$26,MATCH($C430,'Shultis Faw'!$A$2:$A$26,1))+($C430-INDEX('Shultis Faw'!$A$2:$A$26,MATCH($C430,'Shultis Faw'!$A$2:$A$26,1)))*(INDEX('Shultis Faw'!$D$2:$D$26,MATCH($C430,'Shultis Faw'!$A$2:$A$26,1)+1)-INDEX('Shultis Faw'!$D$2:$D$26,MATCH($C430,'Shultis Faw'!$A$2:$A$26,1)))/(INDEX('Shultis Faw'!$A$2:$A$26,MATCH($C430,'Shultis Faw'!$A$2:$A$26,1)+1)-INDEX('Shultis Faw'!$A$2:$A$26,MATCH($C430,'Shultis Faw'!$A$2:$A$26,1))),$C430*'Shultis Faw'!$D$2/'Shultis Faw'!$A$2)","v":1.88134},{"$f":"_xlfn.IFNA(INDEX('Shultis Faw'!$B$2:$B$26,MATCH($C430,'Shultis Faw'!$A$2:$A$26,1))+($C430-INDEX('Shultis Faw'!$A$2:$A$26,MATCH($C430,'Shultis Faw'!$A$2:$A$26,1)))*(INDEX('Shultis Faw'!$B$2:$B$26,MATCH($C430,'Shultis Faw'!$A$2:$A$26,1)+1)-INDEX('Shultis Faw'!$B$2:$B$26,MATCH($C430,'Shultis Faw'!$A$2:$A$26,1)))/(INDEX('Shultis Faw'!$A$2:$A$26,MATCH($C430,'Shultis Faw'!$A$2:$A$26,1)+1)-INDEX('Shultis Faw'!$A$2:$A$26,MATCH($C430,'Shultis Faw'!$A$2:$A$26,1))),$C430*'Shultis Faw'!$B$2/'Shultis Faw'!$A$2)","v":-0.14532},{"$f":"_xlfn.IFNA(INDEX('Shultis Faw'!$E$2:$E$26,MATCH($C430,'Shultis Faw'!$A$2:$A$26,1))+($C430-INDEX('Shultis Faw'!$A$2:$A$26,MATCH($C430,'Shultis Faw'!$A$2:$A$26,1)))*(INDEX('Shultis Faw'!$E$2:$E$26,MATCH($C430,'Shultis Faw'!$A$2:$A$26,1)+1)-INDEX('Shultis Faw'!$E$2:$E$26,MATCH($C430,'Shultis Faw'!$A$2:$A$26,1)))/(INDEX('Shultis Faw'!$A$2:$A$26,MATCH($C430,'Shultis Faw'!$A$2:$A$26,1)+1)-INDEX('Shultis Faw'!$A$2:$A$26,MATCH($C430,'Shultis Faw'!$A$2:$A$26,1))),$C430*'Shultis Faw'!$E$2/'Shultis Faw'!$A$2)","v":6.5713999999999995E-2},{"$f":"_xlfn.IFNA(INDEX('Shultis Faw'!$F$2:$F$26,MATCH($C430,'Shultis Faw'!$A$2:$A$26,1))+($C430-INDEX('Shultis Faw'!$A$2:$A$26,MATCH($C430,'Shultis Faw'!$A$2:$A$26,1)))*(INDEX('Shultis Faw'!$F$2:$F$26,MATCH($C430,'Shultis Faw'!$A$2:$A$26,1)+1)-INDEX('Shultis Faw'!$F$2:$F$26,MATCH($C430,'Shultis Faw'!$A$2:$A$26,1)))/(INDEX('Shultis Faw'!$A$2:$A$26,MATCH($C430,'Shultis Faw'!$A$2:$A$26,1)+1)-INDEX('Shultis Faw'!$A$2:$A$26,MATCH($C430,'Shultis Faw'!$A$2:$A$26,1))),$C430*'Shultis Faw'!$F$2/'Shultis Faw'!$A$2)","v":13.6538},{"$f":"J430*(H430*'Externe blootstelling'!$D$23/2)^K430+L430*(TANH(((H430*'Externe blootstelling'!$D$23)/(2*M430))-2)-TANH(-2))/(1-TANH(-2))","v":1.6101496856336939},{"$f":"IF(N430=1,1+(I430-1)*H430*'Externe blootstelling'!$D$23/2,1+(I430-1)*(N430^(H430*'Externe blootstelling'!$D$23/2)-1)/(N430-1))","v":20.958786345636117},{"$f":"G430*EXP(-H430*'Externe blootstelling'!$D$23/2)*O430","v":4.5959501311678487E-4}]
[null,null,7.1646000000000001E-2,1.1463359999999999E-14,8.9999999999999993E-3,{"$f":"_xlfn.IFNA(INDEX('hp (pSv cm2)'!$B$2:$B$52,MATCH($C431,'hp (pSv cm2)'!$A$2:$A$52,1))+($C431-INDEX('hp (pSv cm2)'!$A$2:$A$52,MATCH($C431,'hp (pSv cm2)'!$A$2:$A$52,1)))*(INDEX('hp (pSv cm2)'!$B$2:$B$52,MATCH($C431,'hp (pSv cm2)'!$A$2:$A$52,1)+1)-INDEX('hp (pSv cm2)'!$B$2:$B$52,MATCH($C431,'hp (pSv cm2)'!$A$2:$A$52,1)))/(INDEX('hp (pSv cm2)'!$A$2:$A$52,MATCH($C431,'hp (pSv cm2)'!$A$2:$A$52,1)+1)-INDEX('hp (pSv cm2)'!$A$2:$A$52,MATCH($C431,'hp (pSv cm2)'!$A$2:$A$52,1))),$C431*'hp (pSv cm2)'!$B$2/'hp (pSv cm2)'!$A$2)","v":0.41626719999999995},3.7464047999999995E-3,{"$f":"_xlfn.IFNA(0.997*(INDEX('Mass attenuation coefficients'!$B$2:$B$37,MATCH($C431,'Mass attenuation coefficients'!$A$2:$A$37,1))+($C431-INDEX('Mass attenuation coefficients'!$A$2:$A$37,MATCH($C431,'Mass attenuation coefficients'!$A$2:$A$37,1)))*(INDEX('Mass attenuation coefficients'!$B$2:$B$37,MATCH($C431,'Mass attenuation coefficients'!$A$2:$A$37,1)+1)-INDEX('Mass attenuation coefficients'!$B$2:$B$37,MATCH($C431,'Mass attenuation coefficients'!$A$2:$A$37,1)))/(INDEX('Mass attenuation coefficients'!$A$2:$A$37,MATCH($C431,'Mass attenuation coefficients'!$A$2:$A$37,1)+1)-INDEX('Mass attenuation coefficients'!$A$2:$A$37,MATCH($C431,'Mass attenuation coefficients'!$A$2:$A$37,1)))),0.997*$C431*'Mass attenuation coefficients'!$B$2/'Mass attenuation coefficients'!$A$2)","v":0.19239402118000001},{"$f":"_xlfn.IFNA(INDEX('Shultis Faw'!$C$2:$C$26,MATCH($C431,'Shultis Faw'!$A$2:$A$26,1))+($C431-INDEX('Shultis Faw'!$A$2:$A$26,MATCH($C431,'Shultis Faw'!$A$2:$A$26,1)))*(INDEX('Shultis Faw'!$C$2:$C$26,MATCH($C431,'Shultis Faw'!$A$2:$A$26,1)+1)-INDEX('Shultis Faw'!$C$2:$C$26,MATCH($C431,'Shultis Faw'!$A$2:$A$26,1)))/(INDEX('Shultis Faw'!$A$2:$A$26,MATCH($C431,'Shultis Faw'!$A$2:$A$26,1)+1)-INDEX('Shultis Faw'!$A$2:$A$26,MATCH($C431,'Shultis Faw'!$A$2:$A$26,1))),$C431*'Shultis Faw'!$C$2/'Shultis Faw'!$A$2)","v":5.0272547999999997},{"$f":"_xlfn.IFNA(INDEX('Shultis Faw'!$D$2:$D$26,MATCH($C431,'Shultis Faw'!$A$2:$A$26,1))+($C431-INDEX('Shultis Faw'!$A$2:$A$26,MATCH($C431,'Shultis Faw'!$A$2:$A$26,1)))*(INDEX('Shultis Faw'!$D$2:$D$26,MATCH($C431,'Shultis Faw'!$A$2:$A$26,1)+1)-INDEX('Shultis Faw'!$D$2:$D$26,MATCH($C431,'Shultis Faw'!$A$2:$A$26,1)))/(INDEX('Shultis Faw'!$A$2:$A$26,MATCH($C431,'Shultis Faw'!$A$2:$A$26,1)+1)-INDEX('Shultis Faw'!$A$2:$A$26,MATCH($C431,'Shultis Faw'!$A$2:$A$26,1))),$C431*'Shultis Faw'!$D$2/'Shultis Faw'!$A$2)","v":1.9215767000000001},{"$f":"_xlfn.IFNA(INDEX('Shultis Faw'!$B$2:$B$26,MATCH($C431,'Shultis Faw'!$A$2:$A$26,1))+($C431-INDEX('Shultis Faw'!$A$2:$A$26,MATCH($C431,'Shultis Faw'!$A$2:$A$26,1)))*(INDEX('Shultis Faw'!$B$2:$B$26,MATCH($C431,'Shultis Faw'!$A$2:$A$26,1)+1)-INDEX('Shultis Faw'!$B$2:$B$26,MATCH($C431,'Shultis Faw'!$A$2:$A$26,1)))/(INDEX('Shultis Faw'!$A$2:$A$26,MATCH($C431,'Shultis Faw'!$A$2:$A$26,1)+1)-INDEX('Shultis Faw'!$A$2:$A$26,MATCH($C431,'Shultis Faw'!$A$2:$A$26,1))),$C431*'Shultis Faw'!$B$2/'Shultis Faw'!$A$2)","v":-0.1504566},{"$f":"_xlfn.IFNA(INDEX('Shultis Faw'!$E$2:$E$26,MATCH($C431,'Shultis Faw'!$A$2:$A$26,1))+($C431-INDEX('Shultis Faw'!$A$2:$A$26,MATCH($C431,'Shultis Faw'!$A$2:$A$26,1)))*(INDEX('Shultis Faw'!$E$2:$E$26,MATCH($C431,'Shultis Faw'!$A$2:$A$26,1)+1)-INDEX('Shultis Faw'!$E$2:$E$26,MATCH($C431,'Shultis Faw'!$A$2:$A$26,1)))/(INDEX('Shultis Faw'!$A$2:$A$26,MATCH($C431,'Shultis Faw'!$A$2:$A$26,1)+1)-INDEX('Shultis Faw'!$A$2:$A$26,MATCH($C431,'Shultis Faw'!$A$2:$A$26,1))),$C431*'Shultis Faw'!$E$2/'Shultis Faw'!$A$2)","v":6.8270070000000002E-2},{"$f":"_xlfn.IFNA(INDEX('Shultis Faw'!$F$2:$F$26,MATCH($C431,'Shultis Faw'!$A$2:$A$26,1))+($C431-INDEX('Shultis Faw'!$A$2:$A$26,MATCH($C431,'Shultis Faw'!$A$2:$A$26,1)))*(INDEX('Shultis Faw'!$F$2:$F$26,MATCH($C431,'Shultis Faw'!$A$2:$A$26,1)+1)-INDEX('Shultis Faw'!$F$2:$F$26,MATCH($C431,'Shultis Faw'!$A$2:$A$26,1)))/(INDEX('Shultis Faw'!$A$2:$A$26,MATCH($C431,'Shultis Faw'!$A$2:$A$26,1)+1)-INDEX('Shultis Faw'!$A$2:$A$26,MATCH($C431,'Shultis Faw'!$A$2:$A$26,1))),$C431*'Shultis Faw'!$F$2/'Shultis Faw'!$A$2)","v":13.657469000000001},{"$f":"J431*(H431*'Externe blootstelling'!$D$23/2)^K431+L431*(TANH(((H431*'Externe blootstelling'!$D$23)/(2*M431))-2)-TANH(-2))/(1-TANH(-2))","v":1.6389839124540295},{"$f":"IF(N431=1,1+(I431-1)*H431*'Externe blootstelling'!$D$23/2,1+(I431-1)*(N431^(H431*'Externe blootstelling'!$D$23/2)-1)/(N431-1))","v":20.925246454536566},{"$f":"G431*EXP(-H431*'Externe blootstelling'!$D$23/2)*O431","v":4.3747209578696451E-3}]
[null,null,8.8400000000000006E-2,1.4143999999999999E-14,3.6999999999999999E-4,{"$f":"_xlfn.IFNA(INDEX('hp (pSv cm2)'!$B$2:$B$52,MATCH($C432,'hp (pSv cm2)'!$A$2:$A$52,1))+($C432-INDEX('hp (pSv cm2)'!$A$2:$A$52,MATCH($C432,'hp (pSv cm2)'!$A$2:$A$52,1)))*(INDEX('hp (pSv cm2)'!$B$2:$B$52,MATCH($C432,'hp (pSv cm2)'!$A$2:$A$52,1)+1)-INDEX('hp (pSv cm2)'!$B$2:$B$52,MATCH($C432,'hp (pSv cm2)'!$A$2:$A$52,1)))/(INDEX('hp (pSv cm2)'!$A$2:$A$52,MATCH($C432,'hp (pSv cm2)'!$A$2:$A$52,1)+1)-INDEX('hp (pSv cm2)'!$A$2:$A$52,MATCH($C432,'hp (pSv cm2)'!$A$2:$A$52,1))),$C432*'hp (pSv cm2)'!$B$2/'hp (pSv cm2)'!$A$2)","v":0.47450000000000003},1.75565E-4,{"$f":"_xlfn.IFNA(0.997*(INDEX('Mass attenuation coefficients'!$B$2:$B$37,MATCH($C432,'Mass attenuation coefficients'!$A$2:$A$37,1))+($C432-INDEX('Mass attenuation coefficients'!$A$2:$A$37,MATCH($C432,'Mass attenuation coefficients'!$A$2:$A$37,1)))*(INDEX('Mass attenuation coefficients'!$B$2:$B$37,MATCH($C432,'Mass attenuation coefficients'!$A$2:$A$37,1)+1)-INDEX('Mass attenuation coefficients'!$B$2:$B$37,MATCH($C432,'Mass attenuation coefficients'!$A$2:$A$37,1)))/(INDEX('Mass attenuation coefficients'!$A$2:$A$37,MATCH($C432,'Mass attenuation coefficients'!$A$2:$A$37,1)+1)-INDEX('Mass attenuation coefficients'!$A$2:$A$37,MATCH($C432,'Mass attenuation coefficients'!$A$2:$A$37,1)))),0.997*$C432*'Mass attenuation coefficients'!$B$2/'Mass attenuation coefficients'!$A$2)","v":0.17770527999999999},{"$f":"_xlfn.IFNA(INDEX('Shultis Faw'!$C$2:$C$26,MATCH($C432,'Shultis Faw'!$A$2:$A$26,1))+($C432-INDEX('Shultis Faw'!$A$2:$A$26,MATCH($C432,'Shultis Faw'!$A$2:$A$26,1)))*(INDEX('Shultis Faw'!$C$2:$C$26,MATCH($C432,'Shultis Faw'!$A$2:$A$26,1)+1)-INDEX('Shultis Faw'!$C$2:$C$26,MATCH($C432,'Shultis Faw'!$A$2:$A$26,1)))/(INDEX('Shultis Faw'!$A$2:$A$26,MATCH($C432,'Shultis Faw'!$A$2:$A$26,1)+1)-INDEX('Shultis Faw'!$A$2:$A$26,MATCH($C432,'Shultis Faw'!$A$2:$A$26,1))),$C432*'Shultis Faw'!$C$2/'Shultis Faw'!$A$2)","v":4.8926800000000004},{"$f":"_xlfn.IFNA(INDEX('Shultis Faw'!$D$2:$D$26,MATCH($C432,'Shultis Faw'!$A$2:$A$26,1))+($C432-INDEX('Shultis Faw'!$A$2:$A$26,MATCH($C432,'Shultis Faw'!$A$2:$A$26,1)))*(INDEX('Shultis Faw'!$D$2:$D$26,MATCH($C432,'Shultis Faw'!$A$2:$A$26,1)+1)-INDEX('Shultis Faw'!$D$2:$D$26,MATCH($C432,'Shultis Faw'!$A$2:$A$26,1)))/(INDEX('Shultis Faw'!$A$2:$A$26,MATCH($C432,'Shultis Faw'!$A$2:$A$26,1)+1)-INDEX('Shultis Faw'!$A$2:$A$26,MATCH($C432,'Shultis Faw'!$A$2:$A$26,1))),$C432*'Shultis Faw'!$D$2/'Shultis Faw'!$A$2)","v":2.12704},{"$f":"_xlfn.IFNA(INDEX('Shultis Faw'!$B$2:$B$26,MATCH($C432,'Shultis Faw'!$A$2:$A$26,1))+($C432-INDEX('Shultis Faw'!$A$2:$A$26,MATCH($C432,'Shultis Faw'!$A$2:$A$26,1)))*(INDEX('Shultis Faw'!$B$2:$B$26,MATCH($C432,'Shultis Faw'!$A$2:$A$26,1)+1)-INDEX('Shultis Faw'!$B$2:$B$26,MATCH($C432,'Shultis Faw'!$A$2:$A$26,1)))/(INDEX('Shultis Faw'!$A$2:$A$26,MATCH($C432,'Shultis Faw'!$A$2:$A$26,1)+1)-INDEX('Shultis Faw'!$A$2:$A$26,MATCH($C432,'Shultis Faw'!$A$2:$A$26,1))),$C432*'Shultis Faw'!$B$2/'Shultis Faw'!$A$2)","v":-0.17556000000000002},{"$f":"_xlfn.IFNA(INDEX('Shultis Faw'!$E$2:$E$26,MATCH($C432,'Shultis Faw'!$A$2:$A$26,1))+($C432-INDEX('Shultis Faw'!$A$2:$A$26,MATCH($C432,'Shultis Faw'!$A$2:$A$26,1)))*(INDEX('Shultis Faw'!$E$2:$E$26,MATCH($C432,'Shultis Faw'!$A$2:$A$26,1)+1)-INDEX('Shultis Faw'!$E$2:$E$26,MATCH($C432,'Shultis Faw'!$A$2:$A$26,1)))/(INDEX('Shultis Faw'!$A$2:$A$26,MATCH($C432,'Shultis Faw'!$A$2:$A$26,1)+1)-INDEX('Shultis Faw'!$A$2:$A$26,MATCH($C432,'Shultis Faw'!$A$2:$A$26,1))),$C432*'Shultis Faw'!$E$2/'Shultis Faw'!$A$2)","v":7.9352000000000006E-2},{"$f":"_xlfn.IFNA(INDEX('Shultis Faw'!$F$2:$F$26,MATCH($C432,'Shultis Faw'!$A$2:$A$26,1))+($C432-INDEX('Shultis Faw'!$A$2:$A$26,MATCH($C432,'Shultis Faw'!$A$2:$A$26,1)))*(INDEX('Shultis Faw'!$F$2:$F$26,MATCH($C432,'Shultis Faw'!$A$2:$A$26,1)+1)-INDEX('Shultis Faw'!$F$2:$F$26,MATCH($C432,'Shultis Faw'!$A$2:$A$26,1)))/(INDEX('Shultis Faw'!$A$2:$A$26,MATCH($C432,'Shultis Faw'!$A$2:$A$26,1)+1)-INDEX('Shultis Faw'!$A$2:$A$26,MATCH($C432,'Shultis Faw'!$A$2:$A$26,1))),$C432*'Shultis Faw'!$F$2/'Shultis Faw'!$A$2)","v":13.527200000000001},{"$f":"J432*(H432*'Externe blootstelling'!$D$23/2)^K432+L432*(TANH(((H432*'Externe blootstelling'!$D$23)/(2*M432))-2)-TANH(-2))/(1-TANH(-2))","v":1.7913870149804372},{"$f":"IF(N432=1,1+(I432-1)*H432*'Externe blootstelling'!$D$23/2,1+(I432-1)*(N432^(H432*'Externe blootstelling'!$D$23/2)-1)/(N432-1))","v":19.349042174519035},{"$f":"G432*EXP(-H432*'Externe blootstelling'!$D$23/2)*O432","v":2.3629311874622674E-4}]
[null,null,0.10535949999999999,1.6857519999999999E-14,0.1234,{"$f":"_xlfn.IFNA(INDEX('hp (pSv cm2)'!$B$2:$B$52,MATCH($C433,'hp (pSv cm2)'!$A$2:$A$52,1))+($C433-INDEX('hp (pSv cm2)'!$A$2:$A$52,MATCH($C433,'hp (pSv cm2)'!$A$2:$A$52,1)))*(INDEX('hp (pSv cm2)'!$B$2:$B$52,MATCH($C433,'hp (pSv cm2)'!$A$2:$A$52,1)+1)-INDEX('hp (pSv cm2)'!$B$2:$B$52,MATCH($C433,'hp (pSv cm2)'!$A$2:$A$52,1)))/(INDEX('hp (pSv cm2)'!$A$2:$A$52,MATCH($C433,'hp (pSv cm2)'!$A$2:$A$52,1)+1)-INDEX('hp (pSv cm2)'!$A$2:$A$52,MATCH($C433,'hp (pSv cm2)'!$A$2:$A$52,1))),$C433*'hp (pSv cm2)'!$B$2/'hp (pSv cm2)'!$A$2)","v":0.54254650999999998},6.6950239333999989E-2,{"$f":"_xlfn.IFNA(0.997*(INDEX('Mass attenuation coefficients'!$B$2:$B$37,MATCH($C433,'Mass attenuation coefficients'!$A$2:$A$37,1))+($C433-INDEX('Mass attenuation coefficients'!$A$2:$A$37,MATCH($C433,'Mass attenuation coefficients'!$A$2:$A$37,1)))*(INDEX('Mass attenuation coefficients'!$B$2:$B$37,MATCH($C433,'Mass attenuation coefficients'!$A$2:$A$37,1)+1)-INDEX('Mass attenuation coefficients'!$B$2:$B$37,MATCH($C433,'Mass attenuation coefficients'!$A$2:$A$37,1)))/(INDEX('Mass attenuation coefficients'!$A$2:$A$37,MATCH($C433,'Mass attenuation coefficients'!$A$2:$A$37,1)+1)-INDEX('Mass attenuation coefficients'!$A$2:$A$37,MATCH($C433,'Mass attenuation coefficients'!$A$2:$A$37,1)))),0.997*$C433*'Mass attenuation coefficients'!$B$2/'Mass attenuation coefficients'!$A$2)","v":0.16802915771400001},{"$f":"_xlfn.IFNA(INDEX('Shultis Faw'!$C$2:$C$26,MATCH($C433,'Shultis Faw'!$A$2:$A$26,1))+($C433-INDEX('Shultis Faw'!$A$2:$A$26,MATCH($C433,'Shultis Faw'!$A$2:$A$26,1)))*(INDEX('Shultis Faw'!$C$2:$C$26,MATCH($C433,'Shultis Faw'!$A$2:$A$26,1)+1)-INDEX('Shultis Faw'!$C$2:$C$26,MATCH($C433,'Shultis Faw'!$A$2:$A$26,1)))/(INDEX('Shultis Faw'!$A$2:$A$26,MATCH($C433,'Shultis Faw'!$A$2:$A$26,1)+1)-INDEX('Shultis Faw'!$A$2:$A$26,MATCH($C433,'Shultis Faw'!$A$2:$A$26,1))),$C433*'Shultis Faw'!$C$2/'Shultis Faw'!$A$2)","v":4.5808924600000003},{"$f":"_xlfn.IFNA(INDEX('Shultis Faw'!$D$2:$D$26,MATCH($C433,'Shultis Faw'!$A$2:$A$26,1))+($C433-INDEX('Shultis Faw'!$A$2:$A$26,MATCH($C433,'Shultis Faw'!$A$2:$A$26,1)))*(INDEX('Shultis Faw'!$D$2:$D$26,MATCH($C433,'Shultis Faw'!$A$2:$A$26,1)+1)-INDEX('Shultis Faw'!$D$2:$D$26,MATCH($C433,'Shultis Faw'!$A$2:$A$26,1)))/(INDEX('Shultis Faw'!$A$2:$A$26,MATCH($C433,'Shultis Faw'!$A$2:$A$26,1)+1)-INDEX('Shultis Faw'!$A$2:$A$26,MATCH($C433,'Shultis Faw'!$A$2:$A$26,1))),$C433*'Shultis Faw'!$D$2/'Shultis Faw'!$A$2)","v":2.2232509899999999},{"$f":"_xlfn.IFNA(INDEX('Shultis Faw'!$B$2:$B$26,MATCH($C433,'Shultis Faw'!$A$2:$A$26,1))+($C433-INDEX('Shultis Faw'!$A$2:$A$26,MATCH($C433,'Shultis Faw'!$A$2:$A$26,1)))*(INDEX('Shultis Faw'!$B$2:$B$26,MATCH($C433,'Shultis Faw'!$A$2:$A$26,1)+1)-INDEX('Shultis Faw'!$B$2:$B$26,MATCH($C433,'Shultis Faw'!$A$2:$A$26,1)))/(INDEX('Shultis Faw'!$A$2:$A$26,MATCH($C433,'Shultis Faw'!$A$2:$A$26,1)+1)-INDEX('Shultis Faw'!$A$2:$A$26,MATCH($C433,'Shultis Faw'!$A$2:$A$26,1))),$C433*'Shultis Faw'!$B$2/'Shultis Faw'!$A$2)","v":-0.18589280999999999},{"$f":"_xlfn.IFNA(INDEX('Shultis Faw'!$E$2:$E$26,MATCH($C433,'Shultis Faw'!$A$2:$A$26,1))+($C433-INDEX('Shultis Faw'!$A$2:$A$26,MATCH($C433,'Shultis Faw'!$A$2:$A$26,1)))*(INDEX('Shultis Faw'!$E$2:$E$26,MATCH($C433,'Shultis Faw'!$A$2:$A$26,1)+1)-INDEX('Shultis Faw'!$E$2:$E$26,MATCH($C433,'Shultis Faw'!$A$2:$A$26,1)))/(INDEX('Shultis Faw'!$A$2:$A$26,MATCH($C433,'Shultis Faw'!$A$2:$A$26,1)+1)-INDEX('Shultis Faw'!$A$2:$A$26,MATCH($C433,'Shultis Faw'!$A$2:$A$26,1))),$C433*'Shultis Faw'!$E$2/'Shultis Faw'!$A$2)","v":8.2074769000000006E-2},{"$f":"_xlfn.IFNA(INDEX('Shultis Faw'!$F$2:$F$26,MATCH($C433,'Shultis Faw'!$A$2:$A$26,1))+($C433-INDEX('Shultis Faw'!$A$2:$A$26,MATCH($C433,'Shultis Faw'!$A$2:$A$26,1)))*(INDEX('Shultis Faw'!$F$2:$F$26,MATCH($C433,'Shultis Faw'!$A$2:$A$26,1)+1)-INDEX('Shultis Faw'!$F$2:$F$26,MATCH($C433,'Shultis Faw'!$A$2:$A$26,1)))/(INDEX('Shultis Faw'!$A$2:$A$26,MATCH($C433,'Shultis Faw'!$A$2:$A$26,1)+1)-INDEX('Shultis Faw'!$A$2:$A$26,MATCH($C433,'Shultis Faw'!$A$2:$A$26,1))),$C433*'Shultis Faw'!$F$2/'Shultis Faw'!$A$2)","v":13.4221834},{"$f":"J433*(H433*'Externe blootstelling'!$D$23/2)^K433+L433*(TANH(((H433*'Externe blootstelling'!$D$23)/(2*M433))-2)-TANH(-2))/(1-TANH(-2))","v":1.8728879593212286},{"$f":"IF(N433=1,1+(I433-1)*H433*'Externe blootstelling'!$D$23/2,1+(I433-1)*(N433^(H433*'Externe blootstelling'!$D$23/2)-1)/(N433-1))","v":16.844837942413015},{"$f":"G433*EXP(-H433*'Externe blootstelling'!$D$23/2)*O433","v":9.0699925663513661E-2}]
[null,null,0.1129498,1.8071967999999998E-14,0.20399999999999999,{"$f":"_xlfn.IFNA(INDEX('hp (pSv cm2)'!$B$2:$B$52,MATCH($C434,'hp (pSv cm2)'!$A$2:$A$52,1))+($C434-INDEX('hp (pSv cm2)'!$A$2:$A$52,MATCH($C434,'hp (pSv cm2)'!$A$2:$A$52,1)))*(INDEX('hp (pSv cm2)'!$B$2:$B$52,MATCH($C434,'hp (pSv cm2)'!$A$2:$A$52,1)+1)-INDEX('hp (pSv cm2)'!$B$2:$B$52,MATCH($C434,'hp (pSv cm2)'!$A$2:$A$52,1)))/(INDEX('hp (pSv cm2)'!$A$2:$A$52,MATCH($C434,'hp (pSv cm2)'!$A$2:$A$52,1)+1)-INDEX('hp (pSv cm2)'!$A$2:$A$52,MATCH($C434,'hp (pSv cm2)'!$A$2:$A$52,1))),$C434*'hp (pSv cm2)'!$B$2/'hp (pSv cm2)'!$A$2)","v":0.57731008400000006},0.11777125713600001,{"$f":"_xlfn.IFNA(0.997*(INDEX('Mass attenuation coefficients'!$B$2:$B$37,MATCH($C434,'Mass attenuation coefficients'!$A$2:$A$37,1))+($C434-INDEX('Mass attenuation coefficients'!$A$2:$A$37,MATCH($C434,'Mass attenuation coefficients'!$A$2:$A$37,1)))*(INDEX('Mass attenuation coefficients'!$B$2:$B$37,MATCH($C434,'Mass attenuation coefficients'!$A$2:$A$37,1)+1)-INDEX('Mass attenuation coefficients'!$B$2:$B$37,MATCH($C434,'Mass attenuation coefficients'!$A$2:$A$37,1)))/(INDEX('Mass attenuation coefficients'!$A$2:$A$37,MATCH($C434,'Mass attenuation coefficients'!$A$2:$A$37,1)+1)-INDEX('Mass attenuation coefficients'!$A$2:$A$37,MATCH($C434,'Mass attenuation coefficients'!$A$2:$A$37,1)))),0.997*$C434*'Mass attenuation coefficients'!$B$2/'Mass attenuation coefficients'!$A$2)","v":0.16497187595759999},{"$f":"_xlfn.IFNA(INDEX('Shultis Faw'!$C$2:$C$26,MATCH($C434,'Shultis Faw'!$A$2:$A$26,1))+($C434-INDEX('Shultis Faw'!$A$2:$A$26,MATCH($C434,'Shultis Faw'!$A$2:$A$26,1)))*(INDEX('Shultis Faw'!$C$2:$C$26,MATCH($C434,'Shultis Faw'!$A$2:$A$26,1)+1)-INDEX('Shultis Faw'!$C$2:$C$26,MATCH($C434,'Shultis Faw'!$A$2:$A$26,1)))/(INDEX('Shultis Faw'!$A$2:$A$26,MATCH($C434,'Shultis Faw'!$A$2:$A$26,1)+1)-INDEX('Shultis Faw'!$A$2:$A$26,MATCH($C434,'Shultis Faw'!$A$2:$A$26,1))),$C434*'Shultis Faw'!$C$2/'Shultis Faw'!$A$2)","v":4.4646090640000002},{"$f":"_xlfn.IFNA(INDEX('Shultis Faw'!$D$2:$D$26,MATCH($C434,'Shultis Faw'!$A$2:$A$26,1))+($C434-INDEX('Shultis Faw'!$A$2:$A$26,MATCH($C434,'Shultis Faw'!$A$2:$A$26,1)))*(INDEX('Shultis Faw'!$D$2:$D$26,MATCH($C434,'Shultis Faw'!$A$2:$A$26,1)+1)-INDEX('Shultis Faw'!$D$2:$D$26,MATCH($C434,'Shultis Faw'!$A$2:$A$26,1)))/(INDEX('Shultis Faw'!$A$2:$A$26,MATCH($C434,'Shultis Faw'!$A$2:$A$26,1)+1)-INDEX('Shultis Faw'!$A$2:$A$26,MATCH($C434,'Shultis Faw'!$A$2:$A$26,1))),$C434*'Shultis Faw'!$D$2/'Shultis Faw'!$A$2)","v":2.2264389160000002},{"$f":"_xlfn.IFNA(INDEX('Shultis Faw'!$B$2:$B$26,MATCH($C434,'Shultis Faw'!$A$2:$A$26,1))+($C434-INDEX('Shultis Faw'!$A$2:$A$26,MATCH($C434,'Shultis Faw'!$A$2:$A$26,1)))*(INDEX('Shultis Faw'!$B$2:$B$26,MATCH($C434,'Shultis Faw'!$A$2:$A$26,1)+1)-INDEX('Shultis Faw'!$B$2:$B$26,MATCH($C434,'Shultis Faw'!$A$2:$A$26,1)))/(INDEX('Shultis Faw'!$A$2:$A$26,MATCH($C434,'Shultis Faw'!$A$2:$A$26,1)+1)-INDEX('Shultis Faw'!$A$2:$A$26,MATCH($C434,'Shultis Faw'!$A$2:$A$26,1))),$C434*'Shultis Faw'!$B$2/'Shultis Faw'!$A$2)","v":-0.18574100399999999},{"$f":"_xlfn.IFNA(INDEX('Shultis Faw'!$E$2:$E$26,MATCH($C434,'Shultis Faw'!$A$2:$A$26,1))+($C434-INDEX('Shultis Faw'!$A$2:$A$26,MATCH($C434,'Shultis Faw'!$A$2:$A$26,1)))*(INDEX('Shultis Faw'!$E$2:$E$26,MATCH($C434,'Shultis Faw'!$A$2:$A$26,1)+1)-INDEX('Shultis Faw'!$E$2:$E$26,MATCH($C434,'Shultis Faw'!$A$2:$A$26,1)))/(INDEX('Shultis Faw'!$A$2:$A$26,MATCH($C434,'Shultis Faw'!$A$2:$A$26,1)+1)-INDEX('Shultis Faw'!$A$2:$A$26,MATCH($C434,'Shultis Faw'!$A$2:$A$26,1))),$C434*'Shultis Faw'!$E$2/'Shultis Faw'!$A$2)","v":8.133091960000001E-2},{"$f":"_xlfn.IFNA(INDEX('Shultis Faw'!$F$2:$F$26,MATCH($C434,'Shultis Faw'!$A$2:$A$26,1))+($C434-INDEX('Shultis Faw'!$A$2:$A$26,MATCH($C434,'Shultis Faw'!$A$2:$A$26,1)))*(INDEX('Shultis Faw'!$F$2:$F$26,MATCH($C434,'Shultis Faw'!$A$2:$A$26,1)+1)-INDEX('Shultis Faw'!$F$2:$F$26,MATCH($C434,'Shultis Faw'!$A$2:$A$26,1)))/(INDEX('Shultis Faw'!$A$2:$A$26,MATCH($C434,'Shultis Faw'!$A$2:$A$26,1)+1)-INDEX('Shultis Faw'!$A$2:$A$26,MATCH($C434,'Shultis Faw'!$A$2:$A$26,1))),$C434*'Shultis Faw'!$F$2/'Shultis Faw'!$A$2)","v":13.55273656},{"$f":"J434*(H434*'Externe blootstelling'!$D$23/2)^K434+L434*(TANH(((H434*'Externe blootstelling'!$D$23)/(2*M434))-2)-TANH(-2))/(1-TANH(-2))","v":1.8822144752144121},{"$f":"IF(N434=1,1+(I434-1)*H434*'Externe blootstelling'!$D$23/2,1+(I434-1)*(N434^(H434*'Externe blootstelling'!$D$23/2)-1)/(N434-1))","v":15.856054798657093},{"$f":"G434*EXP(-H434*'Externe blootstelling'!$D$23/2)*O434","v":0.15723123222472796}]
[null,null,0.1158682,1.8538911999999999E-14,6.4999999999999997E-3,{"$f":"_xlfn.IFNA(INDEX('hp (pSv cm2)'!$B$2:$B$52,MATCH($C435,'hp (pSv cm2)'!$A$2:$A$52,1))+($C435-INDEX('hp (pSv cm2)'!$A$2:$A$52,MATCH($C435,'hp (pSv cm2)'!$A$2:$A$52,1)))*(INDEX('hp (pSv cm2)'!$B$2:$B$52,MATCH($C435,'hp (pSv cm2)'!$A$2:$A$52,1)+1)-INDEX('hp (pSv cm2)'!$B$2:$B$52,MATCH($C435,'hp (pSv cm2)'!$A$2:$A$52,1)))/(INDEX('hp (pSv cm2)'!$A$2:$A$52,MATCH($C435,'hp (pSv cm2)'!$A$2:$A$52,1)+1)-INDEX('hp (pSv cm2)'!$A$2:$A$52,MATCH($C435,'hp (pSv cm2)'!$A$2:$A$52,1))),$C435*'hp (pSv cm2)'!$B$2/'hp (pSv cm2)'!$A$2)","v":0.59067635600000001},3.8393963139999997E-3,{"$f":"_xlfn.IFNA(0.997*(INDEX('Mass attenuation coefficients'!$B$2:$B$37,MATCH($C435,'Mass attenuation coefficients'!$A$2:$A$37,1))+($C435-INDEX('Mass attenuation coefficients'!$A$2:$A$37,MATCH($C435,'Mass attenuation coefficients'!$A$2:$A$37,1)))*(INDEX('Mass attenuation coefficients'!$B$2:$B$37,MATCH($C435,'Mass attenuation coefficients'!$A$2:$A$37,1)+1)-INDEX('Mass attenuation coefficients'!$B$2:$B$37,MATCH($C435,'Mass attenuation coefficients'!$A$2:$A$37,1)))/(INDEX('Mass attenuation coefficients'!$A$2:$A$37,MATCH($C435,'Mass attenuation coefficients'!$A$2:$A$37,1)+1)-INDEX('Mass attenuation coefficients'!$A$2:$A$37,MATCH($C435,'Mass attenuation coefficients'!$A$2:$A$37,1)))),0.997*$C435*'Mass attenuation coefficients'!$B$2/'Mass attenuation coefficients'!$A$2)","v":0.16379637945839998},{"$f":"_xlfn.IFNA(INDEX('Shultis Faw'!$C$2:$C$26,MATCH($C435,'Shultis Faw'!$A$2:$A$26,1))+($C435-INDEX('Shultis Faw'!$A$2:$A$26,MATCH($C435,'Shultis Faw'!$A$2:$A$26,1)))*(INDEX('Shultis Faw'!$C$2:$C$26,MATCH($C435,'Shultis Faw'!$A$2:$A$26,1)+1)-INDEX('Shultis Faw'!$C$2:$C$26,MATCH($C435,'Shultis Faw'!$A$2:$A$26,1)))/(INDEX('Shultis Faw'!$A$2:$A$26,MATCH($C435,'Shultis Faw'!$A$2:$A$26,1)+1)-INDEX('Shultis Faw'!$A$2:$A$26,MATCH($C435,'Shultis Faw'!$A$2:$A$26,1))),$C435*'Shultis Faw'!$C$2/'Shultis Faw'!$A$2)","v":4.4198991760000004},{"$f":"_xlfn.IFNA(INDEX('Shultis Faw'!$D$2:$D$26,MATCH($C435,'Shultis Faw'!$A$2:$A$26,1))+($C435-INDEX('Shultis Faw'!$A$2:$A$26,MATCH($C435,'Shultis Faw'!$A$2:$A$26,1)))*(INDEX('Shultis Faw'!$D$2:$D$26,MATCH($C435,'Shultis Faw'!$A$2:$A$26,1)+1)-INDEX('Shultis Faw'!$D$2:$D$26,MATCH($C435,'Shultis Faw'!$A$2:$A$26,1)))/(INDEX('Shultis Faw'!$A$2:$A$26,MATCH($C435,'Shultis Faw'!$A$2:$A$26,1)+1)-INDEX('Shultis Faw'!$A$2:$A$26,MATCH($C435,'Shultis Faw'!$A$2:$A$26,1))),$C435*'Shultis Faw'!$D$2/'Shultis Faw'!$A$2)","v":2.2276646439999999},{"$f":"_xlfn.IFNA(INDEX('Shultis Faw'!$B$2:$B$26,MATCH($C435,'Shultis Faw'!$A$2:$A$26,1))+($C435-INDEX('Shultis Faw'!$A$2:$A$26,MATCH($C435,'Shultis Faw'!$A$2:$A$26,1)))*(INDEX('Shultis Faw'!$B$2:$B$26,MATCH($C435,'Shultis Faw'!$A$2:$A$26,1)+1)-INDEX('Shultis Faw'!$B$2:$B$26,MATCH($C435,'Shultis Faw'!$A$2:$A$26,1)))/(INDEX('Shultis Faw'!$A$2:$A$26,MATCH($C435,'Shultis Faw'!$A$2:$A$26,1)+1)-INDEX('Shultis Faw'!$A$2:$A$26,MATCH($C435,'Shultis Faw'!$A$2:$A$26,1))),$C435*'Shultis Faw'!$B$2/'Shultis Faw'!$A$2)","v":-0.18568263600000001},{"$f":"_xlfn.IFNA(INDEX('Shultis Faw'!$E$2:$E$26,MATCH($C435,'Shultis Faw'!$A$2:$A$26,1))+($C435-INDEX('Shultis Faw'!$A$2:$A$26,MATCH($C435,'Shultis Faw'!$A$2:$A$26,1)))*(INDEX('Shultis Faw'!$E$2:$E$26,MATCH($C435,'Shultis Faw'!$A$2:$A$26,1)+1)-INDEX('Shultis Faw'!$E$2:$E$26,MATCH($C435,'Shultis Faw'!$A$2:$A$26,1)))/(INDEX('Shultis Faw'!$A$2:$A$26,MATCH($C435,'Shultis Faw'!$A$2:$A$26,1)+1)-INDEX('Shultis Faw'!$A$2:$A$26,MATCH($C435,'Shultis Faw'!$A$2:$A$26,1))),$C435*'Shultis Faw'!$E$2/'Shultis Faw'!$A$2)","v":8.10449164E-2},{"$f":"_xlfn.IFNA(INDEX('Shultis Faw'!$F$2:$F$26,MATCH($C435,'Shultis Faw'!$A$2:$A$26,1))+($C435-INDEX('Shultis Faw'!$A$2:$A$26,MATCH($C435,'Shultis Faw'!$A$2:$A$26,1)))*(INDEX('Shultis Faw'!$F$2:$F$26,MATCH($C435,'Shultis Faw'!$A$2:$A$26,1)+1)-INDEX('Shultis Faw'!$F$2:$F$26,MATCH($C435,'Shultis Faw'!$A$2:$A$26,1)))/(INDEX('Shultis Faw'!$A$2:$A$26,MATCH($C435,'Shultis Faw'!$A$2:$A$26,1)+1)-INDEX('Shultis Faw'!$A$2:$A$26,MATCH($C435,'Shultis Faw'!$A$2:$A$26,1))),$C435*'Shultis Faw'!$F$2/'Shultis Faw'!$A$2)","v":13.60293304},{"$f":"J435*(H435*'Externe blootstelling'!$D$23/2)^K435+L435*(TANH(((H435*'Externe blootstelling'!$D$23)/(2*M435))-2)-TANH(-2))/(1-TANH(-2))","v":1.8858410642840697},{"$f":"IF(N435=1,1+(I435-1)*H435*'Externe blootstelling'!$D$23/2,1+(I435-1)*(N435^(H435*'Externe blootstelling'!$D$23/2)-1)/(N435-1))","v":15.486100361214691},{"$f":"G435*EXP(-H435*'Externe blootstelling'!$D$23/2)*O435","v":5.095268291974665E-3}]
[null,null,0.11701,1.87216E-14,1.8699999999999999E-3,{"$f":"_xlfn.IFNA(INDEX('hp (pSv cm2)'!$B$2:$B$52,MATCH($C436,'hp (pSv cm2)'!$A$2:$A$52,1))+($C436-INDEX('hp (pSv cm2)'!$A$2:$A$52,MATCH($C436,'hp (pSv cm2)'!$A$2:$A$52,1)))*(INDEX('hp (pSv cm2)'!$B$2:$B$52,MATCH($C436,'hp (pSv cm2)'!$A$2:$A$52,1)+1)-INDEX('hp (pSv cm2)'!$B$2:$B$52,MATCH($C436,'hp (pSv cm2)'!$A$2:$A$52,1)))/(INDEX('hp (pSv cm2)'!$A$2:$A$52,MATCH($C436,'hp (pSv cm2)'!$A$2:$A$52,1)+1)-INDEX('hp (pSv cm2)'!$A$2:$A$52,MATCH($C436,'hp (pSv cm2)'!$A$2:$A$52,1))),$C436*'hp (pSv cm2)'!$B$2/'hp (pSv cm2)'!$A$2)","v":0.59590580000000004},1.1143438459999999E-3,{"$f":"_xlfn.IFNA(0.997*(INDEX('Mass attenuation coefficients'!$B$2:$B$37,MATCH($C436,'Mass attenuation coefficients'!$A$2:$A$37,1))+($C436-INDEX('Mass attenuation coefficients'!$A$2:$A$37,MATCH($C436,'Mass attenuation coefficients'!$A$2:$A$37,1)))*(INDEX('Mass attenuation coefficients'!$B$2:$B$37,MATCH($C436,'Mass attenuation coefficients'!$A$2:$A$37,1)+1)-INDEX('Mass attenuation coefficients'!$B$2:$B$37,MATCH($C436,'Mass attenuation coefficients'!$A$2:$A$37,1)))/(INDEX('Mass attenuation coefficients'!$A$2:$A$37,MATCH($C436,'Mass attenuation coefficients'!$A$2:$A$37,1)+1)-INDEX('Mass attenuation coefficients'!$A$2:$A$37,MATCH($C436,'Mass attenuation coefficients'!$A$2:$A$37,1)))),0.997*$C436*'Mass attenuation coefficients'!$B$2/'Mass attenuation coefficients'!$A$2)","v":0.16333647611999999},{"$f":"_xlfn.IFNA(INDEX('Shultis Faw'!$C$2:$C$26,MATCH($C436,'Shultis Faw'!$A$2:$A$26,1))+($C436-INDEX('Shultis Faw'!$A$2:$A$26,MATCH($C436,'Shultis Faw'!$A$2:$A$26,1)))*(INDEX('Shultis Faw'!$C$2:$C$26,MATCH($C436,'Shultis Faw'!$A$2:$A$26,1)+1)-INDEX('Shultis Faw'!$C$2:$C$26,MATCH($C436,'Shultis Faw'!$A$2:$A$26,1)))/(INDEX('Shultis Faw'!$A$2:$A$26,MATCH($C436,'Shultis Faw'!$A$2:$A$26,1)+1)-INDEX('Shultis Faw'!$A$2:$A$26,MATCH($C436,'Shultis Faw'!$A$2:$A$26,1))),$C436*'Shultis Faw'!$C$2/'Shultis Faw'!$A$2)","v":4.4024067999999996},{"$f":"_xlfn.IFNA(INDEX('Shultis Faw'!$D$2:$D$26,MATCH($C436,'Shultis Faw'!$A$2:$A$26,1))+($C436-INDEX('Shultis Faw'!$A$2:$A$26,MATCH($C436,'Shultis Faw'!$A$2:$A$26,1)))*(INDEX('Shultis Faw'!$D$2:$D$26,MATCH($C436,'Shultis Faw'!$A$2:$A$26,1)+1)-INDEX('Shultis Faw'!$D$2:$D$26,MATCH($C436,'Shultis Faw'!$A$2:$A$26,1)))/(INDEX('Shultis Faw'!$A$2:$A$26,MATCH($C436,'Shultis Faw'!$A$2:$A$26,1)+1)-INDEX('Shultis Faw'!$A$2:$A$26,MATCH($C436,'Shultis Faw'!$A$2:$A$26,1))),$C436*'Shultis Faw'!$D$2/'Shultis Faw'!$A$2)","v":2.2281442},{"$f":"_xlfn.IFNA(INDEX('Shultis Faw'!$B$2:$B$26,MATCH($C436,'Shultis Faw'!$A$2:$A$26,1))+($C436-INDEX('Shultis Faw'!$A$2:$A$26,MATCH($C436,'Shultis Faw'!$A$2:$A$26,1)))*(INDEX('Shultis Faw'!$B$2:$B$26,MATCH($C436,'Shultis Faw'!$A$2:$A$26,1)+1)-INDEX('Shultis Faw'!$B$2:$B$26,MATCH($C436,'Shultis Faw'!$A$2:$A$26,1)))/(INDEX('Shultis Faw'!$A$2:$A$26,MATCH($C436,'Shultis Faw'!$A$2:$A$26,1)+1)-INDEX('Shultis Faw'!$A$2:$A$26,MATCH($C436,'Shultis Faw'!$A$2:$A$26,1))),$C436*'Shultis Faw'!$B$2/'Shultis Faw'!$A$2)","v":-0.18565979999999999},{"$f":"_xlfn.IFNA(INDEX('Shultis Faw'!$E$2:$E$26,MATCH($C436,'Shultis Faw'!$A$2:$A$26,1))+($C436-INDEX('Shultis Faw'!$A$2:$A$26,MATCH($C436,'Shultis Faw'!$A$2:$A$26,1)))*(INDEX('Shultis Faw'!$E$2:$E$26,MATCH($C436,'Shultis Faw'!$A$2:$A$26,1)+1)-INDEX('Shultis Faw'!$E$2:$E$26,MATCH($C436,'Shultis Faw'!$A$2:$A$26,1)))/(INDEX('Shultis Faw'!$A$2:$A$26,MATCH($C436,'Shultis Faw'!$A$2:$A$26,1)+1)-INDEX('Shultis Faw'!$A$2:$A$26,MATCH($C436,'Shultis Faw'!$A$2:$A$26,1))),$C436*'Shultis Faw'!$E$2/'Shultis Faw'!$A$2)","v":8.0933020000000008E-2},{"$f":"_xlfn.IFNA(INDEX('Shultis Faw'!$F$2:$F$26,MATCH($C436,'Shultis Faw'!$A$2:$A$26,1))+($C436-INDEX('Shultis Faw'!$A$2:$A$26,MATCH($C436,'Shultis Faw'!$A$2:$A$26,1)))*(INDEX('Shultis Faw'!$F$2:$F$26,MATCH($C436,'Shultis Faw'!$A$2:$A$26,1)+1)-INDEX('Shultis Faw'!$F$2:$F$26,MATCH($C436,'Shultis Faw'!$A$2:$A$26,1)))/(INDEX('Shultis Faw'!$A$2:$A$26,MATCH($C436,'Shultis Faw'!$A$2:$A$26,1)+1)-INDEX('Shultis Faw'!$A$2:$A$26,MATCH($C436,'Shultis Faw'!$A$2:$A$26,1))),$C436*'Shultis Faw'!$F$2/'Shultis Faw'!$A$2)","v":13.622572},{"$f":"J436*(H436*'Externe blootstelling'!$D$23/2)^K436+L436*(TANH(((H436*'Externe blootstelling'!$D$23)/(2*M436))-2)-TANH(-2))/(1-TANH(-2))","v":1.8872662014741384},{"$f":"IF(N436=1,1+(I436-1)*H436*'Externe blootstelling'!$D$23/2,1+(I436-1)*(N436^(H436*'Externe blootstelling'!$D$23/2)-1)/(N436-1))","v":15.342892328468162},{"$f":"G436*EXP(-H436*'Externe blootstelling'!$D$23/2)*O436","v":1.475314130980031E-3}]
[null,null,0.1216211,1.9459375999999999E-14,5.91E-2,{"$f":"_xlfn.IFNA(INDEX('hp (pSv cm2)'!$B$2:$B$52,MATCH($C437,'hp (pSv cm2)'!$A$2:$A$52,1))+($C437-INDEX('hp (pSv cm2)'!$A$2:$A$52,MATCH($C437,'hp (pSv cm2)'!$A$2:$A$52,1)))*(INDEX('hp (pSv cm2)'!$B$2:$B$52,MATCH($C437,'hp (pSv cm2)'!$A$2:$A$52,1)+1)-INDEX('hp (pSv cm2)'!$B$2:$B$52,MATCH($C437,'hp (pSv cm2)'!$A$2:$A$52,1)))/(INDEX('hp (pSv cm2)'!$A$2:$A$52,MATCH($C437,'hp (pSv cm2)'!$A$2:$A$52,1)+1)-INDEX('hp (pSv cm2)'!$A$2:$A$52,MATCH($C437,'hp (pSv cm2)'!$A$2:$A$52,1))),$C437*'hp (pSv cm2)'!$B$2/'hp (pSv cm2)'!$A$2)","v":0.61702463799999996},3.64661561058E-2,{"$f":"_xlfn.IFNA(0.997*(INDEX('Mass attenuation coefficients'!$B$2:$B$37,MATCH($C437,'Mass attenuation coefficients'!$A$2:$A$37,1))+($C437-INDEX('Mass attenuation coefficients'!$A$2:$A$37,MATCH($C437,'Mass attenuation coefficients'!$A$2:$A$37,1)))*(INDEX('Mass attenuation coefficients'!$B$2:$B$37,MATCH($C437,'Mass attenuation coefficients'!$A$2:$A$37,1)+1)-INDEX('Mass attenuation coefficients'!$B$2:$B$37,MATCH($C437,'Mass attenuation coefficients'!$A$2:$A$37,1)))/(INDEX('Mass attenuation coefficients'!$A$2:$A$37,MATCH($C437,'Mass attenuation coefficients'!$A$2:$A$37,1)+1)-INDEX('Mass attenuation coefficients'!$A$2:$A$37,MATCH($C437,'Mass attenuation coefficients'!$A$2:$A$37,1)))),0.997*$C437*'Mass attenuation coefficients'!$B$2/'Mass attenuation coefficients'!$A$2)","v":0.1614791803732},{"$f":"_xlfn.IFNA(INDEX('Shultis Faw'!$C$2:$C$26,MATCH($C437,'Shultis Faw'!$A$2:$A$26,1))+($C437-INDEX('Shultis Faw'!$A$2:$A$26,MATCH($C437,'Shultis Faw'!$A$2:$A$26,1)))*(INDEX('Shultis Faw'!$C$2:$C$26,MATCH($C437,'Shultis Faw'!$A$2:$A$26,1)+1)-INDEX('Shultis Faw'!$C$2:$C$26,MATCH($C437,'Shultis Faw'!$A$2:$A$26,1)))/(INDEX('Shultis Faw'!$A$2:$A$26,MATCH($C437,'Shultis Faw'!$A$2:$A$26,1)+1)-INDEX('Shultis Faw'!$A$2:$A$26,MATCH($C437,'Shultis Faw'!$A$2:$A$26,1))),$C437*'Shultis Faw'!$C$2/'Shultis Faw'!$A$2)","v":4.3317647480000003},{"$f":"_xlfn.IFNA(INDEX('Shultis Faw'!$D$2:$D$26,MATCH($C437,'Shultis Faw'!$A$2:$A$26,1))+($C437-INDEX('Shultis Faw'!$A$2:$A$26,MATCH($C437,'Shultis Faw'!$A$2:$A$26,1)))*(INDEX('Shultis Faw'!$D$2:$D$26,MATCH($C437,'Shultis Faw'!$A$2:$A$26,1)+1)-INDEX('Shultis Faw'!$D$2:$D$26,MATCH($C437,'Shultis Faw'!$A$2:$A$26,1)))/(INDEX('Shultis Faw'!$A$2:$A$26,MATCH($C437,'Shultis Faw'!$A$2:$A$26,1)+1)-INDEX('Shultis Faw'!$A$2:$A$26,MATCH($C437,'Shultis Faw'!$A$2:$A$26,1))),$C437*'Shultis Faw'!$D$2/'Shultis Faw'!$A$2)","v":2.2300808619999999},{"$f":"_xlfn.IFNA(INDEX('Shultis Faw'!$B$2:$B$26,MATCH($C437,'Shultis Faw'!$A$2:$A$26,1))+($C437-INDEX('Shultis Faw'!$A$2:$A$26,MATCH($C437,'Shultis Faw'!$A$2:$A$26,1)))*(INDEX('Shultis Faw'!$B$2:$B$26,MATCH($C437,'Shultis Faw'!$A$2:$A$26,1)+1)-INDEX('Shultis Faw'!$B$2:$B$26,MATCH($C437,'Shultis Faw'!$A$2:$A$26,1)))/(INDEX('Shultis Faw'!$A$2:$A$26,MATCH($C437,'Shultis Faw'!$A$2:$A$26,1)+1)-INDEX('Shultis Faw'!$A$2:$A$26,MATCH($C437,'Shultis Faw'!$A$2:$A$26,1))),$C437*'Shultis Faw'!$B$2/'Shultis Faw'!$A$2)","v":-0.18556757800000001},{"$f":"_xlfn.IFNA(INDEX('Shultis Faw'!$E$2:$E$26,MATCH($C437,'Shultis Faw'!$A$2:$A$26,1))+($C437-INDEX('Shultis Faw'!$A$2:$A$26,MATCH($C437,'Shultis Faw'!$A$2:$A$26,1)))*(INDEX('Shultis Faw'!$E$2:$E$26,MATCH($C437,'Shultis Faw'!$A$2:$A$26,1)+1)-INDEX('Shultis Faw'!$E$2:$E$26,MATCH($C437,'Shultis Faw'!$A$2:$A$26,1)))/(INDEX('Shultis Faw'!$A$2:$A$26,MATCH($C437,'Shultis Faw'!$A$2:$A$26,1)+1)-INDEX('Shultis Faw'!$A$2:$A$26,MATCH($C437,'Shultis Faw'!$A$2:$A$26,1))),$C437*'Shultis Faw'!$E$2/'Shultis Faw'!$A$2)","v":8.04811322E-2},{"$f":"_xlfn.IFNA(INDEX('Shultis Faw'!$F$2:$F$26,MATCH($C437,'Shultis Faw'!$A$2:$A$26,1))+($C437-INDEX('Shultis Faw'!$A$2:$A$26,MATCH($C437,'Shultis Faw'!$A$2:$A$26,1)))*(INDEX('Shultis Faw'!$F$2:$F$26,MATCH($C437,'Shultis Faw'!$A$2:$A$26,1)+1)-INDEX('Shultis Faw'!$F$2:$F$26,MATCH($C437,'Shultis Faw'!$A$2:$A$26,1)))/(INDEX('Shultis Faw'!$A$2:$A$26,MATCH($C437,'Shultis Faw'!$A$2:$A$26,1)+1)-INDEX('Shultis Faw'!$A$2:$A$26,MATCH($C437,'Shultis Faw'!$A$2:$A$26,1))),$C437*'Shultis Faw'!$F$2/'Shultis Faw'!$A$2)","v":13.701882919999999},{"$f":"J437*(H437*'Externe blootstelling'!$D$23/2)^K437+L437*(TANH(((H437*'Externe blootstelling'!$D$23)/(2*M437))-2)-TANH(-2))/(1-TANH(-2))","v":1.8930579250344493},{"$f":"IF(N437=1,1+(I437-1)*H437*'Externe blootstelling'!$D$23/2,1+(I437-1)*(N437^(H437*'Externe blootstelling'!$D$23/2)-1)/(N437-1))","v":14.773278301151182},{"$f":"G437*EXP(-H437*'Externe blootstelling'!$D$23/2)*O437","v":4.7799583378579633E-2}]
[null,null,0.12850299999999998,2.0560479999999995E-14,0.155,{"$f":"_xlfn.IFNA(INDEX('hp (pSv cm2)'!$B$2:$B$52,MATCH($C438,'hp (pSv cm2)'!$A$2:$A$52,1))+($C438-INDEX('hp (pSv cm2)'!$A$2:$A$52,MATCH($C438,'hp (pSv cm2)'!$A$2:$A$52,1)))*(INDEX('hp (pSv cm2)'!$B$2:$B$52,MATCH($C438,'hp (pSv cm2)'!$A$2:$A$52,1)+1)-INDEX('hp (pSv cm2)'!$B$2:$B$52,MATCH($C438,'hp (pSv cm2)'!$A$2:$A$52,1)))/(INDEX('hp (pSv cm2)'!$A$2:$A$52,MATCH($C438,'hp (pSv cm2)'!$A$2:$A$52,1)+1)-INDEX('hp (pSv cm2)'!$A$2:$A$52,MATCH($C438,'hp (pSv cm2)'!$A$2:$A$52,1))),$C438*'hp (pSv cm2)'!$B$2/'hp (pSv cm2)'!$A$2)","v":0.64854373999999992},0.10052427969999998,{"$f":"_xlfn.IFNA(0.997*(INDEX('Mass attenuation coefficients'!$B$2:$B$37,MATCH($C438,'Mass attenuation coefficients'!$A$2:$A$37,1))+($C438-INDEX('Mass attenuation coefficients'!$A$2:$A$37,MATCH($C438,'Mass attenuation coefficients'!$A$2:$A$37,1)))*(INDEX('Mass attenuation coefficients'!$B$2:$B$37,MATCH($C438,'Mass attenuation coefficients'!$A$2:$A$37,1)+1)-INDEX('Mass attenuation coefficients'!$B$2:$B$37,MATCH($C438,'Mass attenuation coefficients'!$A$2:$A$37,1)))/(INDEX('Mass attenuation coefficients'!$A$2:$A$37,MATCH($C438,'Mass attenuation coefficients'!$A$2:$A$37,1)+1)-INDEX('Mass attenuation coefficients'!$A$2:$A$37,MATCH($C438,'Mass attenuation coefficients'!$A$2:$A$37,1)))),0.997*$C438*'Mass attenuation coefficients'!$B$2/'Mass attenuation coefficients'!$A$2)","v":0.15870723363600001},{"$f":"_xlfn.IFNA(INDEX('Shultis Faw'!$C$2:$C$26,MATCH($C438,'Shultis Faw'!$A$2:$A$26,1))+($C438-INDEX('Shultis Faw'!$A$2:$A$26,MATCH($C438,'Shultis Faw'!$A$2:$A$26,1)))*(INDEX('Shultis Faw'!$C$2:$C$26,MATCH($C438,'Shultis Faw'!$A$2:$A$26,1)+1)-INDEX('Shultis Faw'!$C$2:$C$26,MATCH($C438,'Shultis Faw'!$A$2:$A$26,1)))/(INDEX('Shultis Faw'!$A$2:$A$26,MATCH($C438,'Shultis Faw'!$A$2:$A$26,1)+1)-INDEX('Shultis Faw'!$A$2:$A$26,MATCH($C438,'Shultis Faw'!$A$2:$A$26,1))),$C438*'Shultis Faw'!$C$2/'Shultis Faw'!$A$2)","v":4.2263340400000002},{"$f":"_xlfn.IFNA(INDEX('Shultis Faw'!$D$2:$D$26,MATCH($C438,'Shultis Faw'!$A$2:$A$26,1))+($C438-INDEX('Shultis Faw'!$A$2:$A$26,MATCH($C438,'Shultis Faw'!$A$2:$A$26,1)))*(INDEX('Shultis Faw'!$D$2:$D$26,MATCH($C438,'Shultis Faw'!$A$2:$A$26,1)+1)-INDEX('Shultis Faw'!$D$2:$D$26,MATCH($C438,'Shultis Faw'!$A$2:$A$26,1)))/(INDEX('Shultis Faw'!$A$2:$A$26,MATCH($C438,'Shultis Faw'!$A$2:$A$26,1)+1)-INDEX('Shultis Faw'!$A$2:$A$26,MATCH($C438,'Shultis Faw'!$A$2:$A$26,1))),$C438*'Shultis Faw'!$D$2/'Shultis Faw'!$A$2)","v":2.2329712600000002},{"$f":"_xlfn.IFNA(INDEX('Shultis Faw'!$B$2:$B$26,MATCH($C438,'Shultis Faw'!$A$2:$A$26,1))+($C438-INDEX('Shultis Faw'!$A$2:$A$26,MATCH($C438,'Shultis Faw'!$A$2:$A$26,1)))*(INDEX('Shultis Faw'!$B$2:$B$26,MATCH($C438,'Shultis Faw'!$A$2:$A$26,1)+1)-INDEX('Shultis Faw'!$B$2:$B$26,MATCH($C438,'Shultis Faw'!$A$2:$A$26,1)))/(INDEX('Shultis Faw'!$A$2:$A$26,MATCH($C438,'Shultis Faw'!$A$2:$A$26,1)+1)-INDEX('Shultis Faw'!$A$2:$A$26,MATCH($C438,'Shultis Faw'!$A$2:$A$26,1))),$C438*'Shultis Faw'!$B$2/'Shultis Faw'!$A$2)","v":-0.18542993999999999},{"$f":"_xlfn.IFNA(INDEX('Shultis Faw'!$E$2:$E$26,MATCH($C438,'Shultis Faw'!$A$2:$A$26,1))+($C438-INDEX('Shultis Faw'!$A$2:$A$26,MATCH($C438,'Shultis Faw'!$A$2:$A$26,1)))*(INDEX('Shultis Faw'!$E$2:$E$26,MATCH($C438,'Shultis Faw'!$A$2:$A$26,1)+1)-INDEX('Shultis Faw'!$E$2:$E$26,MATCH($C438,'Shultis Faw'!$A$2:$A$26,1)))/(INDEX('Shultis Faw'!$A$2:$A$26,MATCH($C438,'Shultis Faw'!$A$2:$A$26,1)+1)-INDEX('Shultis Faw'!$A$2:$A$26,MATCH($C438,'Shultis Faw'!$A$2:$A$26,1))),$C438*'Shultis Faw'!$E$2/'Shultis Faw'!$A$2)","v":7.9806706000000005E-2},{"$f":"_xlfn.IFNA(INDEX('Shultis Faw'!$F$2:$F$26,MATCH($C438,'Shultis Faw'!$A$2:$A$26,1))+($C438-INDEX('Shultis Faw'!$A$2:$A$26,MATCH($C438,'Shultis Faw'!$A$2:$A$26,1)))*(INDEX('Shultis Faw'!$F$2:$F$26,MATCH($C438,'Shultis Faw'!$A$2:$A$26,1)+1)-INDEX('Shultis Faw'!$F$2:$F$26,MATCH($C438,'Shultis Faw'!$A$2:$A$26,1)))/(INDEX('Shultis Faw'!$A$2:$A$26,MATCH($C438,'Shultis Faw'!$A$2:$A$26,1)+1)-INDEX('Shultis Faw'!$A$2:$A$26,MATCH($C438,'Shultis Faw'!$A$2:$A$26,1))),$C438*'Shultis Faw'!$F$2/'Shultis Faw'!$A$2)","v":13.820251599999999},{"$f":"J438*(H438*'Externe blootstelling'!$D$23/2)^K438+L438*(TANH(((H438*'Externe blootstelling'!$D$23)/(2*M438))-2)-TANH(-2))/(1-TANH(-2))","v":1.9018127464248451},{"$f":"IF(N438=1,1+(I438-1)*H438*'Externe blootstelling'!$D$23/2,1+(I438-1)*(N438^(H438*'Externe blootstelling'!$D$23/2)-1)/(N438-1))","v":13.948936021733942},{"$f":"G438*EXP(-H438*'Externe blootstelling'!$D$23/2)*O438","v":0.12969609946457275}]
[null,null,0.13672479999999998,2.1875967999999998E-14,1.4E-2,{"$f":"_xlfn.IFNA(INDEX('hp (pSv cm2)'!$B$2:$B$52,MATCH($C439,'hp (pSv cm2)'!$A$2:$A$52,1))+($C439-INDEX('hp (pSv cm2)'!$A$2:$A$52,MATCH($C439,'hp (pSv cm2)'!$A$2:$A$52,1)))*(INDEX('hp (pSv cm2)'!$B$2:$B$52,MATCH($C439,'hp (pSv cm2)'!$A$2:$A$52,1)+1)-INDEX('hp (pSv cm2)'!$B$2:$B$52,MATCH($C439,'hp (pSv cm2)'!$A$2:$A$52,1)))/(INDEX('hp (pSv cm2)'!$A$2:$A$52,MATCH($C439,'hp (pSv cm2)'!$A$2:$A$52,1)+1)-INDEX('hp (pSv cm2)'!$A$2:$A$52,MATCH($C439,'hp (pSv cm2)'!$A$2:$A$52,1))),$C439*'hp (pSv cm2)'!$B$2/'hp (pSv cm2)'!$A$2)","v":0.68619958399999992},9.6067941759999994E-3,{"$f":"_xlfn.IFNA(0.997*(INDEX('Mass attenuation coefficients'!$B$2:$B$37,MATCH($C439,'Mass attenuation coefficients'!$A$2:$A$37,1))+($C439-INDEX('Mass attenuation coefficients'!$A$2:$A$37,MATCH($C439,'Mass attenuation coefficients'!$A$2:$A$37,1)))*(INDEX('Mass attenuation coefficients'!$B$2:$B$37,MATCH($C439,'Mass attenuation coefficients'!$A$2:$A$37,1)+1)-INDEX('Mass attenuation coefficients'!$B$2:$B$37,MATCH($C439,'Mass attenuation coefficients'!$A$2:$A$37,1)))/(INDEX('Mass attenuation coefficients'!$A$2:$A$37,MATCH($C439,'Mass attenuation coefficients'!$A$2:$A$37,1)+1)-INDEX('Mass attenuation coefficients'!$A$2:$A$37,MATCH($C439,'Mass attenuation coefficients'!$A$2:$A$37,1)))),0.997*$C439*'Mass attenuation coefficients'!$B$2/'Mass attenuation coefficients'!$A$2)","v":0.1553955912576},{"$f":"_xlfn.IFNA(INDEX('Shultis Faw'!$C$2:$C$26,MATCH($C439,'Shultis Faw'!$A$2:$A$26,1))+($C439-INDEX('Shultis Faw'!$A$2:$A$26,MATCH($C439,'Shultis Faw'!$A$2:$A$26,1)))*(INDEX('Shultis Faw'!$C$2:$C$26,MATCH($C439,'Shultis Faw'!$A$2:$A$26,1)+1)-INDEX('Shultis Faw'!$C$2:$C$26,MATCH($C439,'Shultis Faw'!$A$2:$A$26,1)))/(INDEX('Shultis Faw'!$A$2:$A$26,MATCH($C439,'Shultis Faw'!$A$2:$A$26,1)+1)-INDEX('Shultis Faw'!$A$2:$A$26,MATCH($C439,'Shultis Faw'!$A$2:$A$26,1))),$C439*'Shultis Faw'!$C$2/'Shultis Faw'!$A$2)","v":4.1003760640000007},{"$f":"_xlfn.IFNA(INDEX('Shultis Faw'!$D$2:$D$26,MATCH($C439,'Shultis Faw'!$A$2:$A$26,1))+($C439-INDEX('Shultis Faw'!$A$2:$A$26,MATCH($C439,'Shultis Faw'!$A$2:$A$26,1)))*(INDEX('Shultis Faw'!$D$2:$D$26,MATCH($C439,'Shultis Faw'!$A$2:$A$26,1)+1)-INDEX('Shultis Faw'!$D$2:$D$26,MATCH($C439,'Shultis Faw'!$A$2:$A$26,1)))/(INDEX('Shultis Faw'!$A$2:$A$26,MATCH($C439,'Shultis Faw'!$A$2:$A$26,1)+1)-INDEX('Shultis Faw'!$A$2:$A$26,MATCH($C439,'Shultis Faw'!$A$2:$A$26,1))),$C439*'Shultis Faw'!$D$2/'Shultis Faw'!$A$2)","v":2.2364244160000002},{"$f":"_xlfn.IFNA(INDEX('Shultis Faw'!$B$2:$B$26,MATCH($C439,'Shultis Faw'!$A$2:$A$26,1))+($C439-INDEX('Shultis Faw'!$A$2:$A$26,MATCH($C439,'Shultis Faw'!$A$2:$A$26,1)))*(INDEX('Shultis Faw'!$B$2:$B$26,MATCH($C439,'Shultis Faw'!$A$2:$A$26,1)+1)-INDEX('Shultis Faw'!$B$2:$B$26,MATCH($C439,'Shultis Faw'!$A$2:$A$26,1)))/(INDEX('Shultis Faw'!$A$2:$A$26,MATCH($C439,'Shultis Faw'!$A$2:$A$26,1)+1)-INDEX('Shultis Faw'!$A$2:$A$26,MATCH($C439,'Shultis Faw'!$A$2:$A$26,1))),$C439*'Shultis Faw'!$B$2/'Shultis Faw'!$A$2)","v":-0.185265504},{"$f":"_xlfn.IFNA(INDEX('Shultis Faw'!$E$2:$E$26,MATCH($C439,'Shultis Faw'!$A$2:$A$26,1))+($C439-INDEX('Shultis Faw'!$A$2:$A$26,MATCH($C439,'Shultis Faw'!$A$2:$A$26,1)))*(INDEX('Shultis Faw'!$E$2:$E$26,MATCH($C439,'Shultis Faw'!$A$2:$A$26,1)+1)-INDEX('Shultis Faw'!$E$2:$E$26,MATCH($C439,'Shultis Faw'!$A$2:$A$26,1)))/(INDEX('Shultis Faw'!$A$2:$A$26,MATCH($C439,'Shultis Faw'!$A$2:$A$26,1)+1)-INDEX('Shultis Faw'!$A$2:$A$26,MATCH($C439,'Shultis Faw'!$A$2:$A$26,1))),$C439*'Shultis Faw'!$E$2/'Shultis Faw'!$A$2)","v":7.9000969600000012E-2},{"$f":"_xlfn.IFNA(INDEX('Shultis Faw'!$F$2:$F$26,MATCH($C439,'Shultis Faw'!$A$2:$A$26,1))+($C439-INDEX('Shultis Faw'!$A$2:$A$26,MATCH($C439,'Shultis Faw'!$A$2:$A$26,1)))*(INDEX('Shultis Faw'!$F$2:$F$26,MATCH($C439,'Shultis Faw'!$A$2:$A$26,1)+1)-INDEX('Shultis Faw'!$F$2:$F$26,MATCH($C439,'Shultis Faw'!$A$2:$A$26,1)))/(INDEX('Shultis Faw'!$A$2:$A$26,MATCH($C439,'Shultis Faw'!$A$2:$A$26,1)+1)-INDEX('Shultis Faw'!$A$2:$A$26,MATCH($C439,'Shultis Faw'!$A$2:$A$26,1))),$C439*'Shultis Faw'!$F$2/'Shultis Faw'!$A$2)","v":13.961666559999999},{"$f":"J439*(H439*'Externe blootstelling'!$D$23/2)^K439+L439*(TANH(((H439*'Externe blootstelling'!$D$23)/(2*M439))-2)-TANH(-2))/(1-TANH(-2))","v":1.9124523709009886},{"$f":"IF(N439=1,1+(I439-1)*H439*'Externe blootstelling'!$D$23/2,1+(I439-1)*(N439^(H439*'Externe blootstelling'!$D$23/2)-1)/(N439-1))","v":13.004014921057442},{"$f":"G439*EXP(-H439*'Externe blootstelling'!$D$23/2)*O439","v":1.2143509819329112E-2}]
[null,null,0.14576939999999999,2.3323103999999998E-14,9.1000000000000004E-3,{"$f":"_xlfn.IFNA(INDEX('hp (pSv cm2)'!$B$2:$B$52,MATCH($C440,'hp (pSv cm2)'!$A$2:$A$52,1))+($C440-INDEX('hp (pSv cm2)'!$A$2:$A$52,MATCH($C440,'hp (pSv cm2)'!$A$2:$A$52,1)))*(INDEX('hp (pSv cm2)'!$B$2:$B$52,MATCH($C440,'hp (pSv cm2)'!$A$2:$A$52,1)+1)-INDEX('hp (pSv cm2)'!$B$2:$B$52,MATCH($C440,'hp (pSv cm2)'!$A$2:$A$52,1)))/(INDEX('hp (pSv cm2)'!$A$2:$A$52,MATCH($C440,'hp (pSv cm2)'!$A$2:$A$52,1)+1)-INDEX('hp (pSv cm2)'!$A$2:$A$52,MATCH($C440,'hp (pSv cm2)'!$A$2:$A$52,1))),$C440*'hp (pSv cm2)'!$B$2/'hp (pSv cm2)'!$A$2)","v":0.72762385200000002},6.6213770532000003E-3,{"$f":"_xlfn.IFNA(0.997*(INDEX('Mass attenuation coefficients'!$B$2:$B$37,MATCH($C440,'Mass attenuation coefficients'!$A$2:$A$37,1))+($C440-INDEX('Mass attenuation coefficients'!$A$2:$A$37,MATCH($C440,'Mass attenuation coefficients'!$A$2:$A$37,1)))*(INDEX('Mass attenuation coefficients'!$B$2:$B$37,MATCH($C440,'Mass attenuation coefficients'!$A$2:$A$37,1)+1)-INDEX('Mass attenuation coefficients'!$B$2:$B$37,MATCH($C440,'Mass attenuation coefficients'!$A$2:$A$37,1)))/(INDEX('Mass attenuation coefficients'!$A$2:$A$37,MATCH($C440,'Mass attenuation coefficients'!$A$2:$A$37,1)+1)-INDEX('Mass attenuation coefficients'!$A$2:$A$37,MATCH($C440,'Mass attenuation coefficients'!$A$2:$A$37,1)))),0.997*$C440*'Mass attenuation coefficients'!$B$2/'Mass attenuation coefficients'!$A$2)","v":0.1517525349128},{"$f":"_xlfn.IFNA(INDEX('Shultis Faw'!$C$2:$C$26,MATCH($C440,'Shultis Faw'!$A$2:$A$26,1))+($C440-INDEX('Shultis Faw'!$A$2:$A$26,MATCH($C440,'Shultis Faw'!$A$2:$A$26,1)))*(INDEX('Shultis Faw'!$C$2:$C$26,MATCH($C440,'Shultis Faw'!$A$2:$A$26,1)+1)-INDEX('Shultis Faw'!$C$2:$C$26,MATCH($C440,'Shultis Faw'!$A$2:$A$26,1)))/(INDEX('Shultis Faw'!$A$2:$A$26,MATCH($C440,'Shultis Faw'!$A$2:$A$26,1)+1)-INDEX('Shultis Faw'!$A$2:$A$26,MATCH($C440,'Shultis Faw'!$A$2:$A$26,1))),$C440*'Shultis Faw'!$C$2/'Shultis Faw'!$A$2)","v":3.9618127919999999},{"$f":"_xlfn.IFNA(INDEX('Shultis Faw'!$D$2:$D$26,MATCH($C440,'Shultis Faw'!$A$2:$A$26,1))+($C440-INDEX('Shultis Faw'!$A$2:$A$26,MATCH($C440,'Shultis Faw'!$A$2:$A$26,1)))*(INDEX('Shultis Faw'!$D$2:$D$26,MATCH($C440,'Shultis Faw'!$A$2:$A$26,1)+1)-INDEX('Shultis Faw'!$D$2:$D$26,MATCH($C440,'Shultis Faw'!$A$2:$A$26,1)))/(INDEX('Shultis Faw'!$A$2:$A$26,MATCH($C440,'Shultis Faw'!$A$2:$A$26,1)+1)-INDEX('Shultis Faw'!$A$2:$A$26,MATCH($C440,'Shultis Faw'!$A$2:$A$26,1))),$C440*'Shultis Faw'!$D$2/'Shultis Faw'!$A$2)","v":2.2402231480000001},{"$f":"_xlfn.IFNA(INDEX('Shultis Faw'!$B$2:$B$26,MATCH($C440,'Shultis Faw'!$A$2:$A$26,1))+($C440-INDEX('Shultis Faw'!$A$2:$A$26,MATCH($C440,'Shultis Faw'!$A$2:$A$26,1)))*(INDEX('Shultis Faw'!$B$2:$B$26,MATCH($C440,'Shultis Faw'!$A$2:$A$26,1)+1)-INDEX('Shultis Faw'!$B$2:$B$26,MATCH($C440,'Shultis Faw'!$A$2:$A$26,1)))/(INDEX('Shultis Faw'!$A$2:$A$26,MATCH($C440,'Shultis Faw'!$A$2:$A$26,1)+1)-INDEX('Shultis Faw'!$A$2:$A$26,MATCH($C440,'Shultis Faw'!$A$2:$A$26,1))),$C440*'Shultis Faw'!$B$2/'Shultis Faw'!$A$2)","v":-0.18508461200000001},{"$f":"_xlfn.IFNA(INDEX('Shultis Faw'!$E$2:$E$26,MATCH($C440,'Shultis Faw'!$A$2:$A$26,1))+($C440-INDEX('Shultis Faw'!$A$2:$A$26,MATCH($C440,'Shultis Faw'!$A$2:$A$26,1)))*(INDEX('Shultis Faw'!$E$2:$E$26,MATCH($C440,'Shultis Faw'!$A$2:$A$26,1)+1)-INDEX('Shultis Faw'!$E$2:$E$26,MATCH($C440,'Shultis Faw'!$A$2:$A$26,1)))/(INDEX('Shultis Faw'!$A$2:$A$26,MATCH($C440,'Shultis Faw'!$A$2:$A$26,1)+1)-INDEX('Shultis Faw'!$A$2:$A$26,MATCH($C440,'Shultis Faw'!$A$2:$A$26,1))),$C440*'Shultis Faw'!$E$2/'Shultis Faw'!$A$2)","v":7.8114598800000004E-2},{"$f":"_xlfn.IFNA(INDEX('Shultis Faw'!$F$2:$F$26,MATCH($C440,'Shultis Faw'!$A$2:$A$26,1))+($C440-INDEX('Shultis Faw'!$A$2:$A$26,MATCH($C440,'Shultis Faw'!$A$2:$A$26,1)))*(INDEX('Shultis Faw'!$F$2:$F$26,MATCH($C440,'Shultis Faw'!$A$2:$A$26,1)+1)-INDEX('Shultis Faw'!$F$2:$F$26,MATCH($C440,'Shultis Faw'!$A$2:$A$26,1)))/(INDEX('Shultis Faw'!$A$2:$A$26,MATCH($C440,'Shultis Faw'!$A$2:$A$26,1)+1)-INDEX('Shultis Faw'!$A$2:$A$26,MATCH($C440,'Shultis Faw'!$A$2:$A$26,1))),$C440*'Shultis Faw'!$F$2/'Shultis Faw'!$A$2)","v":14.11723368},{"$f":"J440*(H440*'Externe blootstelling'!$D$23/2)^K440+L440*(TANH(((H440*'Externe blootstelling'!$D$23)/(2*M440))-2)-TANH(-2))/(1-TANH(-2))","v":1.9243934949050729},{"$f":"IF(N440=1,1+(I440-1)*H440*'Externe blootstelling'!$D$23/2,1+(I440-1)*(N440^(H440*'Externe blootstelling'!$D$23/2)-1)/(N440-1))","v":12.013840141447551},{"$f":"G440*EXP(-H440*'Externe blootstelling'!$D$23/2)*O440","v":8.1667796952430323E-3}]
[null,null,0.14716399999999999,2.354624E-14,3.5099999999999999E-2,{"$f":"_xlfn.IFNA(INDEX('hp (pSv cm2)'!$B$2:$B$52,MATCH($C441,'hp (pSv cm2)'!$A$2:$A$52,1))+($C441-INDEX('hp (pSv cm2)'!$A$2:$A$52,MATCH($C441,'hp (pSv cm2)'!$A$2:$A$52,1)))*(INDEX('hp (pSv cm2)'!$B$2:$B$52,MATCH($C441,'hp (pSv cm2)'!$A$2:$A$52,1)+1)-INDEX('hp (pSv cm2)'!$B$2:$B$52,MATCH($C441,'hp (pSv cm2)'!$A$2:$A$52,1)))/(INDEX('hp (pSv cm2)'!$A$2:$A$52,MATCH($C441,'hp (pSv cm2)'!$A$2:$A$52,1)+1)-INDEX('hp (pSv cm2)'!$A$2:$A$52,MATCH($C441,'hp (pSv cm2)'!$A$2:$A$52,1))),$C441*'hp (pSv cm2)'!$B$2/'hp (pSv cm2)'!$A$2)","v":0.73401112000000002},2.5763790312E-2,{"$f":"_xlfn.IFNA(0.997*(INDEX('Mass attenuation coefficients'!$B$2:$B$37,MATCH($C441,'Mass attenuation coefficients'!$A$2:$A$37,1))+($C441-INDEX('Mass attenuation coefficients'!$A$2:$A$37,MATCH($C441,'Mass attenuation coefficients'!$A$2:$A$37,1)))*(INDEX('Mass attenuation coefficients'!$B$2:$B$37,MATCH($C441,'Mass attenuation coefficients'!$A$2:$A$37,1)+1)-INDEX('Mass attenuation coefficients'!$B$2:$B$37,MATCH($C441,'Mass attenuation coefficients'!$A$2:$A$37,1)))/(INDEX('Mass attenuation coefficients'!$A$2:$A$37,MATCH($C441,'Mass attenuation coefficients'!$A$2:$A$37,1)+1)-INDEX('Mass attenuation coefficients'!$A$2:$A$37,MATCH($C441,'Mass attenuation coefficients'!$A$2:$A$37,1)))),0.997*$C441*'Mass attenuation coefficients'!$B$2/'Mass attenuation coefficients'!$A$2)","v":0.15119080676800001},{"$f":"_xlfn.IFNA(INDEX('Shultis Faw'!$C$2:$C$26,MATCH($C441,'Shultis Faw'!$A$2:$A$26,1))+($C441-INDEX('Shultis Faw'!$A$2:$A$26,MATCH($C441,'Shultis Faw'!$A$2:$A$26,1)))*(INDEX('Shultis Faw'!$C$2:$C$26,MATCH($C441,'Shultis Faw'!$A$2:$A$26,1)+1)-INDEX('Shultis Faw'!$C$2:$C$26,MATCH($C441,'Shultis Faw'!$A$2:$A$26,1)))/(INDEX('Shultis Faw'!$A$2:$A$26,MATCH($C441,'Shultis Faw'!$A$2:$A$26,1)+1)-INDEX('Shultis Faw'!$A$2:$A$26,MATCH($C441,'Shultis Faw'!$A$2:$A$26,1))),$C441*'Shultis Faw'!$C$2/'Shultis Faw'!$A$2)","v":3.9404475199999998},{"$f":"_xlfn.IFNA(INDEX('Shultis Faw'!$D$2:$D$26,MATCH($C441,'Shultis Faw'!$A$2:$A$26,1))+($C441-INDEX('Shultis Faw'!$A$2:$A$26,MATCH($C441,'Shultis Faw'!$A$2:$A$26,1)))*(INDEX('Shultis Faw'!$D$2:$D$26,MATCH($C441,'Shultis Faw'!$A$2:$A$26,1)+1)-INDEX('Shultis Faw'!$D$2:$D$26,MATCH($C441,'Shultis Faw'!$A$2:$A$26,1)))/(INDEX('Shultis Faw'!$A$2:$A$26,MATCH($C441,'Shultis Faw'!$A$2:$A$26,1)+1)-INDEX('Shultis Faw'!$A$2:$A$26,MATCH($C441,'Shultis Faw'!$A$2:$A$26,1))),$C441*'Shultis Faw'!$D$2/'Shultis Faw'!$A$2)","v":2.2408088799999999},{"$f":"_xlfn.IFNA(INDEX('Shultis Faw'!$B$2:$B$26,MATCH($C441,'Shultis Faw'!$A$2:$A$26,1))+($C441-INDEX('Shultis Faw'!$A$2:$A$26,MATCH($C441,'Shultis Faw'!$A$2:$A$26,1)))*(INDEX('Shultis Faw'!$B$2:$B$26,MATCH($C441,'Shultis Faw'!$A$2:$A$26,1)+1)-INDEX('Shultis Faw'!$B$2:$B$26,MATCH($C441,'Shultis Faw'!$A$2:$A$26,1)))/(INDEX('Shultis Faw'!$A$2:$A$26,MATCH($C441,'Shultis Faw'!$A$2:$A$26,1)+1)-INDEX('Shultis Faw'!$A$2:$A$26,MATCH($C441,'Shultis Faw'!$A$2:$A$26,1))),$C441*'Shultis Faw'!$B$2/'Shultis Faw'!$A$2)","v":-0.18505672000000001},{"$f":"_xlfn.IFNA(INDEX('Shultis Faw'!$E$2:$E$26,MATCH($C441,'Shultis Faw'!$A$2:$A$26,1))+($C441-INDEX('Shultis Faw'!$A$2:$A$26,MATCH($C441,'Shultis Faw'!$A$2:$A$26,1)))*(INDEX('Shultis Faw'!$E$2:$E$26,MATCH($C441,'Shultis Faw'!$A$2:$A$26,1)+1)-INDEX('Shultis Faw'!$E$2:$E$26,MATCH($C441,'Shultis Faw'!$A$2:$A$26,1)))/(INDEX('Shultis Faw'!$A$2:$A$26,MATCH($C441,'Shultis Faw'!$A$2:$A$26,1)+1)-INDEX('Shultis Faw'!$A$2:$A$26,MATCH($C441,'Shultis Faw'!$A$2:$A$26,1))),$C441*'Shultis Faw'!$E$2/'Shultis Faw'!$A$2)","v":7.7977928000000002E-2},{"$f":"_xlfn.IFNA(INDEX('Shultis Faw'!$F$2:$F$26,MATCH($C441,'Shultis Faw'!$A$2:$A$26,1))+($C441-INDEX('Shultis Faw'!$A$2:$A$26,MATCH($C441,'Shultis Faw'!$A$2:$A$26,1)))*(INDEX('Shultis Faw'!$F$2:$F$26,MATCH($C441,'Shultis Faw'!$A$2:$A$26,1)+1)-INDEX('Shultis Faw'!$F$2:$F$26,MATCH($C441,'Shultis Faw'!$A$2:$A$26,1)))/(INDEX('Shultis Faw'!$A$2:$A$26,MATCH($C441,'Shultis Faw'!$A$2:$A$26,1)+1)-INDEX('Shultis Faw'!$A$2:$A$26,MATCH($C441,'Shultis Faw'!$A$2:$A$26,1))),$C441*'Shultis Faw'!$F$2/'Shultis Faw'!$A$2)","v":14.141220799999999},{"$f":"J441*(H441*'Externe blootstelling'!$D$23/2)^K441+L441*(TANH(((H441*'Externe blootstelling'!$D$23)/(2*M441))-2)-TANH(-2))/(1-TANH(-2))","v":1.9262575470506627},{"$f":"IF(N441=1,1+(I441-1)*H441*'Externe blootstelling'!$D$23/2,1+(I441-1)*(N441^(H441*'Externe blootstelling'!$D$23/2)-1)/(N441-1))","v":11.865694715212475},{"$f":"G441*EXP(-H441*'Externe blootstelling'!$D$23/2)*O441","v":3.1650671606104262E-2}]
[null,null,0.15328430000000001,2.4525488000000002E-14,0.16900000000000001,{"$f":"_xlfn.IFNA(INDEX('hp (pSv cm2)'!$B$2:$B$52,MATCH($C442,'hp (pSv cm2)'!$A$2:$A$52,1))+($C442-INDEX('hp (pSv cm2)'!$A$2:$A$52,MATCH($C442,'hp (pSv cm2)'!$A$2:$A$52,1)))*(INDEX('hp (pSv cm2)'!$B$2:$B$52,MATCH($C442,'hp (pSv cm2)'!$A$2:$A$52,1)+1)-INDEX('hp (pSv cm2)'!$B$2:$B$52,MATCH($C442,'hp (pSv cm2)'!$A$2:$A$52,1)))/(INDEX('hp (pSv cm2)'!$A$2:$A$52,MATCH($C442,'hp (pSv cm2)'!$A$2:$A$52,1)+1)-INDEX('hp (pSv cm2)'!$A$2:$A$52,MATCH($C442,'hp (pSv cm2)'!$A$2:$A$52,1))),$C442*'hp (pSv cm2)'!$B$2/'hp (pSv cm2)'!$A$2)","v":0.76361855800000011},0.12905153630200003,{"$f":"_xlfn.IFNA(0.997*(INDEX('Mass attenuation coefficients'!$B$2:$B$37,MATCH($C442,'Mass attenuation coefficients'!$A$2:$A$37,1))+($C442-INDEX('Mass attenuation coefficients'!$A$2:$A$37,MATCH($C442,'Mass attenuation coefficients'!$A$2:$A$37,1)))*(INDEX('Mass attenuation coefficients'!$B$2:$B$37,MATCH($C442,'Mass attenuation coefficients'!$A$2:$A$37,1)+1)-INDEX('Mass attenuation coefficients'!$B$2:$B$37,MATCH($C442,'Mass attenuation coefficients'!$A$2:$A$37,1)))/(INDEX('Mass attenuation coefficients'!$A$2:$A$37,MATCH($C442,'Mass attenuation coefficients'!$A$2:$A$37,1)+1)-INDEX('Mass attenuation coefficients'!$A$2:$A$37,MATCH($C442,'Mass attenuation coefficients'!$A$2:$A$37,1)))),0.997*$C442*'Mass attenuation coefficients'!$B$2/'Mass attenuation coefficients'!$A$2)","v":0.14916439928299999},{"$f":"_xlfn.IFNA(INDEX('Shultis Faw'!$C$2:$C$26,MATCH($C442,'Shultis Faw'!$A$2:$A$26,1))+($C442-INDEX('Shultis Faw'!$A$2:$A$26,MATCH($C442,'Shultis Faw'!$A$2:$A$26,1)))*(INDEX('Shultis Faw'!$C$2:$C$26,MATCH($C442,'Shultis Faw'!$A$2:$A$26,1)+1)-INDEX('Shultis Faw'!$C$2:$C$26,MATCH($C442,'Shultis Faw'!$A$2:$A$26,1)))/(INDEX('Shultis Faw'!$A$2:$A$26,MATCH($C442,'Shultis Faw'!$A$2:$A$26,1)+1)-INDEX('Shultis Faw'!$A$2:$A$26,MATCH($C442,'Shultis Faw'!$A$2:$A$26,1))),$C442*'Shultis Faw'!$C$2/'Shultis Faw'!$A$2)","v":3.8694775659999996},{"$f":"_xlfn.IFNA(INDEX('Shultis Faw'!$D$2:$D$26,MATCH($C442,'Shultis Faw'!$A$2:$A$26,1))+($C442-INDEX('Shultis Faw'!$A$2:$A$26,MATCH($C442,'Shultis Faw'!$A$2:$A$26,1)))*(INDEX('Shultis Faw'!$D$2:$D$26,MATCH($C442,'Shultis Faw'!$A$2:$A$26,1)+1)-INDEX('Shultis Faw'!$D$2:$D$26,MATCH($C442,'Shultis Faw'!$A$2:$A$26,1)))/(INDEX('Shultis Faw'!$A$2:$A$26,MATCH($C442,'Shultis Faw'!$A$2:$A$26,1)+1)-INDEX('Shultis Faw'!$A$2:$A$26,MATCH($C442,'Shultis Faw'!$A$2:$A$26,1))),$C442*'Shultis Faw'!$D$2/'Shultis Faw'!$A$2)","v":2.2362196320000001},{"$f":"_xlfn.IFNA(INDEX('Shultis Faw'!$B$2:$B$26,MATCH($C442,'Shultis Faw'!$A$2:$A$26,1))+($C442-INDEX('Shultis Faw'!$A$2:$A$26,MATCH($C442,'Shultis Faw'!$A$2:$A$26,1)))*(INDEX('Shultis Faw'!$B$2:$B$26,MATCH($C442,'Shultis Faw'!$A$2:$A$26,1)+1)-INDEX('Shultis Faw'!$B$2:$B$26,MATCH($C442,'Shultis Faw'!$A$2:$A$26,1)))/(INDEX('Shultis Faw'!$A$2:$A$26,MATCH($C442,'Shultis Faw'!$A$2:$A$26,1)+1)-INDEX('Shultis Faw'!$A$2:$A$26,MATCH($C442,'Shultis Faw'!$A$2:$A$26,1))),$C442*'Shultis Faw'!$B$2/'Shultis Faw'!$A$2)","v":-0.184408826},{"$f":"_xlfn.IFNA(INDEX('Shultis Faw'!$E$2:$E$26,MATCH($C442,'Shultis Faw'!$A$2:$A$26,1))+($C442-INDEX('Shultis Faw'!$A$2:$A$26,MATCH($C442,'Shultis Faw'!$A$2:$A$26,1)))*(INDEX('Shultis Faw'!$E$2:$E$26,MATCH($C442,'Shultis Faw'!$A$2:$A$26,1)+1)-INDEX('Shultis Faw'!$E$2:$E$26,MATCH($C442,'Shultis Faw'!$A$2:$A$26,1)))/(INDEX('Shultis Faw'!$A$2:$A$26,MATCH($C442,'Shultis Faw'!$A$2:$A$26,1)+1)-INDEX('Shultis Faw'!$A$2:$A$26,MATCH($C442,'Shultis Faw'!$A$2:$A$26,1))),$C442*'Shultis Faw'!$E$2/'Shultis Faw'!$A$2)","v":7.76802942E-2},{"$f":"_xlfn.IFNA(INDEX('Shultis Faw'!$F$2:$F$26,MATCH($C442,'Shultis Faw'!$A$2:$A$26,1))+($C442-INDEX('Shultis Faw'!$A$2:$A$26,MATCH($C442,'Shultis Faw'!$A$2:$A$26,1)))*(INDEX('Shultis Faw'!$F$2:$F$26,MATCH($C442,'Shultis Faw'!$A$2:$A$26,1)+1)-INDEX('Shultis Faw'!$F$2:$F$26,MATCH($C442,'Shultis Faw'!$A$2:$A$26,1)))/(INDEX('Shultis Faw'!$A$2:$A$26,MATCH($C442,'Shultis Faw'!$A$2:$A$26,1)+1)-INDEX('Shultis Faw'!$A$2:$A$26,MATCH($C442,'Shultis Faw'!$A$2:$A$26,1))),$C442*'Shultis Faw'!$F$2/'Shultis Faw'!$A$2)","v":14.210362659999999},{"$f":"J442*(H442*'Externe blootstelling'!$D$23/2)^K442+L442*(TANH(((H442*'Externe blootstelling'!$D$23)/(2*M442))-2)-TANH(-2))/(1-TANH(-2))","v":1.9281108912775184},{"$f":"IF(N442=1,1+(I442-1)*H442*'Externe blootstelling'!$D$23/2,1+(I442-1)*(N442^(H442*'Externe blootstelling'!$D$23/2)-1)/(N442-1))","v":11.341356499603236},{"$f":"G442*EXP(-H442*'Externe blootstelling'!$D$23/2)*O442","v":0.15621007773501402}]
[null,null,0.15973419999999999,2.5557471999999995E-14,5.3E-3,{"$f":"_xlfn.IFNA(INDEX('hp (pSv cm2)'!$B$2:$B$52,MATCH($C443,'hp (pSv cm2)'!$A$2:$A$52,1))+($C443-INDEX('hp (pSv cm2)'!$A$2:$A$52,MATCH($C443,'hp (pSv cm2)'!$A$2:$A$52,1)))*(INDEX('hp (pSv cm2)'!$B$2:$B$52,MATCH($C443,'hp (pSv cm2)'!$A$2:$A$52,1)+1)-INDEX('hp (pSv cm2)'!$B$2:$B$52,MATCH($C443,'hp (pSv cm2)'!$A$2:$A$52,1)))/(INDEX('hp (pSv cm2)'!$A$2:$A$52,MATCH($C443,'hp (pSv cm2)'!$A$2:$A$52,1)+1)-INDEX('hp (pSv cm2)'!$A$2:$A$52,MATCH($C443,'hp (pSv cm2)'!$A$2:$A$52,1))),$C443*'hp (pSv cm2)'!$B$2/'hp (pSv cm2)'!$A$2)","v":0.79625505200000002},4.2201517756000001E-3,{"$f":"_xlfn.IFNA(0.997*(INDEX('Mass attenuation coefficients'!$B$2:$B$37,MATCH($C443,'Mass attenuation coefficients'!$A$2:$A$37,1))+($C443-INDEX('Mass attenuation coefficients'!$A$2:$A$37,MATCH($C443,'Mass attenuation coefficients'!$A$2:$A$37,1)))*(INDEX('Mass attenuation coefficients'!$B$2:$B$37,MATCH($C443,'Mass attenuation coefficients'!$A$2:$A$37,1)+1)-INDEX('Mass attenuation coefficients'!$B$2:$B$37,MATCH($C443,'Mass attenuation coefficients'!$A$2:$A$37,1)))/(INDEX('Mass attenuation coefficients'!$A$2:$A$37,MATCH($C443,'Mass attenuation coefficients'!$A$2:$A$37,1)+1)-INDEX('Mass attenuation coefficients'!$A$2:$A$37,MATCH($C443,'Mass attenuation coefficients'!$A$2:$A$37,1)))),0.997*$C443*'Mass attenuation coefficients'!$B$2/'Mass attenuation coefficients'!$A$2)","v":0.14742815070199999},{"$f":"_xlfn.IFNA(INDEX('Shultis Faw'!$C$2:$C$26,MATCH($C443,'Shultis Faw'!$A$2:$A$26,1))+($C443-INDEX('Shultis Faw'!$A$2:$A$26,MATCH($C443,'Shultis Faw'!$A$2:$A$26,1)))*(INDEX('Shultis Faw'!$C$2:$C$26,MATCH($C443,'Shultis Faw'!$A$2:$A$26,1)+1)-INDEX('Shultis Faw'!$C$2:$C$26,MATCH($C443,'Shultis Faw'!$A$2:$A$26,1)))/(INDEX('Shultis Faw'!$A$2:$A$26,MATCH($C443,'Shultis Faw'!$A$2:$A$26,1)+1)-INDEX('Shultis Faw'!$A$2:$A$26,MATCH($C443,'Shultis Faw'!$A$2:$A$26,1))),$C443*'Shultis Faw'!$C$2/'Shultis Faw'!$A$2)","v":3.8154274039999998},{"$f":"_xlfn.IFNA(INDEX('Shultis Faw'!$D$2:$D$26,MATCH($C443,'Shultis Faw'!$A$2:$A$26,1))+($C443-INDEX('Shultis Faw'!$A$2:$A$26,MATCH($C443,'Shultis Faw'!$A$2:$A$26,1)))*(INDEX('Shultis Faw'!$D$2:$D$26,MATCH($C443,'Shultis Faw'!$A$2:$A$26,1)+1)-INDEX('Shultis Faw'!$D$2:$D$26,MATCH($C443,'Shultis Faw'!$A$2:$A$26,1)))/(INDEX('Shultis Faw'!$A$2:$A$26,MATCH($C443,'Shultis Faw'!$A$2:$A$26,1)+1)-INDEX('Shultis Faw'!$A$2:$A$26,MATCH($C443,'Shultis Faw'!$A$2:$A$26,1))),$C443*'Shultis Faw'!$D$2/'Shultis Faw'!$A$2)","v":2.2248678079999999},{"$f":"_xlfn.IFNA(INDEX('Shultis Faw'!$B$2:$B$26,MATCH($C443,'Shultis Faw'!$A$2:$A$26,1))+($C443-INDEX('Shultis Faw'!$A$2:$A$26,MATCH($C443,'Shultis Faw'!$A$2:$A$26,1)))*(INDEX('Shultis Faw'!$B$2:$B$26,MATCH($C443,'Shultis Faw'!$A$2:$A$26,1)+1)-INDEX('Shultis Faw'!$B$2:$B$26,MATCH($C443,'Shultis Faw'!$A$2:$A$26,1)))/(INDEX('Shultis Faw'!$A$2:$A$26,MATCH($C443,'Shultis Faw'!$A$2:$A$26,1)+1)-INDEX('Shultis Faw'!$A$2:$A$26,MATCH($C443,'Shultis Faw'!$A$2:$A$26,1))),$C443*'Shultis Faw'!$B$2/'Shultis Faw'!$A$2)","v":-0.18324784399999999},{"$f":"_xlfn.IFNA(INDEX('Shultis Faw'!$E$2:$E$26,MATCH($C443,'Shultis Faw'!$A$2:$A$26,1))+($C443-INDEX('Shultis Faw'!$A$2:$A$26,MATCH($C443,'Shultis Faw'!$A$2:$A$26,1)))*(INDEX('Shultis Faw'!$E$2:$E$26,MATCH($C443,'Shultis Faw'!$A$2:$A$26,1)+1)-INDEX('Shultis Faw'!$E$2:$E$26,MATCH($C443,'Shultis Faw'!$A$2:$A$26,1)))/(INDEX('Shultis Faw'!$A$2:$A$26,MATCH($C443,'Shultis Faw'!$A$2:$A$26,1)+1)-INDEX('Shultis Faw'!$A$2:$A$26,MATCH($C443,'Shultis Faw'!$A$2:$A$26,1))),$C443*'Shultis Faw'!$E$2/'Shultis Faw'!$A$2)","v":7.7641594800000005E-2},{"$f":"_xlfn.IFNA(INDEX('Shultis Faw'!$F$2:$F$26,MATCH($C443,'Shultis Faw'!$A$2:$A$26,1))+($C443-INDEX('Shultis Faw'!$A$2:$A$26,MATCH($C443,'Shultis Faw'!$A$2:$A$26,1)))*(INDEX('Shultis Faw'!$F$2:$F$26,MATCH($C443,'Shultis Faw'!$A$2:$A$26,1)+1)-INDEX('Shultis Faw'!$F$2:$F$26,MATCH($C443,'Shultis Faw'!$A$2:$A$26,1)))/(INDEX('Shultis Faw'!$A$2:$A$26,MATCH($C443,'Shultis Faw'!$A$2:$A$26,1)+1)-INDEX('Shultis Faw'!$A$2:$A$26,MATCH($C443,'Shultis Faw'!$A$2:$A$26,1))),$C443*'Shultis Faw'!$F$2/'Shultis Faw'!$A$2)","v":14.250352039999999},{"$f":"J443*(H443*'Externe blootstelling'!$D$23/2)^K443+L443*(TANH(((H443*'Externe blootstelling'!$D$23)/(2*M443))-2)-TANH(-2))/(1-TANH(-2))","v":1.9242338147090536},{"$f":"IF(N443=1,1+(I443-1)*H443*'Externe blootstelling'!$D$23/2,1+(I443-1)*(N443^(H443*'Externe blootstelling'!$D$23/2)-1)/(N443-1))","v":10.906957420686744},{"$f":"G443*EXP(-H443*'Externe blootstelling'!$D$23/2)*O443","v":5.0422363995829885E-3}]
[null,null,0.1718576,2.7497215999999999E-14,4.8099999999999997E-2,{"$f":"_xlfn.IFNA(INDEX('hp (pSv cm2)'!$B$2:$B$52,MATCH($C444,'hp (pSv cm2)'!$A$2:$A$52,1))+($C444-INDEX('hp (pSv cm2)'!$A$2:$A$52,MATCH($C444,'hp (pSv cm2)'!$A$2:$A$52,1)))*(INDEX('hp (pSv cm2)'!$B$2:$B$52,MATCH($C444,'hp (pSv cm2)'!$A$2:$A$52,1)+1)-INDEX('hp (pSv cm2)'!$B$2:$B$52,MATCH($C444,'hp (pSv cm2)'!$A$2:$A$52,1)))/(INDEX('hp (pSv cm2)'!$A$2:$A$52,MATCH($C444,'hp (pSv cm2)'!$A$2:$A$52,1)+1)-INDEX('hp (pSv cm2)'!$A$2:$A$52,MATCH($C444,'hp (pSv cm2)'!$A$2:$A$52,1))),$C444*'hp (pSv cm2)'!$B$2/'hp (pSv cm2)'!$A$2)","v":0.85759945599999998},4.1250533833599994E-2,{"$f":"_xlfn.IFNA(0.997*(INDEX('Mass attenuation coefficients'!$B$2:$B$37,MATCH($C444,'Mass attenuation coefficients'!$A$2:$A$37,1))+($C444-INDEX('Mass attenuation coefficients'!$A$2:$A$37,MATCH($C444,'Mass attenuation coefficients'!$A$2:$A$37,1)))*(INDEX('Mass attenuation coefficients'!$B$2:$B$37,MATCH($C444,'Mass attenuation coefficients'!$A$2:$A$37,1)+1)-INDEX('Mass attenuation coefficients'!$B$2:$B$37,MATCH($C444,'Mass attenuation coefficients'!$A$2:$A$37,1)))/(INDEX('Mass attenuation coefficients'!$A$2:$A$37,MATCH($C444,'Mass attenuation coefficients'!$A$2:$A$37,1)+1)-INDEX('Mass attenuation coefficients'!$A$2:$A$37,MATCH($C444,'Mass attenuation coefficients'!$A$2:$A$37,1)))),0.997*$C444*'Mass attenuation coefficients'!$B$2/'Mass attenuation coefficients'!$A$2)","v":0.14416465265599998},{"$f":"_xlfn.IFNA(INDEX('Shultis Faw'!$C$2:$C$26,MATCH($C444,'Shultis Faw'!$A$2:$A$26,1))+($C444-INDEX('Shultis Faw'!$A$2:$A$26,MATCH($C444,'Shultis Faw'!$A$2:$A$26,1)))*(INDEX('Shultis Faw'!$C$2:$C$26,MATCH($C444,'Shultis Faw'!$A$2:$A$26,1)+1)-INDEX('Shultis Faw'!$C$2:$C$26,MATCH($C444,'Shultis Faw'!$A$2:$A$26,1)))/(INDEX('Shultis Faw'!$A$2:$A$26,MATCH($C444,'Shultis Faw'!$A$2:$A$26,1)+1)-INDEX('Shultis Faw'!$A$2:$A$26,MATCH($C444,'Shultis Faw'!$A$2:$A$26,1))),$C444*'Shultis Faw'!$C$2/'Shultis Faw'!$A$2)","v":3.7138333119999998},{"$f":"_xlfn.IFNA(INDEX('Shultis Faw'!$D$2:$D$26,MATCH($C444,'Shultis Faw'!$A$2:$A$26,1))+($C444-INDEX('Shultis Faw'!$A$2:$A$26,MATCH($C444,'Shultis Faw'!$A$2:$A$26,1)))*(INDEX('Shultis Faw'!$D$2:$D$26,MATCH($C444,'Shultis Faw'!$A$2:$A$26,1)+1)-INDEX('Shultis Faw'!$D$2:$D$26,MATCH($C444,'Shultis Faw'!$A$2:$A$26,1)))/(INDEX('Shultis Faw'!$A$2:$A$26,MATCH($C444,'Shultis Faw'!$A$2:$A$26,1)+1)-INDEX('Shultis Faw'!$A$2:$A$26,MATCH($C444,'Shultis Faw'!$A$2:$A$26,1))),$C444*'Shultis Faw'!$D$2/'Shultis Faw'!$A$2)","v":2.2035306239999999},{"$f":"_xlfn.IFNA(INDEX('Shultis Faw'!$B$2:$B$26,MATCH($C444,'Shultis Faw'!$A$2:$A$26,1))+($C444-INDEX('Shultis Faw'!$A$2:$A$26,MATCH($C444,'Shultis Faw'!$A$2:$A$26,1)))*(INDEX('Shultis Faw'!$B$2:$B$26,MATCH($C444,'Shultis Faw'!$A$2:$A$26,1)+1)-INDEX('Shultis Faw'!$B$2:$B$26,MATCH($C444,'Shultis Faw'!$A$2:$A$26,1)))/(INDEX('Shultis Faw'!$A$2:$A$26,MATCH($C444,'Shultis Faw'!$A$2:$A$26,1)+1)-INDEX('Shultis Faw'!$A$2:$A$26,MATCH($C444,'Shultis Faw'!$A$2:$A$26,1))),$C444*'Shultis Faw'!$B$2/'Shultis Faw'!$A$2)","v":-0.181065632},{"$f":"_xlfn.IFNA(INDEX('Shultis Faw'!$E$2:$E$26,MATCH($C444,'Shultis Faw'!$A$2:$A$26,1))+($C444-INDEX('Shultis Faw'!$A$2:$A$26,MATCH($C444,'Shultis Faw'!$A$2:$A$26,1)))*(INDEX('Shultis Faw'!$E$2:$E$26,MATCH($C444,'Shultis Faw'!$A$2:$A$26,1)+1)-INDEX('Shultis Faw'!$E$2:$E$26,MATCH($C444,'Shultis Faw'!$A$2:$A$26,1)))/(INDEX('Shultis Faw'!$A$2:$A$26,MATCH($C444,'Shultis Faw'!$A$2:$A$26,1)+1)-INDEX('Shultis Faw'!$A$2:$A$26,MATCH($C444,'Shultis Faw'!$A$2:$A$26,1))),$C444*'Shultis Faw'!$E$2/'Shultis Faw'!$A$2)","v":7.7568854399999998E-2},{"$f":"_xlfn.IFNA(INDEX('Shultis Faw'!$F$2:$F$26,MATCH($C444,'Shultis Faw'!$A$2:$A$26,1))+($C444-INDEX('Shultis Faw'!$A$2:$A$26,MATCH($C444,'Shultis Faw'!$A$2:$A$26,1)))*(INDEX('Shultis Faw'!$F$2:$F$26,MATCH($C444,'Shultis Faw'!$A$2:$A$26,1)+1)-INDEX('Shultis Faw'!$F$2:$F$26,MATCH($C444,'Shultis Faw'!$A$2:$A$26,1)))/(INDEX('Shultis Faw'!$A$2:$A$26,MATCH($C444,'Shultis Faw'!$A$2:$A$26,1)+1)-INDEX('Shultis Faw'!$A$2:$A$26,MATCH($C444,'Shultis Faw'!$A$2:$A$26,1))),$C444*'Shultis Faw'!$F$2/'Shultis Faw'!$A$2)","v":14.325517119999999},{"$f":"J444*(H444*'Externe blootstelling'!$D$23/2)^K444+L444*(TANH(((H444*'Externe blootstelling'!$D$23)/(2*M444))-2)-TANH(-2))/(1-TANH(-2))","v":1.9168223551355636},{"$f":"IF(N444=1,1+(I444-1)*H444*'Externe blootstelling'!$D$23/2,1+(I444-1)*(N444^(H444*'Externe blootstelling'!$D$23/2)-1)/(N444-1))","v":10.128465875719778},{"$f":"G444*EXP(-H444*'Externe blootstelling'!$D$23/2)*O444","v":4.806451290652787E-2}]
[null,null,0.1743991,2.7903856E-14,0.12609999999999999,{"$f":"_xlfn.IFNA(INDEX('hp (pSv cm2)'!$B$2:$B$52,MATCH($C445,'hp (pSv cm2)'!$A$2:$A$52,1))+($C445-INDEX('hp (pSv cm2)'!$A$2:$A$52,MATCH($C445,'hp (pSv cm2)'!$A$2:$A$52,1)))*(INDEX('hp (pSv cm2)'!$B$2:$B$52,MATCH($C445,'hp (pSv cm2)'!$A$2:$A$52,1)+1)-INDEX('hp (pSv cm2)'!$B$2:$B$52,MATCH($C445,'hp (pSv cm2)'!$A$2:$A$52,1)))/(INDEX('hp (pSv cm2)'!$A$2:$A$52,MATCH($C445,'hp (pSv cm2)'!$A$2:$A$52,1)+1)-INDEX('hp (pSv cm2)'!$A$2:$A$52,MATCH($C445,'hp (pSv cm2)'!$A$2:$A$52,1))),$C445*'hp (pSv cm2)'!$B$2/'hp (pSv cm2)'!$A$2)","v":0.87045944600000003},0.1097649361406,{"$f":"_xlfn.IFNA(0.997*(INDEX('Mass attenuation coefficients'!$B$2:$B$37,MATCH($C445,'Mass attenuation coefficients'!$A$2:$A$37,1))+($C445-INDEX('Mass attenuation coefficients'!$A$2:$A$37,MATCH($C445,'Mass attenuation coefficients'!$A$2:$A$37,1)))*(INDEX('Mass attenuation coefficients'!$B$2:$B$37,MATCH($C445,'Mass attenuation coefficients'!$A$2:$A$37,1)+1)-INDEX('Mass attenuation coefficients'!$B$2:$B$37,MATCH($C445,'Mass attenuation coefficients'!$A$2:$A$37,1)))/(INDEX('Mass attenuation coefficients'!$A$2:$A$37,MATCH($C445,'Mass attenuation coefficients'!$A$2:$A$37,1)+1)-INDEX('Mass attenuation coefficients'!$A$2:$A$37,MATCH($C445,'Mass attenuation coefficients'!$A$2:$A$37,1)))),0.997*$C445*'Mass attenuation coefficients'!$B$2/'Mass attenuation coefficients'!$A$2)","v":0.14348050627100001},{"$f":"_xlfn.IFNA(INDEX('Shultis Faw'!$C$2:$C$26,MATCH($C445,'Shultis Faw'!$A$2:$A$26,1))+($C445-INDEX('Shultis Faw'!$A$2:$A$26,MATCH($C445,'Shultis Faw'!$A$2:$A$26,1)))*(INDEX('Shultis Faw'!$C$2:$C$26,MATCH($C445,'Shultis Faw'!$A$2:$A$26,1)+1)-INDEX('Shultis Faw'!$C$2:$C$26,MATCH($C445,'Shultis Faw'!$A$2:$A$26,1)))/(INDEX('Shultis Faw'!$A$2:$A$26,MATCH($C445,'Shultis Faw'!$A$2:$A$26,1)+1)-INDEX('Shultis Faw'!$A$2:$A$26,MATCH($C445,'Shultis Faw'!$A$2:$A$26,1))),$C445*'Shultis Faw'!$C$2/'Shultis Faw'!$A$2)","v":3.6925355419999999},{"$f":"_xlfn.IFNA(INDEX('Shultis Faw'!$D$2:$D$26,MATCH($C445,'Shultis Faw'!$A$2:$A$26,1))+($C445-INDEX('Shultis Faw'!$A$2:$A$26,MATCH($C445,'Shultis Faw'!$A$2:$A$26,1)))*(INDEX('Shultis Faw'!$D$2:$D$26,MATCH($C445,'Shultis Faw'!$A$2:$A$26,1)+1)-INDEX('Shultis Faw'!$D$2:$D$26,MATCH($C445,'Shultis Faw'!$A$2:$A$26,1)))/(INDEX('Shultis Faw'!$A$2:$A$26,MATCH($C445,'Shultis Faw'!$A$2:$A$26,1)+1)-INDEX('Shultis Faw'!$A$2:$A$26,MATCH($C445,'Shultis Faw'!$A$2:$A$26,1))),$C445*'Shultis Faw'!$D$2/'Shultis Faw'!$A$2)","v":2.1990575840000002},{"$f":"_xlfn.IFNA(INDEX('Shultis Faw'!$B$2:$B$26,MATCH($C445,'Shultis Faw'!$A$2:$A$26,1))+($C445-INDEX('Shultis Faw'!$A$2:$A$26,MATCH($C445,'Shultis Faw'!$A$2:$A$26,1)))*(INDEX('Shultis Faw'!$B$2:$B$26,MATCH($C445,'Shultis Faw'!$A$2:$A$26,1)+1)-INDEX('Shultis Faw'!$B$2:$B$26,MATCH($C445,'Shultis Faw'!$A$2:$A$26,1)))/(INDEX('Shultis Faw'!$A$2:$A$26,MATCH($C445,'Shultis Faw'!$A$2:$A$26,1)+1)-INDEX('Shultis Faw'!$A$2:$A$26,MATCH($C445,'Shultis Faw'!$A$2:$A$26,1))),$C445*'Shultis Faw'!$B$2/'Shultis Faw'!$A$2)","v":-0.18060816199999999},{"$f":"_xlfn.IFNA(INDEX('Shultis Faw'!$E$2:$E$26,MATCH($C445,'Shultis Faw'!$A$2:$A$26,1))+($C445-INDEX('Shultis Faw'!$A$2:$A$26,MATCH($C445,'Shultis Faw'!$A$2:$A$26,1)))*(INDEX('Shultis Faw'!$E$2:$E$26,MATCH($C445,'Shultis Faw'!$A$2:$A$26,1)+1)-INDEX('Shultis Faw'!$E$2:$E$26,MATCH($C445,'Shultis Faw'!$A$2:$A$26,1)))/(INDEX('Shultis Faw'!$A$2:$A$26,MATCH($C445,'Shultis Faw'!$A$2:$A$26,1)+1)-INDEX('Shultis Faw'!$A$2:$A$26,MATCH($C445,'Shultis Faw'!$A$2:$A$26,1))),$C445*'Shultis Faw'!$E$2/'Shultis Faw'!$A$2)","v":7.7553605400000003E-2},{"$f":"_xlfn.IFNA(INDEX('Shultis Faw'!$F$2:$F$26,MATCH($C445,'Shultis Faw'!$A$2:$A$26,1))+($C445-INDEX('Shultis Faw'!$A$2:$A$26,MATCH($C445,'Shultis Faw'!$A$2:$A$26,1)))*(INDEX('Shultis Faw'!$F$2:$F$26,MATCH($C445,'Shultis Faw'!$A$2:$A$26,1)+1)-INDEX('Shultis Faw'!$F$2:$F$26,MATCH($C445,'Shultis Faw'!$A$2:$A$26,1)))/(INDEX('Shultis Faw'!$A$2:$A$26,MATCH($C445,'Shultis Faw'!$A$2:$A$26,1)+1)-INDEX('Shultis Faw'!$A$2:$A$26,MATCH($C445,'Shultis Faw'!$A$2:$A$26,1))),$C445*'Shultis Faw'!$F$2/'Shultis Faw'!$A$2)","v":14.34127442},{"$f":"J445*(H445*'Externe blootstelling'!$D$23/2)^K445+L445*(TANH(((H445*'Externe blootstelling'!$D$23)/(2*M445))-2)-TANH(-2))/(1-TANH(-2))","v":1.9152481351198107},{"$f":"IF(N445=1,1+(I445-1)*H445*'Externe blootstelling'!$D$23/2,1+(I445-1)*(N445^(H445*'Externe blootstelling'!$D$23/2)-1)/(N445-1))","v":9.9713648317526893},{"$f":"G445*EXP(-H445*'Externe blootstelling'!$D$23/2)*O445","v":0.12721149413108115}]
[null,null,0.17700079999999999,2.8320127999999995E-14,3.4299999999999997E-2,{"$f":"_xlfn.IFNA(INDEX('hp (pSv cm2)'!$B$2:$B$52,MATCH($C446,'hp (pSv cm2)'!$A$2:$A$52,1))+($C446-INDEX('hp (pSv cm2)'!$A$2:$A$52,MATCH($C446,'hp (pSv cm2)'!$A$2:$A$52,1)))*(INDEX('hp (pSv cm2)'!$B$2:$B$52,MATCH($C446,'hp (pSv cm2)'!$A$2:$A$52,1)+1)-INDEX('hp (pSv cm2)'!$B$2:$B$52,MATCH($C446,'hp (pSv cm2)'!$A$2:$A$52,1)))/(INDEX('hp (pSv cm2)'!$A$2:$A$52,MATCH($C446,'hp (pSv cm2)'!$A$2:$A$52,1)+1)-INDEX('hp (pSv cm2)'!$A$2:$A$52,MATCH($C446,'hp (pSv cm2)'!$A$2:$A$52,1))),$C446*'hp (pSv cm2)'!$B$2/'hp (pSv cm2)'!$A$2)","v":0.88362404799999994},3.0308304846399996E-2,{"$f":"_xlfn.IFNA(0.997*(INDEX('Mass attenuation coefficients'!$B$2:$B$37,MATCH($C446,'Mass attenuation coefficients'!$A$2:$A$37,1))+($C446-INDEX('Mass attenuation coefficients'!$A$2:$A$37,MATCH($C446,'Mass attenuation coefficients'!$A$2:$A$37,1)))*(INDEX('Mass attenuation coefficients'!$B$2:$B$37,MATCH($C446,'Mass attenuation coefficients'!$A$2:$A$37,1)+1)-INDEX('Mass attenuation coefficients'!$B$2:$B$37,MATCH($C446,'Mass attenuation coefficients'!$A$2:$A$37,1)))/(INDEX('Mass attenuation coefficients'!$A$2:$A$37,MATCH($C446,'Mass attenuation coefficients'!$A$2:$A$37,1)+1)-INDEX('Mass attenuation coefficients'!$A$2:$A$37,MATCH($C446,'Mass attenuation coefficients'!$A$2:$A$37,1)))),0.997*$C446*'Mass attenuation coefficients'!$B$2/'Mass attenuation coefficients'!$A$2)","v":0.14278015464800001},{"$f":"_xlfn.IFNA(INDEX('Shultis Faw'!$C$2:$C$26,MATCH($C446,'Shultis Faw'!$A$2:$A$26,1))+($C446-INDEX('Shultis Faw'!$A$2:$A$26,MATCH($C446,'Shultis Faw'!$A$2:$A$26,1)))*(INDEX('Shultis Faw'!$C$2:$C$26,MATCH($C446,'Shultis Faw'!$A$2:$A$26,1)+1)-INDEX('Shultis Faw'!$C$2:$C$26,MATCH($C446,'Shultis Faw'!$A$2:$A$26,1)))/(INDEX('Shultis Faw'!$A$2:$A$26,MATCH($C446,'Shultis Faw'!$A$2:$A$26,1)+1)-INDEX('Shultis Faw'!$A$2:$A$26,MATCH($C446,'Shultis Faw'!$A$2:$A$26,1))),$C446*'Shultis Faw'!$C$2/'Shultis Faw'!$A$2)","v":3.6707332960000003},{"$f":"_xlfn.IFNA(INDEX('Shultis Faw'!$D$2:$D$26,MATCH($C446,'Shultis Faw'!$A$2:$A$26,1))+($C446-INDEX('Shultis Faw'!$A$2:$A$26,MATCH($C446,'Shultis Faw'!$A$2:$A$26,1)))*(INDEX('Shultis Faw'!$D$2:$D$26,MATCH($C446,'Shultis Faw'!$A$2:$A$26,1)+1)-INDEX('Shultis Faw'!$D$2:$D$26,MATCH($C446,'Shultis Faw'!$A$2:$A$26,1)))/(INDEX('Shultis Faw'!$A$2:$A$26,MATCH($C446,'Shultis Faw'!$A$2:$A$26,1)+1)-INDEX('Shultis Faw'!$A$2:$A$26,MATCH($C446,'Shultis Faw'!$A$2:$A$26,1))),$C446*'Shultis Faw'!$D$2/'Shultis Faw'!$A$2)","v":2.1944785919999998},{"$f":"_xlfn.IFNA(INDEX('Shultis Faw'!$B$2:$B$26,MATCH($C446,'Shultis Faw'!$A$2:$A$26,1))+($C446-INDEX('Shultis Faw'!$A$2:$A$26,MATCH($C446,'Shultis Faw'!$A$2:$A$26,1)))*(INDEX('Shultis Faw'!$B$2:$B$26,MATCH($C446,'Shultis Faw'!$A$2:$A$26,1)+1)-INDEX('Shultis Faw'!$B$2:$B$26,MATCH($C446,'Shultis Faw'!$A$2:$A$26,1)))/(INDEX('Shultis Faw'!$A$2:$A$26,MATCH($C446,'Shultis Faw'!$A$2:$A$26,1)+1)-INDEX('Shultis Faw'!$A$2:$A$26,MATCH($C446,'Shultis Faw'!$A$2:$A$26,1))),$C446*'Shultis Faw'!$B$2/'Shultis Faw'!$A$2)","v":-0.18013985599999999},{"$f":"_xlfn.IFNA(INDEX('Shultis Faw'!$E$2:$E$26,MATCH($C446,'Shultis Faw'!$A$2:$A$26,1))+($C446-INDEX('Shultis Faw'!$A$2:$A$26,MATCH($C446,'Shultis Faw'!$A$2:$A$26,1)))*(INDEX('Shultis Faw'!$E$2:$E$26,MATCH($C446,'Shultis Faw'!$A$2:$A$26,1)+1)-INDEX('Shultis Faw'!$E$2:$E$26,MATCH($C446,'Shultis Faw'!$A$2:$A$26,1)))/(INDEX('Shultis Faw'!$A$2:$A$26,MATCH($C446,'Shultis Faw'!$A$2:$A$26,1)+1)-INDEX('Shultis Faw'!$A$2:$A$26,MATCH($C446,'Shultis Faw'!$A$2:$A$26,1))),$C446*'Shultis Faw'!$E$2/'Shultis Faw'!$A$2)","v":7.7537995200000001E-2},{"$f":"_xlfn.IFNA(INDEX('Shultis Faw'!$F$2:$F$26,MATCH($C446,'Shultis Faw'!$A$2:$A$26,1))+($C446-INDEX('Shultis Faw'!$A$2:$A$26,MATCH($C446,'Shultis Faw'!$A$2:$A$26,1)))*(INDEX('Shultis Faw'!$F$2:$F$26,MATCH($C446,'Shultis Faw'!$A$2:$A$26,1)+1)-INDEX('Shultis Faw'!$F$2:$F$26,MATCH($C446,'Shultis Faw'!$A$2:$A$26,1)))/(INDEX('Shultis Faw'!$A$2:$A$26,MATCH($C446,'Shultis Faw'!$A$2:$A$26,1)+1)-INDEX('Shultis Faw'!$A$2:$A$26,MATCH($C446,'Shultis Faw'!$A$2:$A$26,1))),$C446*'Shultis Faw'!$F$2/'Shultis Faw'!$A$2)","v":14.35740496},{"$f":"J446*(H446*'Externe blootstelling'!$D$23/2)^K446+L446*(TANH(((H446*'Externe blootstelling'!$D$23)/(2*M446))-2)-TANH(-2))/(1-TANH(-2))","v":1.9136292679452531},{"$f":"IF(N446=1,1+(I446-1)*H446*'Externe blootstelling'!$D$23/2,1+(I446-1)*(N446^(H446*'Externe blootstelling'!$D$23/2)-1)/(N446-1))","v":9.8126766511871359},{"$f":"G446*EXP(-H446*'Externe blootstelling'!$D$23/2)*O446","v":3.4931693076358176E-2}]
[null,null,0.18198,2.9116799999999995E-14,1.24E-3,{"$f":"_xlfn.IFNA(INDEX('hp (pSv cm2)'!$B$2:$B$52,MATCH($C447,'hp (pSv cm2)'!$A$2:$A$52,1))+($C447-INDEX('hp (pSv cm2)'!$A$2:$A$52,MATCH($C447,'hp (pSv cm2)'!$A$2:$A$52,1)))*(INDEX('hp (pSv cm2)'!$B$2:$B$52,MATCH($C447,'hp (pSv cm2)'!$A$2:$A$52,1)+1)-INDEX('hp (pSv cm2)'!$B$2:$B$52,MATCH($C447,'hp (pSv cm2)'!$A$2:$A$52,1)))/(INDEX('hp (pSv cm2)'!$A$2:$A$52,MATCH($C447,'hp (pSv cm2)'!$A$2:$A$52,1)+1)-INDEX('hp (pSv cm2)'!$A$2:$A$52,MATCH($C447,'hp (pSv cm2)'!$A$2:$A$52,1))),$C447*'hp (pSv cm2)'!$B$2/'hp (pSv cm2)'!$A$2)","v":0.90881880000000004},1.126935312E-3,{"$f":"_xlfn.IFNA(0.997*(INDEX('Mass attenuation coefficients'!$B$2:$B$37,MATCH($C447,'Mass attenuation coefficients'!$A$2:$A$37,1))+($C447-INDEX('Mass attenuation coefficients'!$A$2:$A$37,MATCH($C447,'Mass attenuation coefficients'!$A$2:$A$37,1)))*(INDEX('Mass attenuation coefficients'!$B$2:$B$37,MATCH($C447,'Mass attenuation coefficients'!$A$2:$A$37,1)+1)-INDEX('Mass attenuation coefficients'!$B$2:$B$37,MATCH($C447,'Mass attenuation coefficients'!$A$2:$A$37,1)))/(INDEX('Mass attenuation coefficients'!$A$2:$A$37,MATCH($C447,'Mass attenuation coefficients'!$A$2:$A$37,1)+1)-INDEX('Mass attenuation coefficients'!$A$2:$A$37,MATCH($C447,'Mass attenuation coefficients'!$A$2:$A$37,1)))),0.997*$C447*'Mass attenuation coefficients'!$B$2/'Mass attenuation coefficients'!$A$2)","v":0.14143980380000001},{"$f":"_xlfn.IFNA(INDEX('Shultis Faw'!$C$2:$C$26,MATCH($C447,'Shultis Faw'!$A$2:$A$26,1))+($C447-INDEX('Shultis Faw'!$A$2:$A$26,MATCH($C447,'Shultis Faw'!$A$2:$A$26,1)))*(INDEX('Shultis Faw'!$C$2:$C$26,MATCH($C447,'Shultis Faw'!$A$2:$A$26,1)+1)-INDEX('Shultis Faw'!$C$2:$C$26,MATCH($C447,'Shultis Faw'!$A$2:$A$26,1)))/(INDEX('Shultis Faw'!$A$2:$A$26,MATCH($C447,'Shultis Faw'!$A$2:$A$26,1)+1)-INDEX('Shultis Faw'!$A$2:$A$26,MATCH($C447,'Shultis Faw'!$A$2:$A$26,1))),$C447*'Shultis Faw'!$C$2/'Shultis Faw'!$A$2)","v":3.6290076},{"$f":"_xlfn.IFNA(INDEX('Shultis Faw'!$D$2:$D$26,MATCH($C447,'Shultis Faw'!$A$2:$A$26,1))+($C447-INDEX('Shultis Faw'!$A$2:$A$26,MATCH($C447,'Shultis Faw'!$A$2:$A$26,1)))*(INDEX('Shultis Faw'!$D$2:$D$26,MATCH($C447,'Shultis Faw'!$A$2:$A$26,1)+1)-INDEX('Shultis Faw'!$D$2:$D$26,MATCH($C447,'Shultis Faw'!$A$2:$A$26,1)))/(INDEX('Shultis Faw'!$A$2:$A$26,MATCH($C447,'Shultis Faw'!$A$2:$A$26,1)+1)-INDEX('Shultis Faw'!$A$2:$A$26,MATCH($C447,'Shultis Faw'!$A$2:$A$26,1))),$C447*'Shultis Faw'!$D$2/'Shultis Faw'!$A$2)","v":2.1857151999999997},{"$f":"_xlfn.IFNA(INDEX('Shultis Faw'!$B$2:$B$26,MATCH($C447,'Shultis Faw'!$A$2:$A$26,1))+($C447-INDEX('Shultis Faw'!$A$2:$A$26,MATCH($C447,'Shultis Faw'!$A$2:$A$26,1)))*(INDEX('Shultis Faw'!$B$2:$B$26,MATCH($C447,'Shultis Faw'!$A$2:$A$26,1)+1)-INDEX('Shultis Faw'!$B$2:$B$26,MATCH($C447,'Shultis Faw'!$A$2:$A$26,1)))/(INDEX('Shultis Faw'!$A$2:$A$26,MATCH($C447,'Shultis Faw'!$A$2:$A$26,1)+1)-INDEX('Shultis Faw'!$A$2:$A$26,MATCH($C447,'Shultis Faw'!$A$2:$A$26,1))),$C447*'Shultis Faw'!$B$2/'Shultis Faw'!$A$2)","v":-0.1792436},{"$f":"_xlfn.IFNA(INDEX('Shultis Faw'!$E$2:$E$26,MATCH($C447,'Shultis Faw'!$A$2:$A$26,1))+($C447-INDEX('Shultis Faw'!$A$2:$A$26,MATCH($C447,'Shultis Faw'!$A$2:$A$26,1)))*(INDEX('Shultis Faw'!$E$2:$E$26,MATCH($C447,'Shultis Faw'!$A$2:$A$26,1)+1)-INDEX('Shultis Faw'!$E$2:$E$26,MATCH($C447,'Shultis Faw'!$A$2:$A$26,1)))/(INDEX('Shultis Faw'!$A$2:$A$26,MATCH($C447,'Shultis Faw'!$A$2:$A$26,1)+1)-INDEX('Shultis Faw'!$A$2:$A$26,MATCH($C447,'Shultis Faw'!$A$2:$A$26,1))),$C447*'Shultis Faw'!$E$2/'Shultis Faw'!$A$2)","v":7.750812E-2},{"$f":"_xlfn.IFNA(INDEX('Shultis Faw'!$F$2:$F$26,MATCH($C447,'Shultis Faw'!$A$2:$A$26,1))+($C447-INDEX('Shultis Faw'!$A$2:$A$26,MATCH($C447,'Shultis Faw'!$A$2:$A$26,1)))*(INDEX('Shultis Faw'!$F$2:$F$26,MATCH($C447,'Shultis Faw'!$A$2:$A$26,1)+1)-INDEX('Shultis Faw'!$F$2:$F$26,MATCH($C447,'Shultis Faw'!$A$2:$A$26,1)))/(INDEX('Shultis Faw'!$A$2:$A$26,MATCH($C447,'Shultis Faw'!$A$2:$A$26,1)+1)-INDEX('Shultis Faw'!$A$2:$A$26,MATCH($C447,'Shultis Faw'!$A$2:$A$26,1))),$C447*'Shultis Faw'!$F$2/'Shultis Faw'!$A$2)","v":14.388275999999999},{"$f":"J447*(H447*'Externe blootstelling'!$D$23/2)^K447+L447*(TANH(((H447*'Externe blootstelling'!$D$23)/(2*M447))-2)-TANH(-2))/(1-TANH(-2))","v":1.9105102905494062},{"$f":"IF(N447=1,1+(I447-1)*H447*'Externe blootstelling'!$D$23/2,1+(I447-1)*(N447^(H447*'Externe blootstelling'!$D$23/2)-1)/(N447-1))","v":9.5149055598820027},{"$f":"G447*EXP(-H447*'Externe blootstelling'!$D$23/2)*O447","v":1.2850072409513798E-3}]
[null,null,0.19556010000000001,3.1289615999999998E-14,8.3999999999999995E-3,{"$f":"_xlfn.IFNA(INDEX('hp (pSv cm2)'!$B$2:$B$52,MATCH($C448,'hp (pSv cm2)'!$A$2:$A$52,1))+($C448-INDEX('hp (pSv cm2)'!$A$2:$A$52,MATCH($C448,'hp (pSv cm2)'!$A$2:$A$52,1)))*(INDEX('hp (pSv cm2)'!$B$2:$B$52,MATCH($C448,'hp (pSv cm2)'!$A$2:$A$52,1)+1)-INDEX('hp (pSv cm2)'!$B$2:$B$52,MATCH($C448,'hp (pSv cm2)'!$A$2:$A$52,1)))/(INDEX('hp (pSv cm2)'!$A$2:$A$52,MATCH($C448,'hp (pSv cm2)'!$A$2:$A$52,1)+1)-INDEX('hp (pSv cm2)'!$A$2:$A$52,MATCH($C448,'hp (pSv cm2)'!$A$2:$A$52,1))),$C448*'hp (pSv cm2)'!$B$2/'hp (pSv cm2)'!$A$2)","v":0.97753410600000001},8.2112864904000001E-3,{"$f":"_xlfn.IFNA(0.997*(INDEX('Mass attenuation coefficients'!$B$2:$B$37,MATCH($C448,'Mass attenuation coefficients'!$A$2:$A$37,1))+($C448-INDEX('Mass attenuation coefficients'!$A$2:$A$37,MATCH($C448,'Mass attenuation coefficients'!$A$2:$A$37,1)))*(INDEX('Mass attenuation coefficients'!$B$2:$B$37,MATCH($C448,'Mass attenuation coefficients'!$A$2:$A$37,1)+1)-INDEX('Mass attenuation coefficients'!$B$2:$B$37,MATCH($C448,'Mass attenuation coefficients'!$A$2:$A$37,1)))/(INDEX('Mass attenuation coefficients'!$A$2:$A$37,MATCH($C448,'Mass attenuation coefficients'!$A$2:$A$37,1)+1)-INDEX('Mass attenuation coefficients'!$A$2:$A$37,MATCH($C448,'Mass attenuation coefficients'!$A$2:$A$37,1)))),0.997*$C448*'Mass attenuation coefficients'!$B$2/'Mass attenuation coefficients'!$A$2)","v":0.13778417668099999},{"$f":"_xlfn.IFNA(INDEX('Shultis Faw'!$C$2:$C$26,MATCH($C448,'Shultis Faw'!$A$2:$A$26,1))+($C448-INDEX('Shultis Faw'!$A$2:$A$26,MATCH($C448,'Shultis Faw'!$A$2:$A$26,1)))*(INDEX('Shultis Faw'!$C$2:$C$26,MATCH($C448,'Shultis Faw'!$A$2:$A$26,1)+1)-INDEX('Shultis Faw'!$C$2:$C$26,MATCH($C448,'Shultis Faw'!$A$2:$A$26,1)))/(INDEX('Shultis Faw'!$A$2:$A$26,MATCH($C448,'Shultis Faw'!$A$2:$A$26,1)+1)-INDEX('Shultis Faw'!$A$2:$A$26,MATCH($C448,'Shultis Faw'!$A$2:$A$26,1))),$C448*'Shultis Faw'!$C$2/'Shultis Faw'!$A$2)","v":3.5152063620000003},{"$f":"_xlfn.IFNA(INDEX('Shultis Faw'!$D$2:$D$26,MATCH($C448,'Shultis Faw'!$A$2:$A$26,1))+($C448-INDEX('Shultis Faw'!$A$2:$A$26,MATCH($C448,'Shultis Faw'!$A$2:$A$26,1)))*(INDEX('Shultis Faw'!$D$2:$D$26,MATCH($C448,'Shultis Faw'!$A$2:$A$26,1)+1)-INDEX('Shultis Faw'!$D$2:$D$26,MATCH($C448,'Shultis Faw'!$A$2:$A$26,1)))/(INDEX('Shultis Faw'!$A$2:$A$26,MATCH($C448,'Shultis Faw'!$A$2:$A$26,1)+1)-INDEX('Shultis Faw'!$A$2:$A$26,MATCH($C448,'Shultis Faw'!$A$2:$A$26,1))),$C448*'Shultis Faw'!$D$2/'Shultis Faw'!$A$2)","v":2.161814224},{"$f":"_xlfn.IFNA(INDEX('Shultis Faw'!$B$2:$B$26,MATCH($C448,'Shultis Faw'!$A$2:$A$26,1))+($C448-INDEX('Shultis Faw'!$A$2:$A$26,MATCH($C448,'Shultis Faw'!$A$2:$A$26,1)))*(INDEX('Shultis Faw'!$B$2:$B$26,MATCH($C448,'Shultis Faw'!$A$2:$A$26,1)+1)-INDEX('Shultis Faw'!$B$2:$B$26,MATCH($C448,'Shultis Faw'!$A$2:$A$26,1)))/(INDEX('Shultis Faw'!$A$2:$A$26,MATCH($C448,'Shultis Faw'!$A$2:$A$26,1)+1)-INDEX('Shultis Faw'!$A$2:$A$26,MATCH($C448,'Shultis Faw'!$A$2:$A$26,1))),$C448*'Shultis Faw'!$B$2/'Shultis Faw'!$A$2)","v":-0.176799182},{"$f":"_xlfn.IFNA(INDEX('Shultis Faw'!$E$2:$E$26,MATCH($C448,'Shultis Faw'!$A$2:$A$26,1))+($C448-INDEX('Shultis Faw'!$A$2:$A$26,MATCH($C448,'Shultis Faw'!$A$2:$A$26,1)))*(INDEX('Shultis Faw'!$E$2:$E$26,MATCH($C448,'Shultis Faw'!$A$2:$A$26,1)+1)-INDEX('Shultis Faw'!$E$2:$E$26,MATCH($C448,'Shultis Faw'!$A$2:$A$26,1)))/(INDEX('Shultis Faw'!$A$2:$A$26,MATCH($C448,'Shultis Faw'!$A$2:$A$26,1)+1)-INDEX('Shultis Faw'!$A$2:$A$26,MATCH($C448,'Shultis Faw'!$A$2:$A$26,1))),$C448*'Shultis Faw'!$E$2/'Shultis Faw'!$A$2)","v":7.7426639399999997E-2},{"$f":"_xlfn.IFNA(INDEX('Shultis Faw'!$F$2:$F$26,MATCH($C448,'Shultis Faw'!$A$2:$A$26,1))+($C448-INDEX('Shultis Faw'!$A$2:$A$26,MATCH($C448,'Shultis Faw'!$A$2:$A$26,1)))*(INDEX('Shultis Faw'!$F$2:$F$26,MATCH($C448,'Shultis Faw'!$A$2:$A$26,1)+1)-INDEX('Shultis Faw'!$F$2:$F$26,MATCH($C448,'Shultis Faw'!$A$2:$A$26,1)))/(INDEX('Shultis Faw'!$A$2:$A$26,MATCH($C448,'Shultis Faw'!$A$2:$A$26,1)+1)-INDEX('Shultis Faw'!$A$2:$A$26,MATCH($C448,'Shultis Faw'!$A$2:$A$26,1))),$C448*'Shultis Faw'!$F$2/'Shultis Faw'!$A$2)","v":14.47247262},{"$f":"J448*(H448*'Externe blootstelling'!$D$23/2)^K448+L448*(TANH(((H448*'Externe blootstelling'!$D$23)/(2*M448))-2)-TANH(-2))/(1-TANH(-2))","v":1.9018653480526071},{"$f":"IF(N448=1,1+(I448-1)*H448*'Externe blootstelling'!$D$23/2,1+(I448-1)*(N448^(H448*'Externe blootstelling'!$D$23/2)-1)/(N448-1))","v":8.7411517331306783},{"$f":"G448*EXP(-H448*'Externe blootstelling'!$D$23/2)*O448","v":9.0864920188221312E-3}]
[null,null,0.20410519999999999,3.2656831999999993E-14,0.13800000000000001,{"$f":"_xlfn.IFNA(INDEX('hp (pSv cm2)'!$B$2:$B$52,MATCH($C449,'hp (pSv cm2)'!$A$2:$A$52,1))+($C449-INDEX('hp (pSv cm2)'!$A$2:$A$52,MATCH($C449,'hp (pSv cm2)'!$A$2:$A$52,1)))*(INDEX('hp (pSv cm2)'!$B$2:$B$52,MATCH($C449,'hp (pSv cm2)'!$A$2:$A$52,1)+1)-INDEX('hp (pSv cm2)'!$B$2:$B$52,MATCH($C449,'hp (pSv cm2)'!$A$2:$A$52,1)))/(INDEX('hp (pSv cm2)'!$A$2:$A$52,MATCH($C449,'hp (pSv cm2)'!$A$2:$A$52,1)+1)-INDEX('hp (pSv cm2)'!$A$2:$A$52,MATCH($C449,'hp (pSv cm2)'!$A$2:$A$52,1))),$C449*'hp (pSv cm2)'!$B$2/'hp (pSv cm2)'!$A$2)","v":1.0209365199999998},0.14088923975999998,{"$f":"_xlfn.IFNA(0.997*(INDEX('Mass attenuation coefficients'!$B$2:$B$37,MATCH($C449,'Mass attenuation coefficients'!$A$2:$A$37,1))+($C449-INDEX('Mass attenuation coefficients'!$A$2:$A$37,MATCH($C449,'Mass attenuation coefficients'!$A$2:$A$37,1)))*(INDEX('Mass attenuation coefficients'!$B$2:$B$37,MATCH($C449,'Mass attenuation coefficients'!$A$2:$A$37,1)+1)-INDEX('Mass attenuation coefficients'!$B$2:$B$37,MATCH($C449,'Mass attenuation coefficients'!$A$2:$A$37,1)))/(INDEX('Mass attenuation coefficients'!$A$2:$A$37,MATCH($C449,'Mass attenuation coefficients'!$A$2:$A$37,1)+1)-INDEX('Mass attenuation coefficients'!$A$2:$A$37,MATCH($C449,'Mass attenuation coefficients'!$A$2:$A$37,1)))),0.997*$C449*'Mass attenuation coefficients'!$B$2/'Mass attenuation coefficients'!$A$2)","v":0.13583590927040001},{"$f":"_xlfn.IFNA(INDEX('Shultis Faw'!$C$2:$C$26,MATCH($C449,'Shultis Faw'!$A$2:$A$26,1))+($C449-INDEX('Shultis Faw'!$A$2:$A$26,MATCH($C449,'Shultis Faw'!$A$2:$A$26,1)))*(INDEX('Shultis Faw'!$C$2:$C$26,MATCH($C449,'Shultis Faw'!$A$2:$A$26,1)+1)-INDEX('Shultis Faw'!$C$2:$C$26,MATCH($C449,'Shultis Faw'!$A$2:$A$26,1)))/(INDEX('Shultis Faw'!$A$2:$A$26,MATCH($C449,'Shultis Faw'!$A$2:$A$26,1)+1)-INDEX('Shultis Faw'!$A$2:$A$26,MATCH($C449,'Shultis Faw'!$A$2:$A$26,1))),$C449*'Shultis Faw'!$C$2/'Shultis Faw'!$A$2)","v":3.4550929840000002},{"$f":"_xlfn.IFNA(INDEX('Shultis Faw'!$D$2:$D$26,MATCH($C449,'Shultis Faw'!$A$2:$A$26,1))+($C449-INDEX('Shultis Faw'!$A$2:$A$26,MATCH($C449,'Shultis Faw'!$A$2:$A$26,1)))*(INDEX('Shultis Faw'!$D$2:$D$26,MATCH($C449,'Shultis Faw'!$A$2:$A$26,1)+1)-INDEX('Shultis Faw'!$D$2:$D$26,MATCH($C449,'Shultis Faw'!$A$2:$A$26,1)))/(INDEX('Shultis Faw'!$A$2:$A$26,MATCH($C449,'Shultis Faw'!$A$2:$A$26,1)+1)-INDEX('Shultis Faw'!$A$2:$A$26,MATCH($C449,'Shultis Faw'!$A$2:$A$26,1))),$C449*'Shultis Faw'!$D$2/'Shultis Faw'!$A$2)","v":2.1485811359999998},{"$f":"_xlfn.IFNA(INDEX('Shultis Faw'!$B$2:$B$26,MATCH($C449,'Shultis Faw'!$A$2:$A$26,1))+($C449-INDEX('Shultis Faw'!$A$2:$A$26,MATCH($C449,'Shultis Faw'!$A$2:$A$26,1)))*(INDEX('Shultis Faw'!$B$2:$B$26,MATCH($C449,'Shultis Faw'!$A$2:$A$26,1)+1)-INDEX('Shultis Faw'!$B$2:$B$26,MATCH($C449,'Shultis Faw'!$A$2:$A$26,1)))/(INDEX('Shultis Faw'!$A$2:$A$26,MATCH($C449,'Shultis Faw'!$A$2:$A$26,1)+1)-INDEX('Shultis Faw'!$A$2:$A$26,MATCH($C449,'Shultis Faw'!$A$2:$A$26,1))),$C449*'Shultis Faw'!$B$2/'Shultis Faw'!$A$2)","v":-0.17550737599999999},{"$f":"_xlfn.IFNA(INDEX('Shultis Faw'!$E$2:$E$26,MATCH($C449,'Shultis Faw'!$A$2:$A$26,1))+($C449-INDEX('Shultis Faw'!$A$2:$A$26,MATCH($C449,'Shultis Faw'!$A$2:$A$26,1)))*(INDEX('Shultis Faw'!$E$2:$E$26,MATCH($C449,'Shultis Faw'!$A$2:$A$26,1)+1)-INDEX('Shultis Faw'!$E$2:$E$26,MATCH($C449,'Shultis Faw'!$A$2:$A$26,1)))/(INDEX('Shultis Faw'!$A$2:$A$26,MATCH($C449,'Shultis Faw'!$A$2:$A$26,1)+1)-INDEX('Shultis Faw'!$A$2:$A$26,MATCH($C449,'Shultis Faw'!$A$2:$A$26,1))),$C449*'Shultis Faw'!$E$2/'Shultis Faw'!$A$2)","v":7.6911481200000006E-2},{"$f":"_xlfn.IFNA(INDEX('Shultis Faw'!$F$2:$F$26,MATCH($C449,'Shultis Faw'!$A$2:$A$26,1))+($C449-INDEX('Shultis Faw'!$A$2:$A$26,MATCH($C449,'Shultis Faw'!$A$2:$A$26,1)))*(INDEX('Shultis Faw'!$F$2:$F$26,MATCH($C449,'Shultis Faw'!$A$2:$A$26,1)+1)-INDEX('Shultis Faw'!$F$2:$F$26,MATCH($C449,'Shultis Faw'!$A$2:$A$26,1)))/(INDEX('Shultis Faw'!$A$2:$A$26,MATCH($C449,'Shultis Faw'!$A$2:$A$26,1)+1)-INDEX('Shultis Faw'!$A$2:$A$26,MATCH($C449,'Shultis Faw'!$A$2:$A$26,1))),$C449*'Shultis Faw'!$F$2/'Shultis Faw'!$A$2)","v":14.48809492},{"$f":"J449*(H449*'Externe blootstelling'!$D$23/2)^K449+L449*(TANH(((H449*'Externe blootstelling'!$D$23)/(2*M449))-2)-TANH(-2))/(1-TANH(-2))","v":1.8967220748629694},{"$f":"IF(N449=1,1+(I449-1)*H449*'Externe blootstelling'!$D$23/2,1+(I449-1)*(N449^(H449*'Externe blootstelling'!$D$23/2)-1)/(N449-1))","v":8.3512689987390871},{"$f":"G449*EXP(-H449*'Externe blootstelling'!$D$23/2)*O449","v":0.15336932663996389}]
[null,null,0.20836640000000001,3.3338623999999995E-14,0.57699999999999996,{"$f":"_xlfn.IFNA(INDEX('hp (pSv cm2)'!$B$2:$B$52,MATCH($C450,'hp (pSv cm2)'!$A$2:$A$52,1))+($C450-INDEX('hp (pSv cm2)'!$A$2:$A$52,MATCH($C450,'hp (pSv cm2)'!$A$2:$A$52,1)))*(INDEX('hp (pSv cm2)'!$B$2:$B$52,MATCH($C450,'hp (pSv cm2)'!$A$2:$A$52,1)+1)-INDEX('hp (pSv cm2)'!$B$2:$B$52,MATCH($C450,'hp (pSv cm2)'!$A$2:$A$52,1)))/(INDEX('hp (pSv cm2)'!$A$2:$A$52,MATCH($C450,'hp (pSv cm2)'!$A$2:$A$52,1)+1)-INDEX('hp (pSv cm2)'!$A$2:$A$52,MATCH($C450,'hp (pSv cm2)'!$A$2:$A$52,1))),$C450*'hp (pSv cm2)'!$B$2/'hp (pSv cm2)'!$A$2)","v":1.04266864},0.60161980528000003,{"$f":"_xlfn.IFNA(0.997*(INDEX('Mass attenuation coefficients'!$B$2:$B$37,MATCH($C450,'Mass attenuation coefficients'!$A$2:$A$37,1))+($C450-INDEX('Mass attenuation coefficients'!$A$2:$A$37,MATCH($C450,'Mass attenuation coefficients'!$A$2:$A$37,1)))*(INDEX('Mass attenuation coefficients'!$B$2:$B$37,MATCH($C450,'Mass attenuation coefficients'!$A$2:$A$37,1)+1)-INDEX('Mass attenuation coefficients'!$B$2:$B$37,MATCH($C450,'Mass attenuation coefficients'!$A$2:$A$37,1)))/(INDEX('Mass attenuation coefficients'!$A$2:$A$37,MATCH($C450,'Mass attenuation coefficients'!$A$2:$A$37,1)+1)-INDEX('Mass attenuation coefficients'!$A$2:$A$37,MATCH($C450,'Mass attenuation coefficients'!$A$2:$A$37,1)))),0.997*$C450*'Mass attenuation coefficients'!$B$2/'Mass attenuation coefficients'!$A$2)","v":0.13505420065279999},{"$f":"_xlfn.IFNA(INDEX('Shultis Faw'!$C$2:$C$26,MATCH($C450,'Shultis Faw'!$A$2:$A$26,1))+($C450-INDEX('Shultis Faw'!$A$2:$A$26,MATCH($C450,'Shultis Faw'!$A$2:$A$26,1)))*(INDEX('Shultis Faw'!$C$2:$C$26,MATCH($C450,'Shultis Faw'!$A$2:$A$26,1)+1)-INDEX('Shultis Faw'!$C$2:$C$26,MATCH($C450,'Shultis Faw'!$A$2:$A$26,1)))/(INDEX('Shultis Faw'!$A$2:$A$26,MATCH($C450,'Shultis Faw'!$A$2:$A$26,1)+1)-INDEX('Shultis Faw'!$A$2:$A$26,MATCH($C450,'Shultis Faw'!$A$2:$A$26,1))),$C450*'Shultis Faw'!$C$2/'Shultis Faw'!$A$2)","v":3.4313154880000001},{"$f":"_xlfn.IFNA(INDEX('Shultis Faw'!$D$2:$D$26,MATCH($C450,'Shultis Faw'!$A$2:$A$26,1))+($C450-INDEX('Shultis Faw'!$A$2:$A$26,MATCH($C450,'Shultis Faw'!$A$2:$A$26,1)))*(INDEX('Shultis Faw'!$D$2:$D$26,MATCH($C450,'Shultis Faw'!$A$2:$A$26,1)+1)-INDEX('Shultis Faw'!$D$2:$D$26,MATCH($C450,'Shultis Faw'!$A$2:$A$26,1)))/(INDEX('Shultis Faw'!$A$2:$A$26,MATCH($C450,'Shultis Faw'!$A$2:$A$26,1)+1)-INDEX('Shultis Faw'!$A$2:$A$26,MATCH($C450,'Shultis Faw'!$A$2:$A$26,1))),$C450*'Shultis Faw'!$D$2/'Shultis Faw'!$A$2)","v":2.1429563520000001},{"$f":"_xlfn.IFNA(INDEX('Shultis Faw'!$B$2:$B$26,MATCH($C450,'Shultis Faw'!$A$2:$A$26,1))+($C450-INDEX('Shultis Faw'!$A$2:$A$26,MATCH($C450,'Shultis Faw'!$A$2:$A$26,1)))*(INDEX('Shultis Faw'!$B$2:$B$26,MATCH($C450,'Shultis Faw'!$A$2:$A$26,1)+1)-INDEX('Shultis Faw'!$B$2:$B$26,MATCH($C450,'Shultis Faw'!$A$2:$A$26,1)))/(INDEX('Shultis Faw'!$A$2:$A$26,MATCH($C450,'Shultis Faw'!$A$2:$A$26,1)+1)-INDEX('Shultis Faw'!$A$2:$A$26,MATCH($C450,'Shultis Faw'!$A$2:$A$26,1))),$C450*'Shultis Faw'!$B$2/'Shultis Faw'!$A$2)","v":-0.174996032},{"$f":"_xlfn.IFNA(INDEX('Shultis Faw'!$E$2:$E$26,MATCH($C450,'Shultis Faw'!$A$2:$A$26,1))+($C450-INDEX('Shultis Faw'!$A$2:$A$26,MATCH($C450,'Shultis Faw'!$A$2:$A$26,1)))*(INDEX('Shultis Faw'!$E$2:$E$26,MATCH($C450,'Shultis Faw'!$A$2:$A$26,1)+1)-INDEX('Shultis Faw'!$E$2:$E$26,MATCH($C450,'Shultis Faw'!$A$2:$A$26,1)))/(INDEX('Shultis Faw'!$A$2:$A$26,MATCH($C450,'Shultis Faw'!$A$2:$A$26,1)+1)-INDEX('Shultis Faw'!$A$2:$A$26,MATCH($C450,'Shultis Faw'!$A$2:$A$26,1))),$C450*'Shultis Faw'!$E$2/'Shultis Faw'!$A$2)","v":7.6404398400000004E-2},{"$f":"_xlfn.IFNA(INDEX('Shultis Faw'!$F$2:$F$26,MATCH($C450,'Shultis Faw'!$A$2:$A$26,1))+($C450-INDEX('Shultis Faw'!$A$2:$A$26,MATCH($C450,'Shultis Faw'!$A$2:$A$26,1)))*(INDEX('Shultis Faw'!$F$2:$F$26,MATCH($C450,'Shultis Faw'!$A$2:$A$26,1)+1)-INDEX('Shultis Faw'!$F$2:$F$26,MATCH($C450,'Shultis Faw'!$A$2:$A$26,1)))/(INDEX('Shultis Faw'!$A$2:$A$26,MATCH($C450,'Shultis Faw'!$A$2:$A$26,1)+1)-INDEX('Shultis Faw'!$A$2:$A$26,MATCH($C450,'Shultis Faw'!$A$2:$A$26,1))),$C450*'Shultis Faw'!$F$2/'Shultis Faw'!$A$2)","v":14.47573744},{"$f":"J450*(H450*'Externe blootstelling'!$D$23/2)^K450+L450*(TANH(((H450*'Externe blootstelling'!$D$23)/(2*M450))-2)-TANH(-2))/(1-TANH(-2))","v":1.8943526758081888},{"$f":"IF(N450=1,1+(I450-1)*H450*'Externe blootstelling'!$D$23/2,1+(I450-1)*(N450^(H450*'Externe blootstelling'!$D$23/2)-1)/(N450-1))","v":8.1993014167068257},{"$f":"G450*EXP(-H450*'Externe blootstelling'!$D$23/2)*O450","v":0.65057828777768811}]
[null,null,0.21443389999999998,3.4309423999999997E-14,6.59E-2,{"$f":"_xlfn.IFNA(INDEX('hp (pSv cm2)'!$B$2:$B$52,MATCH($C451,'hp (pSv cm2)'!$A$2:$A$52,1))+($C451-INDEX('hp (pSv cm2)'!$A$2:$A$52,MATCH($C451,'hp (pSv cm2)'!$A$2:$A$52,1)))*(INDEX('hp (pSv cm2)'!$B$2:$B$52,MATCH($C451,'hp (pSv cm2)'!$A$2:$A$52,1)+1)-INDEX('hp (pSv cm2)'!$B$2:$B$52,MATCH($C451,'hp (pSv cm2)'!$A$2:$A$52,1)))/(INDEX('hp (pSv cm2)'!$A$2:$A$52,MATCH($C451,'hp (pSv cm2)'!$A$2:$A$52,1)+1)-INDEX('hp (pSv cm2)'!$A$2:$A$52,MATCH($C451,'hp (pSv cm2)'!$A$2:$A$52,1))),$C451*'hp (pSv cm2)'!$B$2/'hp (pSv cm2)'!$A$2)","v":1.0736128899999999},7.075108945099999E-2,{"$f":"_xlfn.IFNA(0.997*(INDEX('Mass attenuation coefficients'!$B$2:$B$37,MATCH($C451,'Mass attenuation coefficients'!$A$2:$A$37,1))+($C451-INDEX('Mass attenuation coefficients'!$A$2:$A$37,MATCH($C451,'Mass attenuation coefficients'!$A$2:$A$37,1)))*(INDEX('Mass attenuation coefficients'!$B$2:$B$37,MATCH($C451,'Mass attenuation coefficients'!$A$2:$A$37,1)+1)-INDEX('Mass attenuation coefficients'!$B$2:$B$37,MATCH($C451,'Mass attenuation coefficients'!$A$2:$A$37,1)))/(INDEX('Mass attenuation coefficients'!$A$2:$A$37,MATCH($C451,'Mass attenuation coefficients'!$A$2:$A$37,1)+1)-INDEX('Mass attenuation coefficients'!$A$2:$A$37,MATCH($C451,'Mass attenuation coefficients'!$A$2:$A$37,1)))),0.997*$C451*'Mass attenuation coefficients'!$B$2/'Mass attenuation coefficients'!$A$2)","v":0.13394112991280002},{"$f":"_xlfn.IFNA(INDEX('Shultis Faw'!$C$2:$C$26,MATCH($C451,'Shultis Faw'!$A$2:$A$26,1))+($C451-INDEX('Shultis Faw'!$A$2:$A$26,MATCH($C451,'Shultis Faw'!$A$2:$A$26,1)))*(INDEX('Shultis Faw'!$C$2:$C$26,MATCH($C451,'Shultis Faw'!$A$2:$A$26,1)+1)-INDEX('Shultis Faw'!$C$2:$C$26,MATCH($C451,'Shultis Faw'!$A$2:$A$26,1)))/(INDEX('Shultis Faw'!$A$2:$A$26,MATCH($C451,'Shultis Faw'!$A$2:$A$26,1)+1)-INDEX('Shultis Faw'!$A$2:$A$26,MATCH($C451,'Shultis Faw'!$A$2:$A$26,1))),$C451*'Shultis Faw'!$C$2/'Shultis Faw'!$A$2)","v":3.3974588380000004},{"$f":"_xlfn.IFNA(INDEX('Shultis Faw'!$D$2:$D$26,MATCH($C451,'Shultis Faw'!$A$2:$A$26,1))+($C451-INDEX('Shultis Faw'!$A$2:$A$26,MATCH($C451,'Shultis Faw'!$A$2:$A$26,1)))*(INDEX('Shultis Faw'!$D$2:$D$26,MATCH($C451,'Shultis Faw'!$A$2:$A$26,1)+1)-INDEX('Shultis Faw'!$D$2:$D$26,MATCH($C451,'Shultis Faw'!$A$2:$A$26,1)))/(INDEX('Shultis Faw'!$A$2:$A$26,MATCH($C451,'Shultis Faw'!$A$2:$A$26,1)+1)-INDEX('Shultis Faw'!$A$2:$A$26,MATCH($C451,'Shultis Faw'!$A$2:$A$26,1))),$C451*'Shultis Faw'!$D$2/'Shultis Faw'!$A$2)","v":2.1349472519999999},{"$f":"_xlfn.IFNA(INDEX('Shultis Faw'!$B$2:$B$26,MATCH($C451,'Shultis Faw'!$A$2:$A$26,1))+($C451-INDEX('Shultis Faw'!$A$2:$A$26,MATCH($C451,'Shultis Faw'!$A$2:$A$26,1)))*(INDEX('Shultis Faw'!$B$2:$B$26,MATCH($C451,'Shultis Faw'!$A$2:$A$26,1)+1)-INDEX('Shultis Faw'!$B$2:$B$26,MATCH($C451,'Shultis Faw'!$A$2:$A$26,1)))/(INDEX('Shultis Faw'!$A$2:$A$26,MATCH($C451,'Shultis Faw'!$A$2:$A$26,1)+1)-INDEX('Shultis Faw'!$A$2:$A$26,MATCH($C451,'Shultis Faw'!$A$2:$A$26,1))),$C451*'Shultis Faw'!$B$2/'Shultis Faw'!$A$2)","v":-0.17426793199999999},{"$f":"_xlfn.IFNA(INDEX('Shultis Faw'!$E$2:$E$26,MATCH($C451,'Shultis Faw'!$A$2:$A$26,1))+($C451-INDEX('Shultis Faw'!$A$2:$A$26,MATCH($C451,'Shultis Faw'!$A$2:$A$26,1)))*(INDEX('Shultis Faw'!$E$2:$E$26,MATCH($C451,'Shultis Faw'!$A$2:$A$26,1)+1)-INDEX('Shultis Faw'!$E$2:$E$26,MATCH($C451,'Shultis Faw'!$A$2:$A$26,1)))/(INDEX('Shultis Faw'!$A$2:$A$26,MATCH($C451,'Shultis Faw'!$A$2:$A$26,1)+1)-INDEX('Shultis Faw'!$A$2:$A$26,MATCH($C451,'Shultis Faw'!$A$2:$A$26,1))),$C451*'Shultis Faw'!$E$2/'Shultis Faw'!$A$2)","v":7.5682365900000007E-2},{"$f":"_xlfn.IFNA(INDEX('Shultis Faw'!$F$2:$F$26,MATCH($C451,'Shultis Faw'!$A$2:$A$26,1))+($C451-INDEX('Shultis Faw'!$A$2:$A$26,MATCH($C451,'Shultis Faw'!$A$2:$A$26,1)))*(INDEX('Shultis Faw'!$F$2:$F$26,MATCH($C451,'Shultis Faw'!$A$2:$A$26,1)+1)-INDEX('Shultis Faw'!$F$2:$F$26,MATCH($C451,'Shultis Faw'!$A$2:$A$26,1)))/(INDEX('Shultis Faw'!$A$2:$A$26,MATCH($C451,'Shultis Faw'!$A$2:$A$26,1)+1)-INDEX('Shultis Faw'!$A$2:$A$26,MATCH($C451,'Shultis Faw'!$A$2:$A$26,1))),$C451*'Shultis Faw'!$F$2/'Shultis Faw'!$A$2)","v":14.45814169},{"$f":"J451*(H451*'Externe blootstelling'!$D$23/2)^K451+L451*(TANH(((H451*'Externe blootstelling'!$D$23)/(2*M451))-2)-TANH(-2))/(1-TANH(-2))","v":1.8909613704004413},{"$f":"IF(N451=1,1+(I451-1)*H451*'Externe blootstelling'!$D$23/2,1+(I451-1)*(N451^(H451*'Externe blootstelling'!$D$23/2)-1)/(N451-1))","v":7.9870097236643796},{"$f":"G451*EXP(-H451*'Externe blootstelling'!$D$23/2)*O451","v":7.5782502152466236E-2}]
[null,null,0.21810390000000002,3.4896624000000003E-14,3.2800000000000003E-2,{"$f":"_xlfn.IFNA(INDEX('hp (pSv cm2)'!$B$2:$B$52,MATCH($C452,'hp (pSv cm2)'!$A$2:$A$52,1))+($C452-INDEX('hp (pSv cm2)'!$A$2:$A$52,MATCH($C452,'hp (pSv cm2)'!$A$2:$A$52,1)))*(INDEX('hp (pSv cm2)'!$B$2:$B$52,MATCH($C452,'hp (pSv cm2)'!$A$2:$A$52,1)+1)-INDEX('hp (pSv cm2)'!$B$2:$B$52,MATCH($C452,'hp (pSv cm2)'!$A$2:$A$52,1)))/(INDEX('hp (pSv cm2)'!$A$2:$A$52,MATCH($C452,'hp (pSv cm2)'!$A$2:$A$52,1)+1)-INDEX('hp (pSv cm2)'!$A$2:$A$52,MATCH($C452,'hp (pSv cm2)'!$A$2:$A$52,1))),$C452*'hp (pSv cm2)'!$B$2/'hp (pSv cm2)'!$A$2)","v":1.09232989},3.5828420392000002E-2,{"$f":"_xlfn.IFNA(0.997*(INDEX('Mass attenuation coefficients'!$B$2:$B$37,MATCH($C452,'Mass attenuation coefficients'!$A$2:$A$37,1))+($C452-INDEX('Mass attenuation coefficients'!$A$2:$A$37,MATCH($C452,'Mass attenuation coefficients'!$A$2:$A$37,1)))*(INDEX('Mass attenuation coefficients'!$B$2:$B$37,MATCH($C452,'Mass attenuation coefficients'!$A$2:$A$37,1)+1)-INDEX('Mass attenuation coefficients'!$B$2:$B$37,MATCH($C452,'Mass attenuation coefficients'!$A$2:$A$37,1)))/(INDEX('Mass attenuation coefficients'!$A$2:$A$37,MATCH($C452,'Mass attenuation coefficients'!$A$2:$A$37,1)+1)-INDEX('Mass attenuation coefficients'!$A$2:$A$37,MATCH($C452,'Mass attenuation coefficients'!$A$2:$A$37,1)))),0.997*$C452*'Mass attenuation coefficients'!$B$2/'Mass attenuation coefficients'!$A$2)","v":0.1332678757528},{"$f":"_xlfn.IFNA(INDEX('Shultis Faw'!$C$2:$C$26,MATCH($C452,'Shultis Faw'!$A$2:$A$26,1))+($C452-INDEX('Shultis Faw'!$A$2:$A$26,MATCH($C452,'Shultis Faw'!$A$2:$A$26,1)))*(INDEX('Shultis Faw'!$C$2:$C$26,MATCH($C452,'Shultis Faw'!$A$2:$A$26,1)+1)-INDEX('Shultis Faw'!$C$2:$C$26,MATCH($C452,'Shultis Faw'!$A$2:$A$26,1)))/(INDEX('Shultis Faw'!$A$2:$A$26,MATCH($C452,'Shultis Faw'!$A$2:$A$26,1)+1)-INDEX('Shultis Faw'!$A$2:$A$26,MATCH($C452,'Shultis Faw'!$A$2:$A$26,1))),$C452*'Shultis Faw'!$C$2/'Shultis Faw'!$A$2)","v":3.3769802380000002},{"$f":"_xlfn.IFNA(INDEX('Shultis Faw'!$D$2:$D$26,MATCH($C452,'Shultis Faw'!$A$2:$A$26,1))+($C452-INDEX('Shultis Faw'!$A$2:$A$26,MATCH($C452,'Shultis Faw'!$A$2:$A$26,1)))*(INDEX('Shultis Faw'!$D$2:$D$26,MATCH($C452,'Shultis Faw'!$A$2:$A$26,1)+1)-INDEX('Shultis Faw'!$D$2:$D$26,MATCH($C452,'Shultis Faw'!$A$2:$A$26,1)))/(INDEX('Shultis Faw'!$A$2:$A$26,MATCH($C452,'Shultis Faw'!$A$2:$A$26,1)+1)-INDEX('Shultis Faw'!$A$2:$A$26,MATCH($C452,'Shultis Faw'!$A$2:$A$26,1))),$C452*'Shultis Faw'!$D$2/'Shultis Faw'!$A$2)","v":2.1301028519999998},{"$f":"_xlfn.IFNA(INDEX('Shultis Faw'!$B$2:$B$26,MATCH($C452,'Shultis Faw'!$A$2:$A$26,1))+($C452-INDEX('Shultis Faw'!$A$2:$A$26,MATCH($C452,'Shultis Faw'!$A$2:$A$26,1)))*(INDEX('Shultis Faw'!$B$2:$B$26,MATCH($C452,'Shultis Faw'!$A$2:$A$26,1)+1)-INDEX('Shultis Faw'!$B$2:$B$26,MATCH($C452,'Shultis Faw'!$A$2:$A$26,1)))/(INDEX('Shultis Faw'!$A$2:$A$26,MATCH($C452,'Shultis Faw'!$A$2:$A$26,1)+1)-INDEX('Shultis Faw'!$A$2:$A$26,MATCH($C452,'Shultis Faw'!$A$2:$A$26,1))),$C452*'Shultis Faw'!$B$2/'Shultis Faw'!$A$2)","v":-0.17382753199999998},{"$f":"_xlfn.IFNA(INDEX('Shultis Faw'!$E$2:$E$26,MATCH($C452,'Shultis Faw'!$A$2:$A$26,1))+($C452-INDEX('Shultis Faw'!$A$2:$A$26,MATCH($C452,'Shultis Faw'!$A$2:$A$26,1)))*(INDEX('Shultis Faw'!$E$2:$E$26,MATCH($C452,'Shultis Faw'!$A$2:$A$26,1)+1)-INDEX('Shultis Faw'!$E$2:$E$26,MATCH($C452,'Shultis Faw'!$A$2:$A$26,1)))/(INDEX('Shultis Faw'!$A$2:$A$26,MATCH($C452,'Shultis Faw'!$A$2:$A$26,1)+1)-INDEX('Shultis Faw'!$A$2:$A$26,MATCH($C452,'Shultis Faw'!$A$2:$A$26,1))),$C452*'Shultis Faw'!$E$2/'Shultis Faw'!$A$2)","v":7.5245635899999996E-2},{"$f":"_xlfn.IFNA(INDEX('Shultis Faw'!$F$2:$F$26,MATCH($C452,'Shultis Faw'!$A$2:$A$26,1))+($C452-INDEX('Shultis Faw'!$A$2:$A$26,MATCH($C452,'Shultis Faw'!$A$2:$A$26,1)))*(INDEX('Shultis Faw'!$F$2:$F$26,MATCH($C452,'Shultis Faw'!$A$2:$A$26,1)+1)-INDEX('Shultis Faw'!$F$2:$F$26,MATCH($C452,'Shultis Faw'!$A$2:$A$26,1)))/(INDEX('Shultis Faw'!$A$2:$A$26,MATCH($C452,'Shultis Faw'!$A$2:$A$26,1)+1)-INDEX('Shultis Faw'!$A$2:$A$26,MATCH($C452,'Shultis Faw'!$A$2:$A$26,1))),$C452*'Shultis Faw'!$F$2/'Shultis Faw'!$A$2)","v":14.44749869},{"$f":"J452*(H452*'Externe blootstelling'!$D$23/2)^K452+L452*(TANH(((H452*'Externe blootstelling'!$D$23)/(2*M452))-2)-TANH(-2))/(1-TANH(-2))","v":1.8889001114463044},{"$f":"IF(N452=1,1+(I452-1)*H452*'Externe blootstelling'!$D$23/2,1+(I452-1)*(N452^(H452*'Externe blootstelling'!$D$23/2)-1)/(N452-1))","v":7.8609024055792727},{"$f":"G452*EXP(-H452*'Externe blootstelling'!$D$23/2)*O452","v":3.8153775505426223E-2}]
[null,null,0.22848380000000001,3.6557408000000004E-14,0.37,{"$f":"_xlfn.IFNA(INDEX('hp (pSv cm2)'!$B$2:$B$52,MATCH($C453,'hp (pSv cm2)'!$A$2:$A$52,1))+($C453-INDEX('hp (pSv cm2)'!$A$2:$A$52,MATCH($C453,'hp (pSv cm2)'!$A$2:$A$52,1)))*(INDEX('hp (pSv cm2)'!$B$2:$B$52,MATCH($C453,'hp (pSv cm2)'!$A$2:$A$52,1)+1)-INDEX('hp (pSv cm2)'!$B$2:$B$52,MATCH($C453,'hp (pSv cm2)'!$A$2:$A$52,1)))/(INDEX('hp (pSv cm2)'!$A$2:$A$52,MATCH($C453,'hp (pSv cm2)'!$A$2:$A$52,1)+1)-INDEX('hp (pSv cm2)'!$A$2:$A$52,MATCH($C453,'hp (pSv cm2)'!$A$2:$A$52,1))),$C453*'hp (pSv cm2)'!$B$2/'hp (pSv cm2)'!$A$2)","v":1.1452673799999999},0.42374893059999996,{"$f":"_xlfn.IFNA(0.997*(INDEX('Mass attenuation coefficients'!$B$2:$B$37,MATCH($C453,'Mass attenuation coefficients'!$A$2:$A$37,1))+($C453-INDEX('Mass attenuation coefficients'!$A$2:$A$37,MATCH($C453,'Mass attenuation coefficients'!$A$2:$A$37,1)))*(INDEX('Mass attenuation coefficients'!$B$2:$B$37,MATCH($C453,'Mass attenuation coefficients'!$A$2:$A$37,1)+1)-INDEX('Mass attenuation coefficients'!$B$2:$B$37,MATCH($C453,'Mass attenuation coefficients'!$A$2:$A$37,1)))/(INDEX('Mass attenuation coefficients'!$A$2:$A$37,MATCH($C453,'Mass attenuation coefficients'!$A$2:$A$37,1)+1)-INDEX('Mass attenuation coefficients'!$A$2:$A$37,MATCH($C453,'Mass attenuation coefficients'!$A$2:$A$37,1)))),0.997*$C453*'Mass attenuation coefficients'!$B$2/'Mass attenuation coefficients'!$A$2)","v":0.13136370385760002},{"$f":"_xlfn.IFNA(INDEX('Shultis Faw'!$C$2:$C$26,MATCH($C453,'Shultis Faw'!$A$2:$A$26,1))+($C453-INDEX('Shultis Faw'!$A$2:$A$26,MATCH($C453,'Shultis Faw'!$A$2:$A$26,1)))*(INDEX('Shultis Faw'!$C$2:$C$26,MATCH($C453,'Shultis Faw'!$A$2:$A$26,1)+1)-INDEX('Shultis Faw'!$C$2:$C$26,MATCH($C453,'Shultis Faw'!$A$2:$A$26,1)))/(INDEX('Shultis Faw'!$A$2:$A$26,MATCH($C453,'Shultis Faw'!$A$2:$A$26,1)+1)-INDEX('Shultis Faw'!$A$2:$A$26,MATCH($C453,'Shultis Faw'!$A$2:$A$26,1))),$C453*'Shultis Faw'!$C$2/'Shultis Faw'!$A$2)","v":3.3190603960000002},{"$f":"_xlfn.IFNA(INDEX('Shultis Faw'!$D$2:$D$26,MATCH($C453,'Shultis Faw'!$A$2:$A$26,1))+($C453-INDEX('Shultis Faw'!$A$2:$A$26,MATCH($C453,'Shultis Faw'!$A$2:$A$26,1)))*(INDEX('Shultis Faw'!$D$2:$D$26,MATCH($C453,'Shultis Faw'!$A$2:$A$26,1)+1)-INDEX('Shultis Faw'!$D$2:$D$26,MATCH($C453,'Shultis Faw'!$A$2:$A$26,1)))/(INDEX('Shultis Faw'!$A$2:$A$26,MATCH($C453,'Shultis Faw'!$A$2:$A$26,1)+1)-INDEX('Shultis Faw'!$A$2:$A$26,MATCH($C453,'Shultis Faw'!$A$2:$A$26,1))),$C453*'Shultis Faw'!$D$2/'Shultis Faw'!$A$2)","v":2.116401384},{"$f":"_xlfn.IFNA(INDEX('Shultis Faw'!$B$2:$B$26,MATCH($C453,'Shultis Faw'!$A$2:$A$26,1))+($C453-INDEX('Shultis Faw'!$A$2:$A$26,MATCH($C453,'Shultis Faw'!$A$2:$A$26,1)))*(INDEX('Shultis Faw'!$B$2:$B$26,MATCH($C453,'Shultis Faw'!$A$2:$A$26,1)+1)-INDEX('Shultis Faw'!$B$2:$B$26,MATCH($C453,'Shultis Faw'!$A$2:$A$26,1)))/(INDEX('Shultis Faw'!$A$2:$A$26,MATCH($C453,'Shultis Faw'!$A$2:$A$26,1)+1)-INDEX('Shultis Faw'!$A$2:$A$26,MATCH($C453,'Shultis Faw'!$A$2:$A$26,1))),$C453*'Shultis Faw'!$B$2/'Shultis Faw'!$A$2)","v":-0.17258194399999999},{"$f":"_xlfn.IFNA(INDEX('Shultis Faw'!$E$2:$E$26,MATCH($C453,'Shultis Faw'!$A$2:$A$26,1))+($C453-INDEX('Shultis Faw'!$A$2:$A$26,MATCH($C453,'Shultis Faw'!$A$2:$A$26,1)))*(INDEX('Shultis Faw'!$E$2:$E$26,MATCH($C453,'Shultis Faw'!$A$2:$A$26,1)+1)-INDEX('Shultis Faw'!$E$2:$E$26,MATCH($C453,'Shultis Faw'!$A$2:$A$26,1)))/(INDEX('Shultis Faw'!$A$2:$A$26,MATCH($C453,'Shultis Faw'!$A$2:$A$26,1)+1)-INDEX('Shultis Faw'!$A$2:$A$26,MATCH($C453,'Shultis Faw'!$A$2:$A$26,1))),$C453*'Shultis Faw'!$E$2/'Shultis Faw'!$A$2)","v":7.40104278E-2},{"$f":"_xlfn.IFNA(INDEX('Shultis Faw'!$F$2:$F$26,MATCH($C453,'Shultis Faw'!$A$2:$A$26,1))+($C453-INDEX('Shultis Faw'!$A$2:$A$26,MATCH($C453,'Shultis Faw'!$A$2:$A$26,1)))*(INDEX('Shultis Faw'!$F$2:$F$26,MATCH($C453,'Shultis Faw'!$A$2:$A$26,1)+1)-INDEX('Shultis Faw'!$F$2:$F$26,MATCH($C453,'Shultis Faw'!$A$2:$A$26,1)))/(INDEX('Shultis Faw'!$A$2:$A$26,MATCH($C453,'Shultis Faw'!$A$2:$A$26,1)+1)-INDEX('Shultis Faw'!$A$2:$A$26,MATCH($C453,'Shultis Faw'!$A$2:$A$26,1))),$C453*'Shultis Faw'!$F$2/'Shultis Faw'!$A$2)","v":14.417396979999999},{"$f":"J453*(H453*'Externe blootstelling'!$D$23/2)^K453+L453*(TANH(((H453*'Externe blootstelling'!$D$23)/(2*M453))-2)-TANH(-2))/(1-TANH(-2))","v":1.8830295343189285},{"$f":"IF(N453=1,1+(I453-1)*H453*'Externe blootstelling'!$D$23/2,1+(I453-1)*(N453^(H453*'Externe blootstelling'!$D$23/2)-1)/(N453-1))","v":7.5134170067568622},{"$f":"G453*EXP(-H453*'Externe blootstelling'!$D$23/2)*O453","v":0.44380085352170306}]
[null,null,0.23386080000000001,3.7417727999999999E-14,5.5800000000000002E-2,{"$f":"_xlfn.IFNA(INDEX('hp (pSv cm2)'!$B$2:$B$52,MATCH($C454,'hp (pSv cm2)'!$A$2:$A$52,1))+($C454-INDEX('hp (pSv cm2)'!$A$2:$A$52,MATCH($C454,'hp (pSv cm2)'!$A$2:$A$52,1)))*(INDEX('hp (pSv cm2)'!$B$2:$B$52,MATCH($C454,'hp (pSv cm2)'!$A$2:$A$52,1)+1)-INDEX('hp (pSv cm2)'!$B$2:$B$52,MATCH($C454,'hp (pSv cm2)'!$A$2:$A$52,1)))/(INDEX('hp (pSv cm2)'!$A$2:$A$52,MATCH($C454,'hp (pSv cm2)'!$A$2:$A$52,1)+1)-INDEX('hp (pSv cm2)'!$A$2:$A$52,MATCH($C454,'hp (pSv cm2)'!$A$2:$A$52,1))),$C454*'hp (pSv cm2)'!$B$2/'hp (pSv cm2)'!$A$2)","v":1.17269008},6.5436106463999999E-2,{"$f":"_xlfn.IFNA(0.997*(INDEX('Mass attenuation coefficients'!$B$2:$B$37,MATCH($C454,'Mass attenuation coefficients'!$A$2:$A$37,1))+($C454-INDEX('Mass attenuation coefficients'!$A$2:$A$37,MATCH($C454,'Mass attenuation coefficients'!$A$2:$A$37,1)))*(INDEX('Mass attenuation coefficients'!$B$2:$B$37,MATCH($C454,'Mass attenuation coefficients'!$A$2:$A$37,1)+1)-INDEX('Mass attenuation coefficients'!$B$2:$B$37,MATCH($C454,'Mass attenuation coefficients'!$A$2:$A$37,1)))/(INDEX('Mass attenuation coefficients'!$A$2:$A$37,MATCH($C454,'Mass attenuation coefficients'!$A$2:$A$37,1)+1)-INDEX('Mass attenuation coefficients'!$A$2:$A$37,MATCH($C454,'Mass attenuation coefficients'!$A$2:$A$37,1)))),0.997*$C454*'Mass attenuation coefficients'!$B$2/'Mass attenuation coefficients'!$A$2)","v":0.13037730396160002},{"$f":"_xlfn.IFNA(INDEX('Shultis Faw'!$C$2:$C$26,MATCH($C454,'Shultis Faw'!$A$2:$A$26,1))+($C454-INDEX('Shultis Faw'!$A$2:$A$26,MATCH($C454,'Shultis Faw'!$A$2:$A$26,1)))*(INDEX('Shultis Faw'!$C$2:$C$26,MATCH($C454,'Shultis Faw'!$A$2:$A$26,1)+1)-INDEX('Shultis Faw'!$C$2:$C$26,MATCH($C454,'Shultis Faw'!$A$2:$A$26,1)))/(INDEX('Shultis Faw'!$A$2:$A$26,MATCH($C454,'Shultis Faw'!$A$2:$A$26,1)+1)-INDEX('Shultis Faw'!$A$2:$A$26,MATCH($C454,'Shultis Faw'!$A$2:$A$26,1))),$C454*'Shultis Faw'!$C$2/'Shultis Faw'!$A$2)","v":3.289056736},{"$f":"_xlfn.IFNA(INDEX('Shultis Faw'!$D$2:$D$26,MATCH($C454,'Shultis Faw'!$A$2:$A$26,1))+($C454-INDEX('Shultis Faw'!$A$2:$A$26,MATCH($C454,'Shultis Faw'!$A$2:$A$26,1)))*(INDEX('Shultis Faw'!$D$2:$D$26,MATCH($C454,'Shultis Faw'!$A$2:$A$26,1)+1)-INDEX('Shultis Faw'!$D$2:$D$26,MATCH($C454,'Shultis Faw'!$A$2:$A$26,1)))/(INDEX('Shultis Faw'!$A$2:$A$26,MATCH($C454,'Shultis Faw'!$A$2:$A$26,1)+1)-INDEX('Shultis Faw'!$A$2:$A$26,MATCH($C454,'Shultis Faw'!$A$2:$A$26,1))),$C454*'Shultis Faw'!$D$2/'Shultis Faw'!$A$2)","v":2.109303744},{"$f":"_xlfn.IFNA(INDEX('Shultis Faw'!$B$2:$B$26,MATCH($C454,'Shultis Faw'!$A$2:$A$26,1))+($C454-INDEX('Shultis Faw'!$A$2:$A$26,MATCH($C454,'Shultis Faw'!$A$2:$A$26,1)))*(INDEX('Shultis Faw'!$B$2:$B$26,MATCH($C454,'Shultis Faw'!$A$2:$A$26,1)+1)-INDEX('Shultis Faw'!$B$2:$B$26,MATCH($C454,'Shultis Faw'!$A$2:$A$26,1)))/(INDEX('Shultis Faw'!$A$2:$A$26,MATCH($C454,'Shultis Faw'!$A$2:$A$26,1)+1)-INDEX('Shultis Faw'!$A$2:$A$26,MATCH($C454,'Shultis Faw'!$A$2:$A$26,1))),$C454*'Shultis Faw'!$B$2/'Shultis Faw'!$A$2)","v":-0.171936704},{"$f":"_xlfn.IFNA(INDEX('Shultis Faw'!$E$2:$E$26,MATCH($C454,'Shultis Faw'!$A$2:$A$26,1))+($C454-INDEX('Shultis Faw'!$A$2:$A$26,MATCH($C454,'Shultis Faw'!$A$2:$A$26,1)))*(INDEX('Shultis Faw'!$E$2:$E$26,MATCH($C454,'Shultis Faw'!$A$2:$A$26,1)+1)-INDEX('Shultis Faw'!$E$2:$E$26,MATCH($C454,'Shultis Faw'!$A$2:$A$26,1)))/(INDEX('Shultis Faw'!$A$2:$A$26,MATCH($C454,'Shultis Faw'!$A$2:$A$26,1)+1)-INDEX('Shultis Faw'!$A$2:$A$26,MATCH($C454,'Shultis Faw'!$A$2:$A$26,1))),$C454*'Shultis Faw'!$E$2/'Shultis Faw'!$A$2)","v":7.3370564799999996E-2},{"$f":"_xlfn.IFNA(INDEX('Shultis Faw'!$F$2:$F$26,MATCH($C454,'Shultis Faw'!$A$2:$A$26,1))+($C454-INDEX('Shultis Faw'!$A$2:$A$26,MATCH($C454,'Shultis Faw'!$A$2:$A$26,1)))*(INDEX('Shultis Faw'!$F$2:$F$26,MATCH($C454,'Shultis Faw'!$A$2:$A$26,1)+1)-INDEX('Shultis Faw'!$F$2:$F$26,MATCH($C454,'Shultis Faw'!$A$2:$A$26,1)))/(INDEX('Shultis Faw'!$A$2:$A$26,MATCH($C454,'Shultis Faw'!$A$2:$A$26,1)+1)-INDEX('Shultis Faw'!$A$2:$A$26,MATCH($C454,'Shultis Faw'!$A$2:$A$26,1))),$C454*'Shultis Faw'!$F$2/'Shultis Faw'!$A$2)","v":14.40180368},{"$f":"J454*(H454*'Externe blootstelling'!$D$23/2)^K454+L454*(TANH(((H454*'Externe blootstelling'!$D$23)/(2*M454))-2)-TANH(-2))/(1-TANH(-2))","v":1.8799648494831303},{"$f":"IF(N454=1,1+(I454-1)*H454*'Externe blootstelling'!$D$23/2,1+(I454-1)*(N454^(H454*'Externe blootstelling'!$D$23/2)-1)/(N454-1))","v":7.3386386983436918},{"$f":"G454*EXP(-H454*'Externe blootstelling'!$D$23/2)*O454","v":6.7936129741926407E-2}]
[null,null,0.24249999999999999,3.8799999999999996E-14,3.6999999999999999E-4,{"$f":"_xlfn.IFNA(INDEX('hp (pSv cm2)'!$B$2:$B$52,MATCH($C455,'hp (pSv cm2)'!$A$2:$A$52,1))+($C455-INDEX('hp (pSv cm2)'!$A$2:$A$52,MATCH($C455,'hp (pSv cm2)'!$A$2:$A$52,1)))*(INDEX('hp (pSv cm2)'!$B$2:$B$52,MATCH($C455,'hp (pSv cm2)'!$A$2:$A$52,1)+1)-INDEX('hp (pSv cm2)'!$B$2:$B$52,MATCH($C455,'hp (pSv cm2)'!$A$2:$A$52,1)))/(INDEX('hp (pSv cm2)'!$A$2:$A$52,MATCH($C455,'hp (pSv cm2)'!$A$2:$A$52,1)+1)-INDEX('hp (pSv cm2)'!$A$2:$A$52,MATCH($C455,'hp (pSv cm2)'!$A$2:$A$52,1))),$C455*'hp (pSv cm2)'!$B$2/'hp (pSv cm2)'!$A$2)","v":1.21675},4.5019750000000001E-4,{"$f":"_xlfn.IFNA(0.997*(INDEX('Mass attenuation coefficients'!$B$2:$B$37,MATCH($C455,'Mass attenuation coefficients'!$A$2:$A$37,1))+($C455-INDEX('Mass attenuation coefficients'!$A$2:$A$37,MATCH($C455,'Mass attenuation coefficients'!$A$2:$A$37,1)))*(INDEX('Mass attenuation coefficients'!$B$2:$B$37,MATCH($C455,'Mass attenuation coefficients'!$A$2:$A$37,1)+1)-INDEX('Mass attenuation coefficients'!$B$2:$B$37,MATCH($C455,'Mass attenuation coefficients'!$A$2:$A$37,1)))/(INDEX('Mass attenuation coefficients'!$A$2:$A$37,MATCH($C455,'Mass attenuation coefficients'!$A$2:$A$37,1)+1)-INDEX('Mass attenuation coefficients'!$A$2:$A$37,MATCH($C455,'Mass attenuation coefficients'!$A$2:$A$37,1)))),0.997*$C455*'Mass attenuation coefficients'!$B$2/'Mass attenuation coefficients'!$A$2)","v":0.12879246000000003},{"$f":"_xlfn.IFNA(INDEX('Shultis Faw'!$C$2:$C$26,MATCH($C455,'Shultis Faw'!$A$2:$A$26,1))+($C455-INDEX('Shultis Faw'!$A$2:$A$26,MATCH($C455,'Shultis Faw'!$A$2:$A$26,1)))*(INDEX('Shultis Faw'!$C$2:$C$26,MATCH($C455,'Shultis Faw'!$A$2:$A$26,1)+1)-INDEX('Shultis Faw'!$C$2:$C$26,MATCH($C455,'Shultis Faw'!$A$2:$A$26,1)))/(INDEX('Shultis Faw'!$A$2:$A$26,MATCH($C455,'Shultis Faw'!$A$2:$A$26,1)+1)-INDEX('Shultis Faw'!$A$2:$A$26,MATCH($C455,'Shultis Faw'!$A$2:$A$26,1))),$C455*'Shultis Faw'!$C$2/'Shultis Faw'!$A$2)","v":3.24085},{"$f":"_xlfn.IFNA(INDEX('Shultis Faw'!$D$2:$D$26,MATCH($C455,'Shultis Faw'!$A$2:$A$26,1))+($C455-INDEX('Shultis Faw'!$A$2:$A$26,MATCH($C455,'Shultis Faw'!$A$2:$A$26,1)))*(INDEX('Shultis Faw'!$D$2:$D$26,MATCH($C455,'Shultis Faw'!$A$2:$A$26,1)+1)-INDEX('Shultis Faw'!$D$2:$D$26,MATCH($C455,'Shultis Faw'!$A$2:$A$26,1)))/(INDEX('Shultis Faw'!$A$2:$A$26,MATCH($C455,'Shultis Faw'!$A$2:$A$26,1)+1)-INDEX('Shultis Faw'!$A$2:$A$26,MATCH($C455,'Shultis Faw'!$A$2:$A$26,1))),$C455*'Shultis Faw'!$D$2/'Shultis Faw'!$A$2)","v":2.0978999999999997},{"$f":"_xlfn.IFNA(INDEX('Shultis Faw'!$B$2:$B$26,MATCH($C455,'Shultis Faw'!$A$2:$A$26,1))+($C455-INDEX('Shultis Faw'!$A$2:$A$26,MATCH($C455,'Shultis Faw'!$A$2:$A$26,1)))*(INDEX('Shultis Faw'!$B$2:$B$26,MATCH($C455,'Shultis Faw'!$A$2:$A$26,1)+1)-INDEX('Shultis Faw'!$B$2:$B$26,MATCH($C455,'Shultis Faw'!$A$2:$A$26,1)))/(INDEX('Shultis Faw'!$A$2:$A$26,MATCH($C455,'Shultis Faw'!$A$2:$A$26,1)+1)-INDEX('Shultis Faw'!$A$2:$A$26,MATCH($C455,'Shultis Faw'!$A$2:$A$26,1))),$C455*'Shultis Faw'!$B$2/'Shultis Faw'!$A$2)","v":-0.1709},{"$f":"_xlfn.IFNA(INDEX('Shultis Faw'!$E$2:$E$26,MATCH($C455,'Shultis Faw'!$A$2:$A$26,1))+($C455-INDEX('Shultis Faw'!$A$2:$A$26,MATCH($C455,'Shultis Faw'!$A$2:$A$26,1)))*(INDEX('Shultis Faw'!$E$2:$E$26,MATCH($C455,'Shultis Faw'!$A$2:$A$26,1)+1)-INDEX('Shultis Faw'!$E$2:$E$26,MATCH($C455,'Shultis Faw'!$A$2:$A$26,1)))/(INDEX('Shultis Faw'!$A$2:$A$26,MATCH($C455,'Shultis Faw'!$A$2:$A$26,1)+1)-INDEX('Shultis Faw'!$A$2:$A$26,MATCH($C455,'Shultis Faw'!$A$2:$A$26,1))),$C455*'Shultis Faw'!$E$2/'Shultis Faw'!$A$2)","v":7.2342500000000004E-2},{"$f":"_xlfn.IFNA(INDEX('Shultis Faw'!$F$2:$F$26,MATCH($C455,'Shultis Faw'!$A$2:$A$26,1))+($C455-INDEX('Shultis Faw'!$A$2:$A$26,MATCH($C455,'Shultis Faw'!$A$2:$A$26,1)))*(INDEX('Shultis Faw'!$F$2:$F$26,MATCH($C455,'Shultis Faw'!$A$2:$A$26,1)+1)-INDEX('Shultis Faw'!$F$2:$F$26,MATCH($C455,'Shultis Faw'!$A$2:$A$26,1)))/(INDEX('Shultis Faw'!$A$2:$A$26,MATCH($C455,'Shultis Faw'!$A$2:$A$26,1)+1)-INDEX('Shultis Faw'!$A$2:$A$26,MATCH($C455,'Shultis Faw'!$A$2:$A$26,1))),$C455*'Shultis Faw'!$F$2/'Shultis Faw'!$A$2)","v":14.376750000000001},{"$f":"J455*(H455*'Externe blootstelling'!$D$23/2)^K455+L455*(TANH(((H455*'Externe blootstelling'!$D$23)/(2*M455))-2)-TANH(-2))/(1-TANH(-2))","v":1.8750071696580921},{"$f":"IF(N455=1,1+(I455-1)*H455*'Externe blootstelling'!$D$23/2,1+(I455-1)*(N455^(H455*'Externe blootstelling'!$D$23/2)-1)/(N455-1))","v":7.0650994161295149},{"$f":"G455*EXP(-H455*'Externe blootstelling'!$D$23/2)*O455","v":4.6080113064998795E-4}]
[null,null,0.24967410000000001,3.9947855999999997E-14,6.1400000000000003E-2,{"$f":"_xlfn.IFNA(INDEX('hp (pSv cm2)'!$B$2:$B$52,MATCH($C456,'hp (pSv cm2)'!$A$2:$A$52,1))+($C456-INDEX('hp (pSv cm2)'!$A$2:$A$52,MATCH($C456,'hp (pSv cm2)'!$A$2:$A$52,1)))*(INDEX('hp (pSv cm2)'!$B$2:$B$52,MATCH($C456,'hp (pSv cm2)'!$A$2:$A$52,1)+1)-INDEX('hp (pSv cm2)'!$B$2:$B$52,MATCH($C456,'hp (pSv cm2)'!$A$2:$A$52,1)))/(INDEX('hp (pSv cm2)'!$A$2:$A$52,MATCH($C456,'hp (pSv cm2)'!$A$2:$A$52,1)+1)-INDEX('hp (pSv cm2)'!$A$2:$A$52,MATCH($C456,'hp (pSv cm2)'!$A$2:$A$52,1))),$C456*'hp (pSv cm2)'!$B$2/'hp (pSv cm2)'!$A$2)","v":1.2533379099999999},7.6954947674000004E-2,{"$f":"_xlfn.IFNA(0.997*(INDEX('Mass attenuation coefficients'!$B$2:$B$37,MATCH($C456,'Mass attenuation coefficients'!$A$2:$A$37,1))+($C456-INDEX('Mass attenuation coefficients'!$A$2:$A$37,MATCH($C456,'Mass attenuation coefficients'!$A$2:$A$37,1)))*(INDEX('Mass attenuation coefficients'!$B$2:$B$37,MATCH($C456,'Mass attenuation coefficients'!$A$2:$A$37,1)+1)-INDEX('Mass attenuation coefficients'!$B$2:$B$37,MATCH($C456,'Mass attenuation coefficients'!$A$2:$A$37,1)))/(INDEX('Mass attenuation coefficients'!$A$2:$A$37,MATCH($C456,'Mass attenuation coefficients'!$A$2:$A$37,1)+1)-INDEX('Mass attenuation coefficients'!$A$2:$A$37,MATCH($C456,'Mass attenuation coefficients'!$A$2:$A$37,1)))),0.997*$C456*'Mass attenuation coefficients'!$B$2/'Mass attenuation coefficients'!$A$2)","v":0.12747638570320002},{"$f":"_xlfn.IFNA(INDEX('Shultis Faw'!$C$2:$C$26,MATCH($C456,'Shultis Faw'!$A$2:$A$26,1))+($C456-INDEX('Shultis Faw'!$A$2:$A$26,MATCH($C456,'Shultis Faw'!$A$2:$A$26,1)))*(INDEX('Shultis Faw'!$C$2:$C$26,MATCH($C456,'Shultis Faw'!$A$2:$A$26,1)+1)-INDEX('Shultis Faw'!$C$2:$C$26,MATCH($C456,'Shultis Faw'!$A$2:$A$26,1)))/(INDEX('Shultis Faw'!$A$2:$A$26,MATCH($C456,'Shultis Faw'!$A$2:$A$26,1)+1)-INDEX('Shultis Faw'!$A$2:$A$26,MATCH($C456,'Shultis Faw'!$A$2:$A$26,1))),$C456*'Shultis Faw'!$C$2/'Shultis Faw'!$A$2)","v":3.2008185220000001},{"$f":"_xlfn.IFNA(INDEX('Shultis Faw'!$D$2:$D$26,MATCH($C456,'Shultis Faw'!$A$2:$A$26,1))+($C456-INDEX('Shultis Faw'!$A$2:$A$26,MATCH($C456,'Shultis Faw'!$A$2:$A$26,1)))*(INDEX('Shultis Faw'!$D$2:$D$26,MATCH($C456,'Shultis Faw'!$A$2:$A$26,1)+1)-INDEX('Shultis Faw'!$D$2:$D$26,MATCH($C456,'Shultis Faw'!$A$2:$A$26,1)))/(INDEX('Shultis Faw'!$A$2:$A$26,MATCH($C456,'Shultis Faw'!$A$2:$A$26,1)+1)-INDEX('Shultis Faw'!$A$2:$A$26,MATCH($C456,'Shultis Faw'!$A$2:$A$26,1))),$C456*'Shultis Faw'!$D$2/'Shultis Faw'!$A$2)","v":2.0884301879999998},{"$f":"_xlfn.IFNA(INDEX('Shultis Faw'!$B$2:$B$26,MATCH($C456,'Shultis Faw'!$A$2:$A$26,1))+($C456-INDEX('Shultis Faw'!$A$2:$A$26,MATCH($C456,'Shultis Faw'!$A$2:$A$26,1)))*(INDEX('Shultis Faw'!$B$2:$B$26,MATCH($C456,'Shultis Faw'!$A$2:$A$26,1)+1)-INDEX('Shultis Faw'!$B$2:$B$26,MATCH($C456,'Shultis Faw'!$A$2:$A$26,1)))/(INDEX('Shultis Faw'!$A$2:$A$26,MATCH($C456,'Shultis Faw'!$A$2:$A$26,1)+1)-INDEX('Shultis Faw'!$A$2:$A$26,MATCH($C456,'Shultis Faw'!$A$2:$A$26,1))),$C456*'Shultis Faw'!$B$2/'Shultis Faw'!$A$2)","v":-0.17003910799999999},{"$f":"_xlfn.IFNA(INDEX('Shultis Faw'!$E$2:$E$26,MATCH($C456,'Shultis Faw'!$A$2:$A$26,1))+($C456-INDEX('Shultis Faw'!$A$2:$A$26,MATCH($C456,'Shultis Faw'!$A$2:$A$26,1)))*(INDEX('Shultis Faw'!$E$2:$E$26,MATCH($C456,'Shultis Faw'!$A$2:$A$26,1)+1)-INDEX('Shultis Faw'!$E$2:$E$26,MATCH($C456,'Shultis Faw'!$A$2:$A$26,1)))/(INDEX('Shultis Faw'!$A$2:$A$26,MATCH($C456,'Shultis Faw'!$A$2:$A$26,1)+1)-INDEX('Shultis Faw'!$A$2:$A$26,MATCH($C456,'Shultis Faw'!$A$2:$A$26,1))),$C456*'Shultis Faw'!$E$2/'Shultis Faw'!$A$2)","v":7.1488782099999995E-2},{"$f":"_xlfn.IFNA(INDEX('Shultis Faw'!$F$2:$F$26,MATCH($C456,'Shultis Faw'!$A$2:$A$26,1))+($C456-INDEX('Shultis Faw'!$A$2:$A$26,MATCH($C456,'Shultis Faw'!$A$2:$A$26,1)))*(INDEX('Shultis Faw'!$F$2:$F$26,MATCH($C456,'Shultis Faw'!$A$2:$A$26,1)+1)-INDEX('Shultis Faw'!$F$2:$F$26,MATCH($C456,'Shultis Faw'!$A$2:$A$26,1)))/(INDEX('Shultis Faw'!$A$2:$A$26,MATCH($C456,'Shultis Faw'!$A$2:$A$26,1)+1)-INDEX('Shultis Faw'!$A$2:$A$26,MATCH($C456,'Shultis Faw'!$A$2:$A$26,1))),$C456*'Shultis Faw'!$F$2/'Shultis Faw'!$A$2)","v":14.35594511},{"$f":"J456*(H456*'Externe blootstelling'!$D$23/2)^K456+L456*(TANH(((H456*'Externe blootstelling'!$D$23)/(2*M456))-2)-TANH(-2))/(1-TANH(-2))","v":1.8708587743417051},{"$f":"IF(N456=1,1+(I456-1)*H456*'Externe blootstelling'!$D$23/2,1+(I456-1)*(N456^(H456*'Externe blootstelling'!$D$23/2)-1)/(N456-1))","v":6.8446126615830591},{"$f":"G456*EXP(-H456*'Externe blootstelling'!$D$23/2)*O456","v":7.7830722190812343E-2}]
[null,null,0.26878500000000005,4.3005600000000008E-14,3.4299999999999997E-2,{"$f":"_xlfn.IFNA(INDEX('hp (pSv cm2)'!$B$2:$B$52,MATCH($C457,'hp (pSv cm2)'!$A$2:$A$52,1))+($C457-INDEX('hp (pSv cm2)'!$A$2:$A$52,MATCH($C457,'hp (pSv cm2)'!$A$2:$A$52,1)))*(INDEX('hp (pSv cm2)'!$B$2:$B$52,MATCH($C457,'hp (pSv cm2)'!$A$2:$A$52,1)+1)-INDEX('hp (pSv cm2)'!$B$2:$B$52,MATCH($C457,'hp (pSv cm2)'!$A$2:$A$52,1)))/(INDEX('hp (pSv cm2)'!$A$2:$A$52,MATCH($C457,'hp (pSv cm2)'!$A$2:$A$52,1)+1)-INDEX('hp (pSv cm2)'!$A$2:$A$52,MATCH($C457,'hp (pSv cm2)'!$A$2:$A$52,1))),$C457*'hp (pSv cm2)'!$B$2/'hp (pSv cm2)'!$A$2)","v":1.3508035000000003},4.6332560050000006E-2,{"$f":"_xlfn.IFNA(0.997*(INDEX('Mass attenuation coefficients'!$B$2:$B$37,MATCH($C457,'Mass attenuation coefficients'!$A$2:$A$37,1))+($C457-INDEX('Mass attenuation coefficients'!$A$2:$A$37,MATCH($C457,'Mass attenuation coefficients'!$A$2:$A$37,1)))*(INDEX('Mass attenuation coefficients'!$B$2:$B$37,MATCH($C457,'Mass attenuation coefficients'!$A$2:$A$37,1)+1)-INDEX('Mass attenuation coefficients'!$B$2:$B$37,MATCH($C457,'Mass attenuation coefficients'!$A$2:$A$37,1)))/(INDEX('Mass attenuation coefficients'!$A$2:$A$37,MATCH($C457,'Mass attenuation coefficients'!$A$2:$A$37,1)+1)-INDEX('Mass attenuation coefficients'!$A$2:$A$37,MATCH($C457,'Mass attenuation coefficients'!$A$2:$A$37,1)))),0.997*$C457*'Mass attenuation coefficients'!$B$2/'Mass attenuation coefficients'!$A$2)","v":0.12397052931999999},{"$f":"_xlfn.IFNA(INDEX('Shultis Faw'!$C$2:$C$26,MATCH($C457,'Shultis Faw'!$A$2:$A$26,1))+($C457-INDEX('Shultis Faw'!$A$2:$A$26,MATCH($C457,'Shultis Faw'!$A$2:$A$26,1)))*(INDEX('Shultis Faw'!$C$2:$C$26,MATCH($C457,'Shultis Faw'!$A$2:$A$26,1)+1)-INDEX('Shultis Faw'!$C$2:$C$26,MATCH($C457,'Shultis Faw'!$A$2:$A$26,1)))/(INDEX('Shultis Faw'!$A$2:$A$26,MATCH($C457,'Shultis Faw'!$A$2:$A$26,1)+1)-INDEX('Shultis Faw'!$A$2:$A$26,MATCH($C457,'Shultis Faw'!$A$2:$A$26,1))),$C457*'Shultis Faw'!$C$2/'Shultis Faw'!$A$2)","v":3.0941796999999998},{"$f":"_xlfn.IFNA(INDEX('Shultis Faw'!$D$2:$D$26,MATCH($C457,'Shultis Faw'!$A$2:$A$26,1))+($C457-INDEX('Shultis Faw'!$A$2:$A$26,MATCH($C457,'Shultis Faw'!$A$2:$A$26,1)))*(INDEX('Shultis Faw'!$D$2:$D$26,MATCH($C457,'Shultis Faw'!$A$2:$A$26,1)+1)-INDEX('Shultis Faw'!$D$2:$D$26,MATCH($C457,'Shultis Faw'!$A$2:$A$26,1)))/(INDEX('Shultis Faw'!$A$2:$A$26,MATCH($C457,'Shultis Faw'!$A$2:$A$26,1)+1)-INDEX('Shultis Faw'!$A$2:$A$26,MATCH($C457,'Shultis Faw'!$A$2:$A$26,1))),$C457*'Shultis Faw'!$D$2/'Shultis Faw'!$A$2)","v":2.0632037999999997},{"$f":"_xlfn.IFNA(INDEX('Shultis Faw'!$B$2:$B$26,MATCH($C457,'Shultis Faw'!$A$2:$A$26,1))+($C457-INDEX('Shultis Faw'!$A$2:$A$26,MATCH($C457,'Shultis Faw'!$A$2:$A$26,1)))*(INDEX('Shultis Faw'!$B$2:$B$26,MATCH($C457,'Shultis Faw'!$A$2:$A$26,1)+1)-INDEX('Shultis Faw'!$B$2:$B$26,MATCH($C457,'Shultis Faw'!$A$2:$A$26,1)))/(INDEX('Shultis Faw'!$A$2:$A$26,MATCH($C457,'Shultis Faw'!$A$2:$A$26,1)+1)-INDEX('Shultis Faw'!$A$2:$A$26,MATCH($C457,'Shultis Faw'!$A$2:$A$26,1))),$C457*'Shultis Faw'!$B$2/'Shultis Faw'!$A$2)","v":-0.1677458},{"$f":"_xlfn.IFNA(INDEX('Shultis Faw'!$E$2:$E$26,MATCH($C457,'Shultis Faw'!$A$2:$A$26,1))+($C457-INDEX('Shultis Faw'!$A$2:$A$26,MATCH($C457,'Shultis Faw'!$A$2:$A$26,1)))*(INDEX('Shultis Faw'!$E$2:$E$26,MATCH($C457,'Shultis Faw'!$A$2:$A$26,1)+1)-INDEX('Shultis Faw'!$E$2:$E$26,MATCH($C457,'Shultis Faw'!$A$2:$A$26,1)))/(INDEX('Shultis Faw'!$A$2:$A$26,MATCH($C457,'Shultis Faw'!$A$2:$A$26,1)+1)-INDEX('Shultis Faw'!$A$2:$A$26,MATCH($C457,'Shultis Faw'!$A$2:$A$26,1))),$C457*'Shultis Faw'!$E$2/'Shultis Faw'!$A$2)","v":6.9214584999999995E-2},{"$f":"_xlfn.IFNA(INDEX('Shultis Faw'!$F$2:$F$26,MATCH($C457,'Shultis Faw'!$A$2:$A$26,1))+($C457-INDEX('Shultis Faw'!$A$2:$A$26,MATCH($C457,'Shultis Faw'!$A$2:$A$26,1)))*(INDEX('Shultis Faw'!$F$2:$F$26,MATCH($C457,'Shultis Faw'!$A$2:$A$26,1)+1)-INDEX('Shultis Faw'!$F$2:$F$26,MATCH($C457,'Shultis Faw'!$A$2:$A$26,1)))/(INDEX('Shultis Faw'!$A$2:$A$26,MATCH($C457,'Shultis Faw'!$A$2:$A$26,1)+1)-INDEX('Shultis Faw'!$A$2:$A$26,MATCH($C457,'Shultis Faw'!$A$2:$A$26,1))),$C457*'Shultis Faw'!$F$2/'Shultis Faw'!$A$2)","v":14.300523500000001},{"$f":"J457*(H457*'Externe blootstelling'!$D$23/2)^K457+L457*(TANH(((H457*'Externe blootstelling'!$D$23)/(2*M457))-2)-TANH(-2))/(1-TANH(-2))","v":1.8596691305163506},{"$f":"IF(N457=1,1+(I457-1)*H457*'Externe blootstelling'!$D$23/2,1+(I457-1)*(N457^(H457*'Externe blootstelling'!$D$23/2)-1)/(N457-1))","v":6.2856870082117133},{"$f":"G457*EXP(-H457*'Externe blootstelling'!$D$23/2)*O457","v":4.5356892982082724E-2}]
[null,null,0.28178730000000002,4.5085968000000007E-14,0.14099999999999999,{"$f":"_xlfn.IFNA(INDEX('hp (pSv cm2)'!$B$2:$B$52,MATCH($C458,'hp (pSv cm2)'!$A$2:$A$52,1))+($C458-INDEX('hp (pSv cm2)'!$A$2:$A$52,MATCH($C458,'hp (pSv cm2)'!$A$2:$A$52,1)))*(INDEX('hp (pSv cm2)'!$B$2:$B$52,MATCH($C458,'hp (pSv cm2)'!$A$2:$A$52,1)+1)-INDEX('hp (pSv cm2)'!$B$2:$B$52,MATCH($C458,'hp (pSv cm2)'!$A$2:$A$52,1)))/(INDEX('hp (pSv cm2)'!$A$2:$A$52,MATCH($C458,'hp (pSv cm2)'!$A$2:$A$52,1)+1)-INDEX('hp (pSv cm2)'!$A$2:$A$52,MATCH($C458,'hp (pSv cm2)'!$A$2:$A$52,1))),$C458*'hp (pSv cm2)'!$B$2/'hp (pSv cm2)'!$A$2)","v":1.4171152300000003},0.19981324743000001,{"$f":"_xlfn.IFNA(0.997*(INDEX('Mass attenuation coefficients'!$B$2:$B$37,MATCH($C458,'Mass attenuation coefficients'!$A$2:$A$37,1))+($C458-INDEX('Mass attenuation coefficients'!$A$2:$A$37,MATCH($C458,'Mass attenuation coefficients'!$A$2:$A$37,1)))*(INDEX('Mass attenuation coefficients'!$B$2:$B$37,MATCH($C458,'Mass attenuation coefficients'!$A$2:$A$37,1)+1)-INDEX('Mass attenuation coefficients'!$B$2:$B$37,MATCH($C458,'Mass attenuation coefficients'!$A$2:$A$37,1)))/(INDEX('Mass attenuation coefficients'!$A$2:$A$37,MATCH($C458,'Mass attenuation coefficients'!$A$2:$A$37,1)+1)-INDEX('Mass attenuation coefficients'!$A$2:$A$37,MATCH($C458,'Mass attenuation coefficients'!$A$2:$A$37,1)))),0.997*$C458*'Mass attenuation coefficients'!$B$2/'Mass attenuation coefficients'!$A$2)","v":0.12158528338959999},{"$f":"_xlfn.IFNA(INDEX('Shultis Faw'!$C$2:$C$26,MATCH($C458,'Shultis Faw'!$A$2:$A$26,1))+($C458-INDEX('Shultis Faw'!$A$2:$A$26,MATCH($C458,'Shultis Faw'!$A$2:$A$26,1)))*(INDEX('Shultis Faw'!$C$2:$C$26,MATCH($C458,'Shultis Faw'!$A$2:$A$26,1)+1)-INDEX('Shultis Faw'!$C$2:$C$26,MATCH($C458,'Shultis Faw'!$A$2:$A$26,1)))/(INDEX('Shultis Faw'!$A$2:$A$26,MATCH($C458,'Shultis Faw'!$A$2:$A$26,1)+1)-INDEX('Shultis Faw'!$A$2:$A$26,MATCH($C458,'Shultis Faw'!$A$2:$A$26,1))),$C458*'Shultis Faw'!$C$2/'Shultis Faw'!$A$2)","v":3.0216268660000001},{"$f":"_xlfn.IFNA(INDEX('Shultis Faw'!$D$2:$D$26,MATCH($C458,'Shultis Faw'!$A$2:$A$26,1))+($C458-INDEX('Shultis Faw'!$A$2:$A$26,MATCH($C458,'Shultis Faw'!$A$2:$A$26,1)))*(INDEX('Shultis Faw'!$D$2:$D$26,MATCH($C458,'Shultis Faw'!$A$2:$A$26,1)+1)-INDEX('Shultis Faw'!$D$2:$D$26,MATCH($C458,'Shultis Faw'!$A$2:$A$26,1)))/(INDEX('Shultis Faw'!$A$2:$A$26,MATCH($C458,'Shultis Faw'!$A$2:$A$26,1)+1)-INDEX('Shultis Faw'!$A$2:$A$26,MATCH($C458,'Shultis Faw'!$A$2:$A$26,1))),$C458*'Shultis Faw'!$D$2/'Shultis Faw'!$A$2)","v":2.0460407639999998},{"$f":"_xlfn.IFNA(INDEX('Shultis Faw'!$B$2:$B$26,MATCH($C458,'Shultis Faw'!$A$2:$A$26,1))+($C458-INDEX('Shultis Faw'!$A$2:$A$26,MATCH($C458,'Shultis Faw'!$A$2:$A$26,1)))*(INDEX('Shultis Faw'!$B$2:$B$26,MATCH($C458,'Shultis Faw'!$A$2:$A$26,1)+1)-INDEX('Shultis Faw'!$B$2:$B$26,MATCH($C458,'Shultis Faw'!$A$2:$A$26,1)))/(INDEX('Shultis Faw'!$A$2:$A$26,MATCH($C458,'Shultis Faw'!$A$2:$A$26,1)+1)-INDEX('Shultis Faw'!$A$2:$A$26,MATCH($C458,'Shultis Faw'!$A$2:$A$26,1))),$C458*'Shultis Faw'!$B$2/'Shultis Faw'!$A$2)","v":-0.166185524},{"$f":"_xlfn.IFNA(INDEX('Shultis Faw'!$E$2:$E$26,MATCH($C458,'Shultis Faw'!$A$2:$A$26,1))+($C458-INDEX('Shultis Faw'!$A$2:$A$26,MATCH($C458,'Shultis Faw'!$A$2:$A$26,1)))*(INDEX('Shultis Faw'!$E$2:$E$26,MATCH($C458,'Shultis Faw'!$A$2:$A$26,1)+1)-INDEX('Shultis Faw'!$E$2:$E$26,MATCH($C458,'Shultis Faw'!$A$2:$A$26,1)))/(INDEX('Shultis Faw'!$A$2:$A$26,MATCH($C458,'Shultis Faw'!$A$2:$A$26,1)+1)-INDEX('Shultis Faw'!$A$2:$A$26,MATCH($C458,'Shultis Faw'!$A$2:$A$26,1))),$C458*'Shultis Faw'!$E$2/'Shultis Faw'!$A$2)","v":6.7667311300000005E-2},{"$f":"_xlfn.IFNA(INDEX('Shultis Faw'!$F$2:$F$26,MATCH($C458,'Shultis Faw'!$A$2:$A$26,1))+($C458-INDEX('Shultis Faw'!$A$2:$A$26,MATCH($C458,'Shultis Faw'!$A$2:$A$26,1)))*(INDEX('Shultis Faw'!$F$2:$F$26,MATCH($C458,'Shultis Faw'!$A$2:$A$26,1)+1)-INDEX('Shultis Faw'!$F$2:$F$26,MATCH($C458,'Shultis Faw'!$A$2:$A$26,1)))/(INDEX('Shultis Faw'!$A$2:$A$26,MATCH($C458,'Shultis Faw'!$A$2:$A$26,1)+1)-INDEX('Shultis Faw'!$A$2:$A$26,MATCH($C458,'Shultis Faw'!$A$2:$A$26,1))),$C458*'Shultis Faw'!$F$2/'Shultis Faw'!$A$2)","v":14.26281683},{"$f":"J458*(H458*'Externe blootstelling'!$D$23/2)^K458+L458*(TANH(((H458*'Externe blootstelling'!$D$23)/(2*M458))-2)-TANH(-2))/(1-TANH(-2))","v":1.8519412998739286},{"$f":"IF(N458=1,1+(I458-1)*H458*'Externe blootstelling'!$D$23/2,1+(I458-1)*(N458^(H458*'Externe blootstelling'!$D$23/2)-1)/(N458-1))","v":5.9280677215823232},{"$f":"G458*EXP(-H458*'Externe blootstelling'!$D$23/2)*O458","v":0.19119660201533822}]
[null,null,0.28342000000000001,4.5347199999999997E-14,4.0000000000000001E-3,{"$f":"_xlfn.IFNA(INDEX('hp (pSv cm2)'!$B$2:$B$52,MATCH($C459,'hp (pSv cm2)'!$A$2:$A$52,1))+($C459-INDEX('hp (pSv cm2)'!$A$2:$A$52,MATCH($C459,'hp (pSv cm2)'!$A$2:$A$52,1)))*(INDEX('hp (pSv cm2)'!$B$2:$B$52,MATCH($C459,'hp (pSv cm2)'!$A$2:$A$52,1)+1)-INDEX('hp (pSv cm2)'!$B$2:$B$52,MATCH($C459,'hp (pSv cm2)'!$A$2:$A$52,1)))/(INDEX('hp (pSv cm2)'!$A$2:$A$52,MATCH($C459,'hp (pSv cm2)'!$A$2:$A$52,1)+1)-INDEX('hp (pSv cm2)'!$A$2:$A$52,MATCH($C459,'hp (pSv cm2)'!$A$2:$A$52,1))),$C459*'hp (pSv cm2)'!$B$2/'hp (pSv cm2)'!$A$2)","v":1.4254420000000001},5.7017680000000003E-3,{"$f":"_xlfn.IFNA(0.997*(INDEX('Mass attenuation coefficients'!$B$2:$B$37,MATCH($C459,'Mass attenuation coefficients'!$A$2:$A$37,1))+($C459-INDEX('Mass attenuation coefficients'!$A$2:$A$37,MATCH($C459,'Mass attenuation coefficients'!$A$2:$A$37,1)))*(INDEX('Mass attenuation coefficients'!$B$2:$B$37,MATCH($C459,'Mass attenuation coefficients'!$A$2:$A$37,1)+1)-INDEX('Mass attenuation coefficients'!$B$2:$B$37,MATCH($C459,'Mass attenuation coefficients'!$A$2:$A$37,1)))/(INDEX('Mass attenuation coefficients'!$A$2:$A$37,MATCH($C459,'Mass attenuation coefficients'!$A$2:$A$37,1)+1)-INDEX('Mass attenuation coefficients'!$A$2:$A$37,MATCH($C459,'Mass attenuation coefficients'!$A$2:$A$37,1)))),0.997*$C459*'Mass attenuation coefficients'!$B$2/'Mass attenuation coefficients'!$A$2)","v":0.12128576784},{"$f":"_xlfn.IFNA(INDEX('Shultis Faw'!$C$2:$C$26,MATCH($C459,'Shultis Faw'!$A$2:$A$26,1))+($C459-INDEX('Shultis Faw'!$A$2:$A$26,MATCH($C459,'Shultis Faw'!$A$2:$A$26,1)))*(INDEX('Shultis Faw'!$C$2:$C$26,MATCH($C459,'Shultis Faw'!$A$2:$A$26,1)+1)-INDEX('Shultis Faw'!$C$2:$C$26,MATCH($C459,'Shultis Faw'!$A$2:$A$26,1)))/(INDEX('Shultis Faw'!$A$2:$A$26,MATCH($C459,'Shultis Faw'!$A$2:$A$26,1)+1)-INDEX('Shultis Faw'!$A$2:$A$26,MATCH($C459,'Shultis Faw'!$A$2:$A$26,1))),$C459*'Shultis Faw'!$C$2/'Shultis Faw'!$A$2)","v":3.0125164},{"$f":"_xlfn.IFNA(INDEX('Shultis Faw'!$D$2:$D$26,MATCH($C459,'Shultis Faw'!$A$2:$A$26,1))+($C459-INDEX('Shultis Faw'!$A$2:$A$26,MATCH($C459,'Shultis Faw'!$A$2:$A$26,1)))*(INDEX('Shultis Faw'!$D$2:$D$26,MATCH($C459,'Shultis Faw'!$A$2:$A$26,1)+1)-INDEX('Shultis Faw'!$D$2:$D$26,MATCH($C459,'Shultis Faw'!$A$2:$A$26,1)))/(INDEX('Shultis Faw'!$A$2:$A$26,MATCH($C459,'Shultis Faw'!$A$2:$A$26,1)+1)-INDEX('Shultis Faw'!$A$2:$A$26,MATCH($C459,'Shultis Faw'!$A$2:$A$26,1))),$C459*'Shultis Faw'!$D$2/'Shultis Faw'!$A$2)","v":2.0438855999999999},{"$f":"_xlfn.IFNA(INDEX('Shultis Faw'!$B$2:$B$26,MATCH($C459,'Shultis Faw'!$A$2:$A$26,1))+($C459-INDEX('Shultis Faw'!$A$2:$A$26,MATCH($C459,'Shultis Faw'!$A$2:$A$26,1)))*(INDEX('Shultis Faw'!$B$2:$B$26,MATCH($C459,'Shultis Faw'!$A$2:$A$26,1)+1)-INDEX('Shultis Faw'!$B$2:$B$26,MATCH($C459,'Shultis Faw'!$A$2:$A$26,1)))/(INDEX('Shultis Faw'!$A$2:$A$26,MATCH($C459,'Shultis Faw'!$A$2:$A$26,1)+1)-INDEX('Shultis Faw'!$A$2:$A$26,MATCH($C459,'Shultis Faw'!$A$2:$A$26,1))),$C459*'Shultis Faw'!$B$2/'Shultis Faw'!$A$2)","v":-0.16598960000000001},{"$f":"_xlfn.IFNA(INDEX('Shultis Faw'!$E$2:$E$26,MATCH($C459,'Shultis Faw'!$A$2:$A$26,1))+($C459-INDEX('Shultis Faw'!$A$2:$A$26,MATCH($C459,'Shultis Faw'!$A$2:$A$26,1)))*(INDEX('Shultis Faw'!$E$2:$E$26,MATCH($C459,'Shultis Faw'!$A$2:$A$26,1)+1)-INDEX('Shultis Faw'!$E$2:$E$26,MATCH($C459,'Shultis Faw'!$A$2:$A$26,1)))/(INDEX('Shultis Faw'!$A$2:$A$26,MATCH($C459,'Shultis Faw'!$A$2:$A$26,1)+1)-INDEX('Shultis Faw'!$A$2:$A$26,MATCH($C459,'Shultis Faw'!$A$2:$A$26,1))),$C459*'Shultis Faw'!$E$2/'Shultis Faw'!$A$2)","v":6.7473019999999995E-2},{"$f":"_xlfn.IFNA(INDEX('Shultis Faw'!$F$2:$F$26,MATCH($C459,'Shultis Faw'!$A$2:$A$26,1))+($C459-INDEX('Shultis Faw'!$A$2:$A$26,MATCH($C459,'Shultis Faw'!$A$2:$A$26,1)))*(INDEX('Shultis Faw'!$F$2:$F$26,MATCH($C459,'Shultis Faw'!$A$2:$A$26,1)+1)-INDEX('Shultis Faw'!$F$2:$F$26,MATCH($C459,'Shultis Faw'!$A$2:$A$26,1)))/(INDEX('Shultis Faw'!$A$2:$A$26,MATCH($C459,'Shultis Faw'!$A$2:$A$26,1)+1)-INDEX('Shultis Faw'!$A$2:$A$26,MATCH($C459,'Shultis Faw'!$A$2:$A$26,1))),$C459*'Shultis Faw'!$F$2/'Shultis Faw'!$A$2)","v":14.258082},{"$f":"J459*(H459*'Externe blootstelling'!$D$23/2)^K459+L459*(TANH(((H459*'Externe blootstelling'!$D$23)/(2*M459))-2)-TANH(-2))/(1-TANH(-2))","v":1.8509643745824391},{"$f":"IF(N459=1,1+(I459-1)*H459*'Externe blootstelling'!$D$23/2,1+(I459-1)*(N459^(H459*'Externe blootstelling'!$D$23/2)-1)/(N459-1))","v":5.8844113697567897},{"$f":"G459*EXP(-H459*'Externe blootstelling'!$D$23/2)*O459","v":5.4400948597123884E-3}]
[null,null,0.29142000000000001,4.6627199999999998E-14,1.0200000000000001E-2,{"$f":"_xlfn.IFNA(INDEX('hp (pSv cm2)'!$B$2:$B$52,MATCH($C460,'hp (pSv cm2)'!$A$2:$A$52,1))+($C460-INDEX('hp (pSv cm2)'!$A$2:$A$52,MATCH($C460,'hp (pSv cm2)'!$A$2:$A$52,1)))*(INDEX('hp (pSv cm2)'!$B$2:$B$52,MATCH($C460,'hp (pSv cm2)'!$A$2:$A$52,1)+1)-INDEX('hp (pSv cm2)'!$B$2:$B$52,MATCH($C460,'hp (pSv cm2)'!$A$2:$A$52,1)))/(INDEX('hp (pSv cm2)'!$A$2:$A$52,MATCH($C460,'hp (pSv cm2)'!$A$2:$A$52,1)+1)-INDEX('hp (pSv cm2)'!$A$2:$A$52,MATCH($C460,'hp (pSv cm2)'!$A$2:$A$52,1))),$C460*'hp (pSv cm2)'!$B$2/'hp (pSv cm2)'!$A$2)","v":1.4662420000000003},1.4955668400000004E-2,{"$f":"_xlfn.IFNA(0.997*(INDEX('Mass attenuation coefficients'!$B$2:$B$37,MATCH($C460,'Mass attenuation coefficients'!$A$2:$A$37,1))+($C460-INDEX('Mass attenuation coefficients'!$A$2:$A$37,MATCH($C460,'Mass attenuation coefficients'!$A$2:$A$37,1)))*(INDEX('Mass attenuation coefficients'!$B$2:$B$37,MATCH($C460,'Mass attenuation coefficients'!$A$2:$A$37,1)+1)-INDEX('Mass attenuation coefficients'!$B$2:$B$37,MATCH($C460,'Mass attenuation coefficients'!$A$2:$A$37,1)))/(INDEX('Mass attenuation coefficients'!$A$2:$A$37,MATCH($C460,'Mass attenuation coefficients'!$A$2:$A$37,1)+1)-INDEX('Mass attenuation coefficients'!$A$2:$A$37,MATCH($C460,'Mass attenuation coefficients'!$A$2:$A$37,1)))),0.997*$C460*'Mass attenuation coefficients'!$B$2/'Mass attenuation coefficients'!$A$2)","v":0.11981818383999999},{"$f":"_xlfn.IFNA(INDEX('Shultis Faw'!$C$2:$C$26,MATCH($C460,'Shultis Faw'!$A$2:$A$26,1))+($C460-INDEX('Shultis Faw'!$A$2:$A$26,MATCH($C460,'Shultis Faw'!$A$2:$A$26,1)))*(INDEX('Shultis Faw'!$C$2:$C$26,MATCH($C460,'Shultis Faw'!$A$2:$A$26,1)+1)-INDEX('Shultis Faw'!$C$2:$C$26,MATCH($C460,'Shultis Faw'!$A$2:$A$26,1)))/(INDEX('Shultis Faw'!$A$2:$A$26,MATCH($C460,'Shultis Faw'!$A$2:$A$26,1)+1)-INDEX('Shultis Faw'!$A$2:$A$26,MATCH($C460,'Shultis Faw'!$A$2:$A$26,1))),$C460*'Shultis Faw'!$C$2/'Shultis Faw'!$A$2)","v":2.9678763999999997},{"$f":"_xlfn.IFNA(INDEX('Shultis Faw'!$D$2:$D$26,MATCH($C460,'Shultis Faw'!$A$2:$A$26,1))+($C460-INDEX('Shultis Faw'!$A$2:$A$26,MATCH($C460,'Shultis Faw'!$A$2:$A$26,1)))*(INDEX('Shultis Faw'!$D$2:$D$26,MATCH($C460,'Shultis Faw'!$A$2:$A$26,1)+1)-INDEX('Shultis Faw'!$D$2:$D$26,MATCH($C460,'Shultis Faw'!$A$2:$A$26,1)))/(INDEX('Shultis Faw'!$A$2:$A$26,MATCH($C460,'Shultis Faw'!$A$2:$A$26,1)+1)-INDEX('Shultis Faw'!$A$2:$A$26,MATCH($C460,'Shultis Faw'!$A$2:$A$26,1))),$C460*'Shultis Faw'!$D$2/'Shultis Faw'!$A$2)","v":2.0333256},{"$f":"_xlfn.IFNA(INDEX('Shultis Faw'!$B$2:$B$26,MATCH($C460,'Shultis Faw'!$A$2:$A$26,1))+($C460-INDEX('Shultis Faw'!$A$2:$A$26,MATCH($C460,'Shultis Faw'!$A$2:$A$26,1)))*(INDEX('Shultis Faw'!$B$2:$B$26,MATCH($C460,'Shultis Faw'!$A$2:$A$26,1)+1)-INDEX('Shultis Faw'!$B$2:$B$26,MATCH($C460,'Shultis Faw'!$A$2:$A$26,1)))/(INDEX('Shultis Faw'!$A$2:$A$26,MATCH($C460,'Shultis Faw'!$A$2:$A$26,1)+1)-INDEX('Shultis Faw'!$A$2:$A$26,MATCH($C460,'Shultis Faw'!$A$2:$A$26,1))),$C460*'Shultis Faw'!$B$2/'Shultis Faw'!$A$2)","v":-0.1650296},{"$f":"_xlfn.IFNA(INDEX('Shultis Faw'!$E$2:$E$26,MATCH($C460,'Shultis Faw'!$A$2:$A$26,1))+($C460-INDEX('Shultis Faw'!$A$2:$A$26,MATCH($C460,'Shultis Faw'!$A$2:$A$26,1)))*(INDEX('Shultis Faw'!$E$2:$E$26,MATCH($C460,'Shultis Faw'!$A$2:$A$26,1)+1)-INDEX('Shultis Faw'!$E$2:$E$26,MATCH($C460,'Shultis Faw'!$A$2:$A$26,1)))/(INDEX('Shultis Faw'!$A$2:$A$26,MATCH($C460,'Shultis Faw'!$A$2:$A$26,1)+1)-INDEX('Shultis Faw'!$A$2:$A$26,MATCH($C460,'Shultis Faw'!$A$2:$A$26,1))),$C460*'Shultis Faw'!$E$2/'Shultis Faw'!$A$2)","v":6.652102E-2},{"$f":"_xlfn.IFNA(INDEX('Shultis Faw'!$F$2:$F$26,MATCH($C460,'Shultis Faw'!$A$2:$A$26,1))+($C460-INDEX('Shultis Faw'!$A$2:$A$26,MATCH($C460,'Shultis Faw'!$A$2:$A$26,1)))*(INDEX('Shultis Faw'!$F$2:$F$26,MATCH($C460,'Shultis Faw'!$A$2:$A$26,1)+1)-INDEX('Shultis Faw'!$F$2:$F$26,MATCH($C460,'Shultis Faw'!$A$2:$A$26,1)))/(INDEX('Shultis Faw'!$A$2:$A$26,MATCH($C460,'Shultis Faw'!$A$2:$A$26,1)+1)-INDEX('Shultis Faw'!$A$2:$A$26,MATCH($C460,'Shultis Faw'!$A$2:$A$26,1))),$C460*'Shultis Faw'!$F$2/'Shultis Faw'!$A$2)","v":14.234882000000001},{"$f":"J460*(H460*'Externe blootstelling'!$D$23/2)^K460+L460*(TANH(((H460*'Externe blootstelling'!$D$23)/(2*M460))-2)-TANH(-2))/(1-TANH(-2))","v":1.8461565577059469},{"$f":"IF(N460=1,1+(I460-1)*H460*'Externe blootstelling'!$D$23/2,1+(I460-1)*(N460^(H460*'Externe blootstelling'!$D$23/2)-1)/(N460-1))","v":5.674435649241226},{"$f":"G460*EXP(-H460*'Externe blootstelling'!$D$23/2)*O460","v":1.4066396709476525E-2}]
[null,null,0.29250999999999999,4.6801599999999996E-14,8.2000000000000007E-3,{"$f":"_xlfn.IFNA(INDEX('hp (pSv cm2)'!$B$2:$B$52,MATCH($C461,'hp (pSv cm2)'!$A$2:$A$52,1))+($C461-INDEX('hp (pSv cm2)'!$A$2:$A$52,MATCH($C461,'hp (pSv cm2)'!$A$2:$A$52,1)))*(INDEX('hp (pSv cm2)'!$B$2:$B$52,MATCH($C461,'hp (pSv cm2)'!$A$2:$A$52,1)+1)-INDEX('hp (pSv cm2)'!$B$2:$B$52,MATCH($C461,'hp (pSv cm2)'!$A$2:$A$52,1)))/(INDEX('hp (pSv cm2)'!$A$2:$A$52,MATCH($C461,'hp (pSv cm2)'!$A$2:$A$52,1)+1)-INDEX('hp (pSv cm2)'!$A$2:$A$52,MATCH($C461,'hp (pSv cm2)'!$A$2:$A$52,1))),$C461*'hp (pSv cm2)'!$B$2/'hp (pSv cm2)'!$A$2)","v":1.4718009999999999},1.20687682E-2,{"$f":"_xlfn.IFNA(0.997*(INDEX('Mass attenuation coefficients'!$B$2:$B$37,MATCH($C461,'Mass attenuation coefficients'!$A$2:$A$37,1))+($C461-INDEX('Mass attenuation coefficients'!$A$2:$A$37,MATCH($C461,'Mass attenuation coefficients'!$A$2:$A$37,1)))*(INDEX('Mass attenuation coefficients'!$B$2:$B$37,MATCH($C461,'Mass attenuation coefficients'!$A$2:$A$37,1)+1)-INDEX('Mass attenuation coefficients'!$B$2:$B$37,MATCH($C461,'Mass attenuation coefficients'!$A$2:$A$37,1)))/(INDEX('Mass attenuation coefficients'!$A$2:$A$37,MATCH($C461,'Mass attenuation coefficients'!$A$2:$A$37,1)+1)-INDEX('Mass attenuation coefficients'!$A$2:$A$37,MATCH($C461,'Mass attenuation coefficients'!$A$2:$A$37,1)))),0.997*$C461*'Mass attenuation coefficients'!$B$2/'Mass attenuation coefficients'!$A$2)","v":0.11961822552},{"$f":"_xlfn.IFNA(INDEX('Shultis Faw'!$C$2:$C$26,MATCH($C461,'Shultis Faw'!$A$2:$A$26,1))+($C461-INDEX('Shultis Faw'!$A$2:$A$26,MATCH($C461,'Shultis Faw'!$A$2:$A$26,1)))*(INDEX('Shultis Faw'!$C$2:$C$26,MATCH($C461,'Shultis Faw'!$A$2:$A$26,1)+1)-INDEX('Shultis Faw'!$C$2:$C$26,MATCH($C461,'Shultis Faw'!$A$2:$A$26,1)))/(INDEX('Shultis Faw'!$A$2:$A$26,MATCH($C461,'Shultis Faw'!$A$2:$A$26,1)+1)-INDEX('Shultis Faw'!$A$2:$A$26,MATCH($C461,'Shultis Faw'!$A$2:$A$26,1))),$C461*'Shultis Faw'!$C$2/'Shultis Faw'!$A$2)","v":2.9617941999999999},{"$f":"_xlfn.IFNA(INDEX('Shultis Faw'!$D$2:$D$26,MATCH($C461,'Shultis Faw'!$A$2:$A$26,1))+($C461-INDEX('Shultis Faw'!$A$2:$A$26,MATCH($C461,'Shultis Faw'!$A$2:$A$26,1)))*(INDEX('Shultis Faw'!$D$2:$D$26,MATCH($C461,'Shultis Faw'!$A$2:$A$26,1)+1)-INDEX('Shultis Faw'!$D$2:$D$26,MATCH($C461,'Shultis Faw'!$A$2:$A$26,1)))/(INDEX('Shultis Faw'!$A$2:$A$26,MATCH($C461,'Shultis Faw'!$A$2:$A$26,1)+1)-INDEX('Shultis Faw'!$A$2:$A$26,MATCH($C461,'Shultis Faw'!$A$2:$A$26,1))),$C461*'Shultis Faw'!$D$2/'Shultis Faw'!$A$2)","v":2.0318867999999997},{"$f":"_xlfn.IFNA(INDEX('Shultis Faw'!$B$2:$B$26,MATCH($C461,'Shultis Faw'!$A$2:$A$26,1))+($C461-INDEX('Shultis Faw'!$A$2:$A$26,MATCH($C461,'Shultis Faw'!$A$2:$A$26,1)))*(INDEX('Shultis Faw'!$B$2:$B$26,MATCH($C461,'Shultis Faw'!$A$2:$A$26,1)+1)-INDEX('Shultis Faw'!$B$2:$B$26,MATCH($C461,'Shultis Faw'!$A$2:$A$26,1)))/(INDEX('Shultis Faw'!$A$2:$A$26,MATCH($C461,'Shultis Faw'!$A$2:$A$26,1)+1)-INDEX('Shultis Faw'!$A$2:$A$26,MATCH($C461,'Shultis Faw'!$A$2:$A$26,1))),$C461*'Shultis Faw'!$B$2/'Shultis Faw'!$A$2)","v":-0.16489880000000001},{"$f":"_xlfn.IFNA(INDEX('Shultis Faw'!$E$2:$E$26,MATCH($C461,'Shultis Faw'!$A$2:$A$26,1))+($C461-INDEX('Shultis Faw'!$A$2:$A$26,MATCH($C461,'Shultis Faw'!$A$2:$A$26,1)))*(INDEX('Shultis Faw'!$E$2:$E$26,MATCH($C461,'Shultis Faw'!$A$2:$A$26,1)+1)-INDEX('Shultis Faw'!$E$2:$E$26,MATCH($C461,'Shultis Faw'!$A$2:$A$26,1)))/(INDEX('Shultis Faw'!$A$2:$A$26,MATCH($C461,'Shultis Faw'!$A$2:$A$26,1)+1)-INDEX('Shultis Faw'!$A$2:$A$26,MATCH($C461,'Shultis Faw'!$A$2:$A$26,1))),$C461*'Shultis Faw'!$E$2/'Shultis Faw'!$A$2)","v":6.6391310000000009E-2},{"$f":"_xlfn.IFNA(INDEX('Shultis Faw'!$F$2:$F$26,MATCH($C461,'Shultis Faw'!$A$2:$A$26,1))+($C461-INDEX('Shultis Faw'!$A$2:$A$26,MATCH($C461,'Shultis Faw'!$A$2:$A$26,1)))*(INDEX('Shultis Faw'!$F$2:$F$26,MATCH($C461,'Shultis Faw'!$A$2:$A$26,1)+1)-INDEX('Shultis Faw'!$F$2:$F$26,MATCH($C461,'Shultis Faw'!$A$2:$A$26,1)))/(INDEX('Shultis Faw'!$A$2:$A$26,MATCH($C461,'Shultis Faw'!$A$2:$A$26,1)+1)-INDEX('Shultis Faw'!$A$2:$A$26,MATCH($C461,'Shultis Faw'!$A$2:$A$26,1))),$C461*'Shultis Faw'!$F$2/'Shultis Faw'!$A$2)","v":14.231721},{"$f":"J461*(H461*'Externe blootstelling'!$D$23/2)^K461+L461*(TANH(((H461*'Externe blootstelling'!$D$23)/(2*M461))-2)-TANH(-2))/(1-TANH(-2))","v":1.845498794750833},{"$f":"IF(N461=1,1+(I461-1)*H461*'Externe blootstelling'!$D$23/2,1+(I461-1)*(N461^(H461*'Externe blootstelling'!$D$23/2)-1)/(N461-1))","v":5.6463265122303081},{"$f":"G461*EXP(-H461*'Externe blootstelling'!$D$23/2)*O461","v":1.1328852060150789E-2}]
[null,null,0.2964581,4.7433295999999993E-14,5.0799999999999998E-2,{"$f":"_xlfn.IFNA(INDEX('hp (pSv cm2)'!$B$2:$B$52,MATCH($C462,'hp (pSv cm2)'!$A$2:$A$52,1))+($C462-INDEX('hp (pSv cm2)'!$A$2:$A$52,MATCH($C462,'hp (pSv cm2)'!$A$2:$A$52,1)))*(INDEX('hp (pSv cm2)'!$B$2:$B$52,MATCH($C462,'hp (pSv cm2)'!$A$2:$A$52,1)+1)-INDEX('hp (pSv cm2)'!$B$2:$B$52,MATCH($C462,'hp (pSv cm2)'!$A$2:$A$52,1)))/(INDEX('hp (pSv cm2)'!$A$2:$A$52,MATCH($C462,'hp (pSv cm2)'!$A$2:$A$52,1)+1)-INDEX('hp (pSv cm2)'!$A$2:$A$52,MATCH($C462,'hp (pSv cm2)'!$A$2:$A$52,1))),$C462*'hp (pSv cm2)'!$B$2/'hp (pSv cm2)'!$A$2)","v":1.49193631},7.5790364548000005E-2,{"$f":"_xlfn.IFNA(0.997*(INDEX('Mass attenuation coefficients'!$B$2:$B$37,MATCH($C462,'Mass attenuation coefficients'!$A$2:$A$37,1))+($C462-INDEX('Mass attenuation coefficients'!$A$2:$A$37,MATCH($C462,'Mass attenuation coefficients'!$A$2:$A$37,1)))*(INDEX('Mass attenuation coefficients'!$B$2:$B$37,MATCH($C462,'Mass attenuation coefficients'!$A$2:$A$37,1)+1)-INDEX('Mass attenuation coefficients'!$B$2:$B$37,MATCH($C462,'Mass attenuation coefficients'!$A$2:$A$37,1)))/(INDEX('Mass attenuation coefficients'!$A$2:$A$37,MATCH($C462,'Mass attenuation coefficients'!$A$2:$A$37,1)+1)-INDEX('Mass attenuation coefficients'!$A$2:$A$37,MATCH($C462,'Mass attenuation coefficients'!$A$2:$A$37,1)))),0.997*$C462*'Mass attenuation coefficients'!$B$2/'Mass attenuation coefficients'!$A$2)","v":0.11889395447119999},{"$f":"_xlfn.IFNA(INDEX('Shultis Faw'!$C$2:$C$26,MATCH($C462,'Shultis Faw'!$A$2:$A$26,1))+($C462-INDEX('Shultis Faw'!$A$2:$A$26,MATCH($C462,'Shultis Faw'!$A$2:$A$26,1)))*(INDEX('Shultis Faw'!$C$2:$C$26,MATCH($C462,'Shultis Faw'!$A$2:$A$26,1)+1)-INDEX('Shultis Faw'!$C$2:$C$26,MATCH($C462,'Shultis Faw'!$A$2:$A$26,1)))/(INDEX('Shultis Faw'!$A$2:$A$26,MATCH($C462,'Shultis Faw'!$A$2:$A$26,1)+1)-INDEX('Shultis Faw'!$A$2:$A$26,MATCH($C462,'Shultis Faw'!$A$2:$A$26,1))),$C462*'Shultis Faw'!$C$2/'Shultis Faw'!$A$2)","v":2.9397638019999999},{"$f":"_xlfn.IFNA(INDEX('Shultis Faw'!$D$2:$D$26,MATCH($C462,'Shultis Faw'!$A$2:$A$26,1))+($C462-INDEX('Shultis Faw'!$A$2:$A$26,MATCH($C462,'Shultis Faw'!$A$2:$A$26,1)))*(INDEX('Shultis Faw'!$D$2:$D$26,MATCH($C462,'Shultis Faw'!$A$2:$A$26,1)+1)-INDEX('Shultis Faw'!$D$2:$D$26,MATCH($C462,'Shultis Faw'!$A$2:$A$26,1)))/(INDEX('Shultis Faw'!$A$2:$A$26,MATCH($C462,'Shultis Faw'!$A$2:$A$26,1)+1)-INDEX('Shultis Faw'!$A$2:$A$26,MATCH($C462,'Shultis Faw'!$A$2:$A$26,1))),$C462*'Shultis Faw'!$D$2/'Shultis Faw'!$A$2)","v":2.0266753079999997},{"$f":"_xlfn.IFNA(INDEX('Shultis Faw'!$B$2:$B$26,MATCH($C462,'Shultis Faw'!$A$2:$A$26,1))+($C462-INDEX('Shultis Faw'!$A$2:$A$26,MATCH($C462,'Shultis Faw'!$A$2:$A$26,1)))*(INDEX('Shultis Faw'!$B$2:$B$26,MATCH($C462,'Shultis Faw'!$A$2:$A$26,1)+1)-INDEX('Shultis Faw'!$B$2:$B$26,MATCH($C462,'Shultis Faw'!$A$2:$A$26,1)))/(INDEX('Shultis Faw'!$A$2:$A$26,MATCH($C462,'Shultis Faw'!$A$2:$A$26,1)+1)-INDEX('Shultis Faw'!$A$2:$A$26,MATCH($C462,'Shultis Faw'!$A$2:$A$26,1))),$C462*'Shultis Faw'!$B$2/'Shultis Faw'!$A$2)","v":-0.164425028},{"$f":"_xlfn.IFNA(INDEX('Shultis Faw'!$E$2:$E$26,MATCH($C462,'Shultis Faw'!$A$2:$A$26,1))+($C462-INDEX('Shultis Faw'!$A$2:$A$26,MATCH($C462,'Shultis Faw'!$A$2:$A$26,1)))*(INDEX('Shultis Faw'!$E$2:$E$26,MATCH($C462,'Shultis Faw'!$A$2:$A$26,1)+1)-INDEX('Shultis Faw'!$E$2:$E$26,MATCH($C462,'Shultis Faw'!$A$2:$A$26,1)))/(INDEX('Shultis Faw'!$A$2:$A$26,MATCH($C462,'Shultis Faw'!$A$2:$A$26,1)+1)-INDEX('Shultis Faw'!$A$2:$A$26,MATCH($C462,'Shultis Faw'!$A$2:$A$26,1))),$C462*'Shultis Faw'!$E$2/'Shultis Faw'!$A$2)","v":6.5921486099999996E-2},{"$f":"_xlfn.IFNA(INDEX('Shultis Faw'!$F$2:$F$26,MATCH($C462,'Shultis Faw'!$A$2:$A$26,1))+($C462-INDEX('Shultis Faw'!$A$2:$A$26,MATCH($C462,'Shultis Faw'!$A$2:$A$26,1)))*(INDEX('Shultis Faw'!$F$2:$F$26,MATCH($C462,'Shultis Faw'!$A$2:$A$26,1)+1)-INDEX('Shultis Faw'!$F$2:$F$26,MATCH($C462,'Shultis Faw'!$A$2:$A$26,1)))/(INDEX('Shultis Faw'!$A$2:$A$26,MATCH($C462,'Shultis Faw'!$A$2:$A$26,1)+1)-INDEX('Shultis Faw'!$A$2:$A$26,MATCH($C462,'Shultis Faw'!$A$2:$A$26,1))),$C462*'Shultis Faw'!$F$2/'Shultis Faw'!$A$2)","v":14.22027151},{"$f":"J462*(H462*'Externe blootstelling'!$D$23/2)^K462+L462*(TANH(((H462*'Externe blootstelling'!$D$23)/(2*M462))-2)-TANH(-2))/(1-TANH(-2))","v":1.8431109008577955},{"$f":"IF(N462=1,1+(I462-1)*H462*'Externe blootstelling'!$D$23/2,1+(I462-1)*(N462^(H462*'Externe blootstelling'!$D$23/2)-1)/(N462-1))","v":5.5455020469272513},{"$f":"G462*EXP(-H462*'Externe blootstelling'!$D$23/2)*O462","v":7.0636641260960073E-2}]
[null,null,0.2990506,4.7848095999999995E-14,1.7999999999999999E-2,{"$f":"_xlfn.IFNA(INDEX('hp (pSv cm2)'!$B$2:$B$52,MATCH($C463,'hp (pSv cm2)'!$A$2:$A$52,1))+($C463-INDEX('hp (pSv cm2)'!$A$2:$A$52,MATCH($C463,'hp (pSv cm2)'!$A$2:$A$52,1)))*(INDEX('hp (pSv cm2)'!$B$2:$B$52,MATCH($C463,'hp (pSv cm2)'!$A$2:$A$52,1)+1)-INDEX('hp (pSv cm2)'!$B$2:$B$52,MATCH($C463,'hp (pSv cm2)'!$A$2:$A$52,1)))/(INDEX('hp (pSv cm2)'!$A$2:$A$52,MATCH($C463,'hp (pSv cm2)'!$A$2:$A$52,1)+1)-INDEX('hp (pSv cm2)'!$A$2:$A$52,MATCH($C463,'hp (pSv cm2)'!$A$2:$A$52,1))),$C463*'hp (pSv cm2)'!$B$2/'hp (pSv cm2)'!$A$2)","v":1.5051580600000001},2.709284508E-2,{"$f":"_xlfn.IFNA(0.997*(INDEX('Mass attenuation coefficients'!$B$2:$B$37,MATCH($C463,'Mass attenuation coefficients'!$A$2:$A$37,1))+($C463-INDEX('Mass attenuation coefficients'!$A$2:$A$37,MATCH($C463,'Mass attenuation coefficients'!$A$2:$A$37,1)))*(INDEX('Mass attenuation coefficients'!$B$2:$B$37,MATCH($C463,'Mass attenuation coefficients'!$A$2:$A$37,1)+1)-INDEX('Mass attenuation coefficients'!$B$2:$B$37,MATCH($C463,'Mass attenuation coefficients'!$A$2:$A$37,1)))/(INDEX('Mass attenuation coefficients'!$A$2:$A$37,MATCH($C463,'Mass attenuation coefficients'!$A$2:$A$37,1)+1)-INDEX('Mass attenuation coefficients'!$A$2:$A$37,MATCH($C463,'Mass attenuation coefficients'!$A$2:$A$37,1)))),0.997*$C463*'Mass attenuation coefficients'!$B$2/'Mass attenuation coefficients'!$A$2)","v":0.1184183655312},{"$f":"_xlfn.IFNA(INDEX('Shultis Faw'!$C$2:$C$26,MATCH($C463,'Shultis Faw'!$A$2:$A$26,1))+($C463-INDEX('Shultis Faw'!$A$2:$A$26,MATCH($C463,'Shultis Faw'!$A$2:$A$26,1)))*(INDEX('Shultis Faw'!$C$2:$C$26,MATCH($C463,'Shultis Faw'!$A$2:$A$26,1)+1)-INDEX('Shultis Faw'!$C$2:$C$26,MATCH($C463,'Shultis Faw'!$A$2:$A$26,1)))/(INDEX('Shultis Faw'!$A$2:$A$26,MATCH($C463,'Shultis Faw'!$A$2:$A$26,1)+1)-INDEX('Shultis Faw'!$A$2:$A$26,MATCH($C463,'Shultis Faw'!$A$2:$A$26,1))),$C463*'Shultis Faw'!$C$2/'Shultis Faw'!$A$2)","v":2.9252976519999998},{"$f":"_xlfn.IFNA(INDEX('Shultis Faw'!$D$2:$D$26,MATCH($C463,'Shultis Faw'!$A$2:$A$26,1))+($C463-INDEX('Shultis Faw'!$A$2:$A$26,MATCH($C463,'Shultis Faw'!$A$2:$A$26,1)))*(INDEX('Shultis Faw'!$D$2:$D$26,MATCH($C463,'Shultis Faw'!$A$2:$A$26,1)+1)-INDEX('Shultis Faw'!$D$2:$D$26,MATCH($C463,'Shultis Faw'!$A$2:$A$26,1)))/(INDEX('Shultis Faw'!$A$2:$A$26,MATCH($C463,'Shultis Faw'!$A$2:$A$26,1)+1)-INDEX('Shultis Faw'!$A$2:$A$26,MATCH($C463,'Shultis Faw'!$A$2:$A$26,1))),$C463*'Shultis Faw'!$D$2/'Shultis Faw'!$A$2)","v":2.0232532079999999},{"$f":"_xlfn.IFNA(INDEX('Shultis Faw'!$B$2:$B$26,MATCH($C463,'Shultis Faw'!$A$2:$A$26,1))+($C463-INDEX('Shultis Faw'!$A$2:$A$26,MATCH($C463,'Shultis Faw'!$A$2:$A$26,1)))*(INDEX('Shultis Faw'!$B$2:$B$26,MATCH($C463,'Shultis Faw'!$A$2:$A$26,1)+1)-INDEX('Shultis Faw'!$B$2:$B$26,MATCH($C463,'Shultis Faw'!$A$2:$A$26,1)))/(INDEX('Shultis Faw'!$A$2:$A$26,MATCH($C463,'Shultis Faw'!$A$2:$A$26,1)+1)-INDEX('Shultis Faw'!$A$2:$A$26,MATCH($C463,'Shultis Faw'!$A$2:$A$26,1))),$C463*'Shultis Faw'!$B$2/'Shultis Faw'!$A$2)","v":-0.16411392799999999},{"$f":"_xlfn.IFNA(INDEX('Shultis Faw'!$E$2:$E$26,MATCH($C463,'Shultis Faw'!$A$2:$A$26,1))+($C463-INDEX('Shultis Faw'!$A$2:$A$26,MATCH($C463,'Shultis Faw'!$A$2:$A$26,1)))*(INDEX('Shultis Faw'!$E$2:$E$26,MATCH($C463,'Shultis Faw'!$A$2:$A$26,1)+1)-INDEX('Shultis Faw'!$E$2:$E$26,MATCH($C463,'Shultis Faw'!$A$2:$A$26,1)))/(INDEX('Shultis Faw'!$A$2:$A$26,MATCH($C463,'Shultis Faw'!$A$2:$A$26,1)+1)-INDEX('Shultis Faw'!$A$2:$A$26,MATCH($C463,'Shultis Faw'!$A$2:$A$26,1))),$C463*'Shultis Faw'!$E$2/'Shultis Faw'!$A$2)","v":6.5612978599999996E-2},{"$f":"_xlfn.IFNA(INDEX('Shultis Faw'!$F$2:$F$26,MATCH($C463,'Shultis Faw'!$A$2:$A$26,1))+($C463-INDEX('Shultis Faw'!$A$2:$A$26,MATCH($C463,'Shultis Faw'!$A$2:$A$26,1)))*(INDEX('Shultis Faw'!$F$2:$F$26,MATCH($C463,'Shultis Faw'!$A$2:$A$26,1)+1)-INDEX('Shultis Faw'!$F$2:$F$26,MATCH($C463,'Shultis Faw'!$A$2:$A$26,1)))/(INDEX('Shultis Faw'!$A$2:$A$26,MATCH($C463,'Shultis Faw'!$A$2:$A$26,1)+1)-INDEX('Shultis Faw'!$A$2:$A$26,MATCH($C463,'Shultis Faw'!$A$2:$A$26,1))),$C463*'Shultis Faw'!$F$2/'Shultis Faw'!$A$2)","v":14.212753260000001},{"$f":"J463*(H463*'Externe blootstelling'!$D$23/2)^K463+L463*(TANH(((H463*'Externe blootstelling'!$D$23)/(2*M463))-2)-TANH(-2))/(1-TANH(-2))","v":1.8415383017915758},{"$f":"IF(N463=1,1+(I463-1)*H463*'Externe blootstelling'!$D$23/2,1+(I463-1)*(N463^(H463*'Externe blootstelling'!$D$23/2)-1)/(N463-1))","v":5.4801331788418057},{"$f":"G463*EXP(-H463*'Externe blootstelling'!$D$23/2)*O463","v":2.5131539075870943E-2}]
[null,null,0.30550279999999996,4.8880447999999997E-14,1.8200000000000001E-2,{"$f":"_xlfn.IFNA(INDEX('hp (pSv cm2)'!$B$2:$B$52,MATCH($C464,'hp (pSv cm2)'!$A$2:$A$52,1))+($C464-INDEX('hp (pSv cm2)'!$A$2:$A$52,MATCH($C464,'hp (pSv cm2)'!$A$2:$A$52,1)))*(INDEX('hp (pSv cm2)'!$B$2:$B$52,MATCH($C464,'hp (pSv cm2)'!$A$2:$A$52,1)+1)-INDEX('hp (pSv cm2)'!$B$2:$B$52,MATCH($C464,'hp (pSv cm2)'!$A$2:$A$52,1)))/(INDEX('hp (pSv cm2)'!$A$2:$A$52,MATCH($C464,'hp (pSv cm2)'!$A$2:$A$52,1)+1)-INDEX('hp (pSv cm2)'!$A$2:$A$52,MATCH($C464,'hp (pSv cm2)'!$A$2:$A$52,1))),$C464*'hp (pSv cm2)'!$B$2/'hp (pSv cm2)'!$A$2)","v":1.5369637199999999},2.7972739704000001E-2,{"$f":"_xlfn.IFNA(0.997*(INDEX('Mass attenuation coefficients'!$B$2:$B$37,MATCH($C464,'Mass attenuation coefficients'!$A$2:$A$37,1))+($C464-INDEX('Mass attenuation coefficients'!$A$2:$A$37,MATCH($C464,'Mass attenuation coefficients'!$A$2:$A$37,1)))*(INDEX('Mass attenuation coefficients'!$B$2:$B$37,MATCH($C464,'Mass attenuation coefficients'!$A$2:$A$37,1)+1)-INDEX('Mass attenuation coefficients'!$B$2:$B$37,MATCH($C464,'Mass attenuation coefficients'!$A$2:$A$37,1)))/(INDEX('Mass attenuation coefficients'!$A$2:$A$37,MATCH($C464,'Mass attenuation coefficients'!$A$2:$A$37,1)+1)-INDEX('Mass attenuation coefficients'!$A$2:$A$37,MATCH($C464,'Mass attenuation coefficients'!$A$2:$A$37,1)))),0.997*$C464*'Mass attenuation coefficients'!$B$2/'Mass attenuation coefficients'!$A$2)","v":0.11755841355},{"$f":"_xlfn.IFNA(INDEX('Shultis Faw'!$C$2:$C$26,MATCH($C464,'Shultis Faw'!$A$2:$A$26,1))+($C464-INDEX('Shultis Faw'!$A$2:$A$26,MATCH($C464,'Shultis Faw'!$A$2:$A$26,1)))*(INDEX('Shultis Faw'!$C$2:$C$26,MATCH($C464,'Shultis Faw'!$A$2:$A$26,1)+1)-INDEX('Shultis Faw'!$C$2:$C$26,MATCH($C464,'Shultis Faw'!$A$2:$A$26,1)))/(INDEX('Shultis Faw'!$A$2:$A$26,MATCH($C464,'Shultis Faw'!$A$2:$A$26,1)+1)-INDEX('Shultis Faw'!$A$2:$A$26,MATCH($C464,'Shultis Faw'!$A$2:$A$26,1))),$C464*'Shultis Faw'!$C$2/'Shultis Faw'!$A$2)","v":2.9056927200000002},{"$f":"_xlfn.IFNA(INDEX('Shultis Faw'!$D$2:$D$26,MATCH($C464,'Shultis Faw'!$A$2:$A$26,1))+($C464-INDEX('Shultis Faw'!$A$2:$A$26,MATCH($C464,'Shultis Faw'!$A$2:$A$26,1)))*(INDEX('Shultis Faw'!$D$2:$D$26,MATCH($C464,'Shultis Faw'!$A$2:$A$26,1)+1)-INDEX('Shultis Faw'!$D$2:$D$26,MATCH($C464,'Shultis Faw'!$A$2:$A$26,1)))/(INDEX('Shultis Faw'!$A$2:$A$26,MATCH($C464,'Shultis Faw'!$A$2:$A$26,1)+1)-INDEX('Shultis Faw'!$A$2:$A$26,MATCH($C464,'Shultis Faw'!$A$2:$A$26,1))),$C464*'Shultis Faw'!$D$2/'Shultis Faw'!$A$2)","v":2.0142960799999998},{"$f":"_xlfn.IFNA(INDEX('Shultis Faw'!$B$2:$B$26,MATCH($C464,'Shultis Faw'!$A$2:$A$26,1))+($C464-INDEX('Shultis Faw'!$A$2:$A$26,MATCH($C464,'Shultis Faw'!$A$2:$A$26,1)))*(INDEX('Shultis Faw'!$B$2:$B$26,MATCH($C464,'Shultis Faw'!$A$2:$A$26,1)+1)-INDEX('Shultis Faw'!$B$2:$B$26,MATCH($C464,'Shultis Faw'!$A$2:$A$26,1)))/(INDEX('Shultis Faw'!$A$2:$A$26,MATCH($C464,'Shultis Faw'!$A$2:$A$26,1)+1)-INDEX('Shultis Faw'!$A$2:$A$26,MATCH($C464,'Shultis Faw'!$A$2:$A$26,1))),$C464*'Shultis Faw'!$B$2/'Shultis Faw'!$A$2)","v":-0.16317458000000001},{"$f":"_xlfn.IFNA(INDEX('Shultis Faw'!$E$2:$E$26,MATCH($C464,'Shultis Faw'!$A$2:$A$26,1))+($C464-INDEX('Shultis Faw'!$A$2:$A$26,MATCH($C464,'Shultis Faw'!$A$2:$A$26,1)))*(INDEX('Shultis Faw'!$E$2:$E$26,MATCH($C464,'Shultis Faw'!$A$2:$A$26,1)+1)-INDEX('Shultis Faw'!$E$2:$E$26,MATCH($C464,'Shultis Faw'!$A$2:$A$26,1)))/(INDEX('Shultis Faw'!$A$2:$A$26,MATCH($C464,'Shultis Faw'!$A$2:$A$26,1)+1)-INDEX('Shultis Faw'!$A$2:$A$26,MATCH($C464,'Shultis Faw'!$A$2:$A$26,1))),$C464*'Shultis Faw'!$E$2/'Shultis Faw'!$A$2)","v":6.5169832000000011E-2},{"$f":"_xlfn.IFNA(INDEX('Shultis Faw'!$F$2:$F$26,MATCH($C464,'Shultis Faw'!$A$2:$A$26,1))+($C464-INDEX('Shultis Faw'!$A$2:$A$26,MATCH($C464,'Shultis Faw'!$A$2:$A$26,1)))*(INDEX('Shultis Faw'!$F$2:$F$26,MATCH($C464,'Shultis Faw'!$A$2:$A$26,1)+1)-INDEX('Shultis Faw'!$F$2:$F$26,MATCH($C464,'Shultis Faw'!$A$2:$A$26,1)))/(INDEX('Shultis Faw'!$A$2:$A$26,MATCH($C464,'Shultis Faw'!$A$2:$A$26,1)+1)-INDEX('Shultis Faw'!$A$2:$A$26,MATCH($C464,'Shultis Faw'!$A$2:$A$26,1))),$C464*'Shultis Faw'!$F$2/'Shultis Faw'!$A$2)","v":14.211650840000001},{"$f":"J464*(H464*'Externe blootstelling'!$D$23/2)^K464+L464*(TANH(((H464*'Externe blootstelling'!$D$23)/(2*M464))-2)-TANH(-2))/(1-TANH(-2))","v":1.8365542248257545},{"$f":"IF(N464=1,1+(I464-1)*H464*'Externe blootstelling'!$D$23/2,1+(I464-1)*(N464^(H464*'Externe blootstelling'!$D$23/2)-1)/(N464-1))","v":5.3761867697600847},{"$f":"G464*EXP(-H464*'Externe blootstelling'!$D$23/2)*O464","v":2.5786048625066435E-2}]
[null,null,0.31372509999999998,5.0196015999999995E-14,1.26E-2,{"$f":"_xlfn.IFNA(INDEX('hp (pSv cm2)'!$B$2:$B$52,MATCH($C465,'hp (pSv cm2)'!$A$2:$A$52,1))+($C465-INDEX('hp (pSv cm2)'!$A$2:$A$52,MATCH($C465,'hp (pSv cm2)'!$A$2:$A$52,1)))*(INDEX('hp (pSv cm2)'!$B$2:$B$52,MATCH($C465,'hp (pSv cm2)'!$A$2:$A$52,1)+1)-INDEX('hp (pSv cm2)'!$B$2:$B$52,MATCH($C465,'hp (pSv cm2)'!$A$2:$A$52,1)))/(INDEX('hp (pSv cm2)'!$A$2:$A$52,MATCH($C465,'hp (pSv cm2)'!$A$2:$A$52,1)+1)-INDEX('hp (pSv cm2)'!$A$2:$A$52,MATCH($C465,'hp (pSv cm2)'!$A$2:$A$52,1))),$C465*'hp (pSv cm2)'!$B$2/'hp (pSv cm2)'!$A$2)","v":1.5772529899999999},1.9873387673999997E-2,{"$f":"_xlfn.IFNA(0.997*(INDEX('Mass attenuation coefficients'!$B$2:$B$37,MATCH($C465,'Mass attenuation coefficients'!$A$2:$A$37,1))+($C465-INDEX('Mass attenuation coefficients'!$A$2:$A$37,MATCH($C465,'Mass attenuation coefficients'!$A$2:$A$37,1)))*(INDEX('Mass attenuation coefficients'!$B$2:$B$37,MATCH($C465,'Mass attenuation coefficients'!$A$2:$A$37,1)+1)-INDEX('Mass attenuation coefficients'!$B$2:$B$37,MATCH($C465,'Mass attenuation coefficients'!$A$2:$A$37,1)))/(INDEX('Mass attenuation coefficients'!$A$2:$A$37,MATCH($C465,'Mass attenuation coefficients'!$A$2:$A$37,1)+1)-INDEX('Mass attenuation coefficients'!$A$2:$A$37,MATCH($C465,'Mass attenuation coefficients'!$A$2:$A$37,1)))),0.997*$C465*'Mass attenuation coefficients'!$B$2/'Mass attenuation coefficients'!$A$2)","v":0.11653370941250001},{"$f":"_xlfn.IFNA(INDEX('Shultis Faw'!$C$2:$C$26,MATCH($C465,'Shultis Faw'!$A$2:$A$26,1))+($C465-INDEX('Shultis Faw'!$A$2:$A$26,MATCH($C465,'Shultis Faw'!$A$2:$A$26,1)))*(INDEX('Shultis Faw'!$C$2:$C$26,MATCH($C465,'Shultis Faw'!$A$2:$A$26,1)+1)-INDEX('Shultis Faw'!$C$2:$C$26,MATCH($C465,'Shultis Faw'!$A$2:$A$26,1)))/(INDEX('Shultis Faw'!$A$2:$A$26,MATCH($C465,'Shultis Faw'!$A$2:$A$26,1)+1)-INDEX('Shultis Faw'!$A$2:$A$26,MATCH($C465,'Shultis Faw'!$A$2:$A$26,1))),$C465*'Shultis Faw'!$C$2/'Shultis Faw'!$A$2)","v":2.8843147400000002},{"$f":"_xlfn.IFNA(INDEX('Shultis Faw'!$D$2:$D$26,MATCH($C465,'Shultis Faw'!$A$2:$A$26,1))+($C465-INDEX('Shultis Faw'!$A$2:$A$26,MATCH($C465,'Shultis Faw'!$A$2:$A$26,1)))*(INDEX('Shultis Faw'!$D$2:$D$26,MATCH($C465,'Shultis Faw'!$A$2:$A$26,1)+1)-INDEX('Shultis Faw'!$D$2:$D$26,MATCH($C465,'Shultis Faw'!$A$2:$A$26,1)))/(INDEX('Shultis Faw'!$A$2:$A$26,MATCH($C465,'Shultis Faw'!$A$2:$A$26,1)+1)-INDEX('Shultis Faw'!$A$2:$A$26,MATCH($C465,'Shultis Faw'!$A$2:$A$26,1))),$C465*'Shultis Faw'!$D$2/'Shultis Faw'!$A$2)","v":2.0027848599999998},{"$f":"_xlfn.IFNA(INDEX('Shultis Faw'!$B$2:$B$26,MATCH($C465,'Shultis Faw'!$A$2:$A$26,1))+($C465-INDEX('Shultis Faw'!$A$2:$A$26,MATCH($C465,'Shultis Faw'!$A$2:$A$26,1)))*(INDEX('Shultis Faw'!$B$2:$B$26,MATCH($C465,'Shultis Faw'!$A$2:$A$26,1)+1)-INDEX('Shultis Faw'!$B$2:$B$26,MATCH($C465,'Shultis Faw'!$A$2:$A$26,1)))/(INDEX('Shultis Faw'!$A$2:$A$26,MATCH($C465,'Shultis Faw'!$A$2:$A$26,1)+1)-INDEX('Shultis Faw'!$A$2:$A$26,MATCH($C465,'Shultis Faw'!$A$2:$A$26,1))),$C465*'Shultis Faw'!$B$2/'Shultis Faw'!$A$2)","v":-0.16194123500000002},{"$f":"_xlfn.IFNA(INDEX('Shultis Faw'!$E$2:$E$26,MATCH($C465,'Shultis Faw'!$A$2:$A$26,1))+($C465-INDEX('Shultis Faw'!$A$2:$A$26,MATCH($C465,'Shultis Faw'!$A$2:$A$26,1)))*(INDEX('Shultis Faw'!$E$2:$E$26,MATCH($C465,'Shultis Faw'!$A$2:$A$26,1)+1)-INDEX('Shultis Faw'!$E$2:$E$26,MATCH($C465,'Shultis Faw'!$A$2:$A$26,1)))/(INDEX('Shultis Faw'!$A$2:$A$26,MATCH($C465,'Shultis Faw'!$A$2:$A$26,1)+1)-INDEX('Shultis Faw'!$A$2:$A$26,MATCH($C465,'Shultis Faw'!$A$2:$A$26,1))),$C465*'Shultis Faw'!$E$2/'Shultis Faw'!$A$2)","v":6.4676494000000001E-2},{"$f":"_xlfn.IFNA(INDEX('Shultis Faw'!$F$2:$F$26,MATCH($C465,'Shultis Faw'!$A$2:$A$26,1))+($C465-INDEX('Shultis Faw'!$A$2:$A$26,MATCH($C465,'Shultis Faw'!$A$2:$A$26,1)))*(INDEX('Shultis Faw'!$F$2:$F$26,MATCH($C465,'Shultis Faw'!$A$2:$A$26,1)+1)-INDEX('Shultis Faw'!$F$2:$F$26,MATCH($C465,'Shultis Faw'!$A$2:$A$26,1)))/(INDEX('Shultis Faw'!$A$2:$A$26,MATCH($C465,'Shultis Faw'!$A$2:$A$26,1)+1)-INDEX('Shultis Faw'!$A$2:$A$26,MATCH($C465,'Shultis Faw'!$A$2:$A$26,1))),$C465*'Shultis Faw'!$F$2/'Shultis Faw'!$A$2)","v":14.214117530000001},{"$f":"J465*(H465*'Externe blootstelling'!$D$23/2)^K465+L465*(TANH(((H465*'Externe blootstelling'!$D$23)/(2*M465))-2)-TANH(-2))/(1-TANH(-2))","v":1.8299247009987052},{"$f":"IF(N465=1,1+(I465-1)*H465*'Externe blootstelling'!$D$23/2,1+(I465-1)*(N465^(H465*'Externe blootstelling'!$D$23/2)-1)/(N465-1))","v":5.2585779044557821},{"$f":"G465*EXP(-H465*'Externe blootstelling'!$D$23/2)*O465","v":1.8196632010091716E-2}]
[null,null,0.31902050000000004,5.1043280000000005E-14,0.105,{"$f":"_xlfn.IFNA(INDEX('hp (pSv cm2)'!$B$2:$B$52,MATCH($C466,'hp (pSv cm2)'!$A$2:$A$52,1))+($C466-INDEX('hp (pSv cm2)'!$A$2:$A$52,MATCH($C466,'hp (pSv cm2)'!$A$2:$A$52,1)))*(INDEX('hp (pSv cm2)'!$B$2:$B$52,MATCH($C466,'hp (pSv cm2)'!$A$2:$A$52,1)+1)-INDEX('hp (pSv cm2)'!$B$2:$B$52,MATCH($C466,'hp (pSv cm2)'!$A$2:$A$52,1)))/(INDEX('hp (pSv cm2)'!$A$2:$A$52,MATCH($C466,'hp (pSv cm2)'!$A$2:$A$52,1)+1)-INDEX('hp (pSv cm2)'!$A$2:$A$52,MATCH($C466,'hp (pSv cm2)'!$A$2:$A$52,1))),$C466*'hp (pSv cm2)'!$B$2/'hp (pSv cm2)'!$A$2)","v":1.6032004500000003},0.16833604725000004,{"$f":"_xlfn.IFNA(0.997*(INDEX('Mass attenuation coefficients'!$B$2:$B$37,MATCH($C466,'Mass attenuation coefficients'!$A$2:$A$37,1))+($C466-INDEX('Mass attenuation coefficients'!$A$2:$A$37,MATCH($C466,'Mass attenuation coefficients'!$A$2:$A$37,1)))*(INDEX('Mass attenuation coefficients'!$B$2:$B$37,MATCH($C466,'Mass attenuation coefficients'!$A$2:$A$37,1)+1)-INDEX('Mass attenuation coefficients'!$B$2:$B$37,MATCH($C466,'Mass attenuation coefficients'!$A$2:$A$37,1)))/(INDEX('Mass attenuation coefficients'!$A$2:$A$37,MATCH($C466,'Mass attenuation coefficients'!$A$2:$A$37,1)+1)-INDEX('Mass attenuation coefficients'!$A$2:$A$37,MATCH($C466,'Mass attenuation coefficients'!$A$2:$A$37,1)))),0.997*$C466*'Mass attenuation coefficients'!$B$2/'Mass attenuation coefficients'!$A$2)","v":0.1158737701875},{"$f":"_xlfn.IFNA(INDEX('Shultis Faw'!$C$2:$C$26,MATCH($C466,'Shultis Faw'!$A$2:$A$26,1))+($C466-INDEX('Shultis Faw'!$A$2:$A$26,MATCH($C466,'Shultis Faw'!$A$2:$A$26,1)))*(INDEX('Shultis Faw'!$C$2:$C$26,MATCH($C466,'Shultis Faw'!$A$2:$A$26,1)+1)-INDEX('Shultis Faw'!$C$2:$C$26,MATCH($C466,'Shultis Faw'!$A$2:$A$26,1)))/(INDEX('Shultis Faw'!$A$2:$A$26,MATCH($C466,'Shultis Faw'!$A$2:$A$26,1)+1)-INDEX('Shultis Faw'!$A$2:$A$26,MATCH($C466,'Shultis Faw'!$A$2:$A$26,1))),$C466*'Shultis Faw'!$C$2/'Shultis Faw'!$A$2)","v":2.8705466999999998},{"$f":"_xlfn.IFNA(INDEX('Shultis Faw'!$D$2:$D$26,MATCH($C466,'Shultis Faw'!$A$2:$A$26,1))+($C466-INDEX('Shultis Faw'!$A$2:$A$26,MATCH($C466,'Shultis Faw'!$A$2:$A$26,1)))*(INDEX('Shultis Faw'!$D$2:$D$26,MATCH($C466,'Shultis Faw'!$A$2:$A$26,1)+1)-INDEX('Shultis Faw'!$D$2:$D$26,MATCH($C466,'Shultis Faw'!$A$2:$A$26,1)))/(INDEX('Shultis Faw'!$A$2:$A$26,MATCH($C466,'Shultis Faw'!$A$2:$A$26,1)+1)-INDEX('Shultis Faw'!$A$2:$A$26,MATCH($C466,'Shultis Faw'!$A$2:$A$26,1))),$C466*'Shultis Faw'!$D$2/'Shultis Faw'!$A$2)","v":1.9953712999999997},{"$f":"_xlfn.IFNA(INDEX('Shultis Faw'!$B$2:$B$26,MATCH($C466,'Shultis Faw'!$A$2:$A$26,1))+($C466-INDEX('Shultis Faw'!$A$2:$A$26,MATCH($C466,'Shultis Faw'!$A$2:$A$26,1)))*(INDEX('Shultis Faw'!$B$2:$B$26,MATCH($C466,'Shultis Faw'!$A$2:$A$26,1)+1)-INDEX('Shultis Faw'!$B$2:$B$26,MATCH($C466,'Shultis Faw'!$A$2:$A$26,1)))/(INDEX('Shultis Faw'!$A$2:$A$26,MATCH($C466,'Shultis Faw'!$A$2:$A$26,1)+1)-INDEX('Shultis Faw'!$A$2:$A$26,MATCH($C466,'Shultis Faw'!$A$2:$A$26,1))),$C466*'Shultis Faw'!$B$2/'Shultis Faw'!$A$2)","v":-0.161146925},{"$f":"_xlfn.IFNA(INDEX('Shultis Faw'!$E$2:$E$26,MATCH($C466,'Shultis Faw'!$A$2:$A$26,1))+($C466-INDEX('Shultis Faw'!$A$2:$A$26,MATCH($C466,'Shultis Faw'!$A$2:$A$26,1)))*(INDEX('Shultis Faw'!$E$2:$E$26,MATCH($C466,'Shultis Faw'!$A$2:$A$26,1)+1)-INDEX('Shultis Faw'!$E$2:$E$26,MATCH($C466,'Shultis Faw'!$A$2:$A$26,1)))/(INDEX('Shultis Faw'!$A$2:$A$26,MATCH($C466,'Shultis Faw'!$A$2:$A$26,1)+1)-INDEX('Shultis Faw'!$A$2:$A$26,MATCH($C466,'Shultis Faw'!$A$2:$A$26,1))),$C466*'Shultis Faw'!$E$2/'Shultis Faw'!$A$2)","v":6.4358769999999996E-2},{"$f":"_xlfn.IFNA(INDEX('Shultis Faw'!$F$2:$F$26,MATCH($C466,'Shultis Faw'!$A$2:$A$26,1))+($C466-INDEX('Shultis Faw'!$A$2:$A$26,MATCH($C466,'Shultis Faw'!$A$2:$A$26,1)))*(INDEX('Shultis Faw'!$F$2:$F$26,MATCH($C466,'Shultis Faw'!$A$2:$A$26,1)+1)-INDEX('Shultis Faw'!$F$2:$F$26,MATCH($C466,'Shultis Faw'!$A$2:$A$26,1)))/(INDEX('Shultis Faw'!$A$2:$A$26,MATCH($C466,'Shultis Faw'!$A$2:$A$26,1)+1)-INDEX('Shultis Faw'!$A$2:$A$26,MATCH($C466,'Shultis Faw'!$A$2:$A$26,1))),$C466*'Shultis Faw'!$F$2/'Shultis Faw'!$A$2)","v":14.215706150000001},{"$f":"J466*(H466*'Externe blootstelling'!$D$23/2)^K466+L466*(TANH(((H466*'Externe blootstelling'!$D$23)/(2*M466))-2)-TANH(-2))/(1-TANH(-2))","v":1.8256270482994541},{"$f":"IF(N466=1,1+(I466-1)*H466*'Externe blootstelling'!$D$23/2,1+(I466-1)*(N466^(H466*'Externe blootstelling'!$D$23/2)-1)/(N466-1))","v":5.1841987816552262},{"$f":"G466*EXP(-H466*'Externe blootstelling'!$D$23/2)*O466","v":0.15346476757505778}]
[null,null,0.3213162,5.1410591999999999E-14,1.2E-2,{"$f":"_xlfn.IFNA(INDEX('hp (pSv cm2)'!$B$2:$B$52,MATCH($C467,'hp (pSv cm2)'!$A$2:$A$52,1))+($C467-INDEX('hp (pSv cm2)'!$A$2:$A$52,MATCH($C467,'hp (pSv cm2)'!$A$2:$A$52,1)))*(INDEX('hp (pSv cm2)'!$B$2:$B$52,MATCH($C467,'hp (pSv cm2)'!$A$2:$A$52,1)+1)-INDEX('hp (pSv cm2)'!$B$2:$B$52,MATCH($C467,'hp (pSv cm2)'!$A$2:$A$52,1)))/(INDEX('hp (pSv cm2)'!$A$2:$A$52,MATCH($C467,'hp (pSv cm2)'!$A$2:$A$52,1)+1)-INDEX('hp (pSv cm2)'!$A$2:$A$52,MATCH($C467,'hp (pSv cm2)'!$A$2:$A$52,1))),$C467*'hp (pSv cm2)'!$B$2/'hp (pSv cm2)'!$A$2)","v":1.6144493799999999},1.9373392560000001E-2,{"$f":"_xlfn.IFNA(0.997*(INDEX('Mass attenuation coefficients'!$B$2:$B$37,MATCH($C467,'Mass attenuation coefficients'!$A$2:$A$37,1))+($C467-INDEX('Mass attenuation coefficients'!$A$2:$A$37,MATCH($C467,'Mass attenuation coefficients'!$A$2:$A$37,1)))*(INDEX('Mass attenuation coefficients'!$B$2:$B$37,MATCH($C467,'Mass attenuation coefficients'!$A$2:$A$37,1)+1)-INDEX('Mass attenuation coefficients'!$B$2:$B$37,MATCH($C467,'Mass attenuation coefficients'!$A$2:$A$37,1)))/(INDEX('Mass attenuation coefficients'!$A$2:$A$37,MATCH($C467,'Mass attenuation coefficients'!$A$2:$A$37,1)+1)-INDEX('Mass attenuation coefficients'!$A$2:$A$37,MATCH($C467,'Mass attenuation coefficients'!$A$2:$A$37,1)))),0.997*$C467*'Mass attenuation coefficients'!$B$2/'Mass attenuation coefficients'!$A$2)","v":0.115587668575},{"$f":"_xlfn.IFNA(INDEX('Shultis Faw'!$C$2:$C$26,MATCH($C467,'Shultis Faw'!$A$2:$A$26,1))+($C467-INDEX('Shultis Faw'!$A$2:$A$26,MATCH($C467,'Shultis Faw'!$A$2:$A$26,1)))*(INDEX('Shultis Faw'!$C$2:$C$26,MATCH($C467,'Shultis Faw'!$A$2:$A$26,1)+1)-INDEX('Shultis Faw'!$C$2:$C$26,MATCH($C467,'Shultis Faw'!$A$2:$A$26,1)))/(INDEX('Shultis Faw'!$A$2:$A$26,MATCH($C467,'Shultis Faw'!$A$2:$A$26,1)+1)-INDEX('Shultis Faw'!$A$2:$A$26,MATCH($C467,'Shultis Faw'!$A$2:$A$26,1))),$C467*'Shultis Faw'!$C$2/'Shultis Faw'!$A$2)","v":2.8645778800000001},{"$f":"_xlfn.IFNA(INDEX('Shultis Faw'!$D$2:$D$26,MATCH($C467,'Shultis Faw'!$A$2:$A$26,1))+($C467-INDEX('Shultis Faw'!$A$2:$A$26,MATCH($C467,'Shultis Faw'!$A$2:$A$26,1)))*(INDEX('Shultis Faw'!$D$2:$D$26,MATCH($C467,'Shultis Faw'!$A$2:$A$26,1)+1)-INDEX('Shultis Faw'!$D$2:$D$26,MATCH($C467,'Shultis Faw'!$A$2:$A$26,1)))/(INDEX('Shultis Faw'!$A$2:$A$26,MATCH($C467,'Shultis Faw'!$A$2:$A$26,1)+1)-INDEX('Shultis Faw'!$A$2:$A$26,MATCH($C467,'Shultis Faw'!$A$2:$A$26,1))),$C467*'Shultis Faw'!$D$2/'Shultis Faw'!$A$2)","v":1.9921573199999998},{"$f":"_xlfn.IFNA(INDEX('Shultis Faw'!$B$2:$B$26,MATCH($C467,'Shultis Faw'!$A$2:$A$26,1))+($C467-INDEX('Shultis Faw'!$A$2:$A$26,MATCH($C467,'Shultis Faw'!$A$2:$A$26,1)))*(INDEX('Shultis Faw'!$B$2:$B$26,MATCH($C467,'Shultis Faw'!$A$2:$A$26,1)+1)-INDEX('Shultis Faw'!$B$2:$B$26,MATCH($C467,'Shultis Faw'!$A$2:$A$26,1)))/(INDEX('Shultis Faw'!$A$2:$A$26,MATCH($C467,'Shultis Faw'!$A$2:$A$26,1)+1)-INDEX('Shultis Faw'!$A$2:$A$26,MATCH($C467,'Shultis Faw'!$A$2:$A$26,1))),$C467*'Shultis Faw'!$B$2/'Shultis Faw'!$A$2)","v":-0.16080257000000001},{"$f":"_xlfn.IFNA(INDEX('Shultis Faw'!$E$2:$E$26,MATCH($C467,'Shultis Faw'!$A$2:$A$26,1))+($C467-INDEX('Shultis Faw'!$A$2:$A$26,MATCH($C467,'Shultis Faw'!$A$2:$A$26,1)))*(INDEX('Shultis Faw'!$E$2:$E$26,MATCH($C467,'Shultis Faw'!$A$2:$A$26,1)+1)-INDEX('Shultis Faw'!$E$2:$E$26,MATCH($C467,'Shultis Faw'!$A$2:$A$26,1)))/(INDEX('Shultis Faw'!$A$2:$A$26,MATCH($C467,'Shultis Faw'!$A$2:$A$26,1)+1)-INDEX('Shultis Faw'!$A$2:$A$26,MATCH($C467,'Shultis Faw'!$A$2:$A$26,1))),$C467*'Shultis Faw'!$E$2/'Shultis Faw'!$A$2)","v":6.4221027999999999E-2},{"$f":"_xlfn.IFNA(INDEX('Shultis Faw'!$F$2:$F$26,MATCH($C467,'Shultis Faw'!$A$2:$A$26,1))+($C467-INDEX('Shultis Faw'!$A$2:$A$26,MATCH($C467,'Shultis Faw'!$A$2:$A$26,1)))*(INDEX('Shultis Faw'!$F$2:$F$26,MATCH($C467,'Shultis Faw'!$A$2:$A$26,1)+1)-INDEX('Shultis Faw'!$F$2:$F$26,MATCH($C467,'Shultis Faw'!$A$2:$A$26,1)))/(INDEX('Shultis Faw'!$A$2:$A$26,MATCH($C467,'Shultis Faw'!$A$2:$A$26,1)+1)-INDEX('Shultis Faw'!$A$2:$A$26,MATCH($C467,'Shultis Faw'!$A$2:$A$26,1))),$C467*'Shultis Faw'!$F$2/'Shultis Faw'!$A$2)","v":14.216394860000001},{"$f":"J467*(H467*'Externe blootstelling'!$D$23/2)^K467+L467*(TANH(((H467*'Externe blootstelling'!$D$23)/(2*M467))-2)-TANH(-2))/(1-TANH(-2))","v":1.8237570657290891},{"$f":"IF(N467=1,1+(I467-1)*H467*'Externe blootstelling'!$D$23/2,1+(I467-1)*(N467^(H467*'Externe blootstelling'!$D$23/2)-1)/(N467-1))","v":5.1522812908459894},{"$f":"G467*EXP(-H467*'Externe blootstelling'!$D$23/2)*O467","v":1.7628645500487136E-2}]
[null,null,0.3276829,5.2429264000000004E-14,0.18099999999999999,{"$f":"_xlfn.IFNA(INDEX('hp (pSv cm2)'!$B$2:$B$52,MATCH($C468,'hp (pSv cm2)'!$A$2:$A$52,1))+($C468-INDEX('hp (pSv cm2)'!$A$2:$A$52,MATCH($C468,'hp (pSv cm2)'!$A$2:$A$52,1)))*(INDEX('hp (pSv cm2)'!$B$2:$B$52,MATCH($C468,'hp (pSv cm2)'!$A$2:$A$52,1)+1)-INDEX('hp (pSv cm2)'!$B$2:$B$52,MATCH($C468,'hp (pSv cm2)'!$A$2:$A$52,1)))/(INDEX('hp (pSv cm2)'!$A$2:$A$52,MATCH($C468,'hp (pSv cm2)'!$A$2:$A$52,1)+1)-INDEX('hp (pSv cm2)'!$A$2:$A$52,MATCH($C468,'hp (pSv cm2)'!$A$2:$A$52,1))),$C468*'hp (pSv cm2)'!$B$2/'hp (pSv cm2)'!$A$2)","v":1.64564621},0.29786196400999998,{"$f":"_xlfn.IFNA(0.997*(INDEX('Mass attenuation coefficients'!$B$2:$B$37,MATCH($C468,'Mass attenuation coefficients'!$A$2:$A$37,1))+($C468-INDEX('Mass attenuation coefficients'!$A$2:$A$37,MATCH($C468,'Mass attenuation coefficients'!$A$2:$A$37,1)))*(INDEX('Mass attenuation coefficients'!$B$2:$B$37,MATCH($C468,'Mass attenuation coefficients'!$A$2:$A$37,1)+1)-INDEX('Mass attenuation coefficients'!$B$2:$B$37,MATCH($C468,'Mass attenuation coefficients'!$A$2:$A$37,1)))/(INDEX('Mass attenuation coefficients'!$A$2:$A$37,MATCH($C468,'Mass attenuation coefficients'!$A$2:$A$37,1)+1)-INDEX('Mass attenuation coefficients'!$A$2:$A$37,MATCH($C468,'Mass attenuation coefficients'!$A$2:$A$37,1)))),0.997*$C468*'Mass attenuation coefficients'!$B$2/'Mass attenuation coefficients'!$A$2)","v":0.1147942185875},{"$f":"_xlfn.IFNA(INDEX('Shultis Faw'!$C$2:$C$26,MATCH($C468,'Shultis Faw'!$A$2:$A$26,1))+($C468-INDEX('Shultis Faw'!$A$2:$A$26,MATCH($C468,'Shultis Faw'!$A$2:$A$26,1)))*(INDEX('Shultis Faw'!$C$2:$C$26,MATCH($C468,'Shultis Faw'!$A$2:$A$26,1)+1)-INDEX('Shultis Faw'!$C$2:$C$26,MATCH($C468,'Shultis Faw'!$A$2:$A$26,1)))/(INDEX('Shultis Faw'!$A$2:$A$26,MATCH($C468,'Shultis Faw'!$A$2:$A$26,1)+1)-INDEX('Shultis Faw'!$A$2:$A$26,MATCH($C468,'Shultis Faw'!$A$2:$A$26,1))),$C468*'Shultis Faw'!$C$2/'Shultis Faw'!$A$2)","v":2.84802446},{"$f":"_xlfn.IFNA(INDEX('Shultis Faw'!$D$2:$D$26,MATCH($C468,'Shultis Faw'!$A$2:$A$26,1))+($C468-INDEX('Shultis Faw'!$A$2:$A$26,MATCH($C468,'Shultis Faw'!$A$2:$A$26,1)))*(INDEX('Shultis Faw'!$D$2:$D$26,MATCH($C468,'Shultis Faw'!$A$2:$A$26,1)+1)-INDEX('Shultis Faw'!$D$2:$D$26,MATCH($C468,'Shultis Faw'!$A$2:$A$26,1)))/(INDEX('Shultis Faw'!$A$2:$A$26,MATCH($C468,'Shultis Faw'!$A$2:$A$26,1)+1)-INDEX('Shultis Faw'!$A$2:$A$26,MATCH($C468,'Shultis Faw'!$A$2:$A$26,1))),$C468*'Shultis Faw'!$D$2/'Shultis Faw'!$A$2)","v":1.9832439399999999},{"$f":"_xlfn.IFNA(INDEX('Shultis Faw'!$B$2:$B$26,MATCH($C468,'Shultis Faw'!$A$2:$A$26,1))+($C468-INDEX('Shultis Faw'!$A$2:$A$26,MATCH($C468,'Shultis Faw'!$A$2:$A$26,1)))*(INDEX('Shultis Faw'!$B$2:$B$26,MATCH($C468,'Shultis Faw'!$A$2:$A$26,1)+1)-INDEX('Shultis Faw'!$B$2:$B$26,MATCH($C468,'Shultis Faw'!$A$2:$A$26,1)))/(INDEX('Shultis Faw'!$A$2:$A$26,MATCH($C468,'Shultis Faw'!$A$2:$A$26,1)+1)-INDEX('Shultis Faw'!$A$2:$A$26,MATCH($C468,'Shultis Faw'!$A$2:$A$26,1))),$C468*'Shultis Faw'!$B$2/'Shultis Faw'!$A$2)","v":-0.159847565},{"$f":"_xlfn.IFNA(INDEX('Shultis Faw'!$E$2:$E$26,MATCH($C468,'Shultis Faw'!$A$2:$A$26,1))+($C468-INDEX('Shultis Faw'!$A$2:$A$26,MATCH($C468,'Shultis Faw'!$A$2:$A$26,1)))*(INDEX('Shultis Faw'!$E$2:$E$26,MATCH($C468,'Shultis Faw'!$A$2:$A$26,1)+1)-INDEX('Shultis Faw'!$E$2:$E$26,MATCH($C468,'Shultis Faw'!$A$2:$A$26,1)))/(INDEX('Shultis Faw'!$A$2:$A$26,MATCH($C468,'Shultis Faw'!$A$2:$A$26,1)+1)-INDEX('Shultis Faw'!$A$2:$A$26,MATCH($C468,'Shultis Faw'!$A$2:$A$26,1))),$C468*'Shultis Faw'!$E$2/'Shultis Faw'!$A$2)","v":6.3839026000000007E-2},{"$f":"_xlfn.IFNA(INDEX('Shultis Faw'!$F$2:$F$26,MATCH($C468,'Shultis Faw'!$A$2:$A$26,1))+($C468-INDEX('Shultis Faw'!$A$2:$A$26,MATCH($C468,'Shultis Faw'!$A$2:$A$26,1)))*(INDEX('Shultis Faw'!$F$2:$F$26,MATCH($C468,'Shultis Faw'!$A$2:$A$26,1)+1)-INDEX('Shultis Faw'!$F$2:$F$26,MATCH($C468,'Shultis Faw'!$A$2:$A$26,1)))/(INDEX('Shultis Faw'!$A$2:$A$26,MATCH($C468,'Shultis Faw'!$A$2:$A$26,1)+1)-INDEX('Shultis Faw'!$A$2:$A$26,MATCH($C468,'Shultis Faw'!$A$2:$A$26,1))),$C468*'Shultis Faw'!$F$2/'Shultis Faw'!$A$2)","v":14.218304870000001},{"$f":"J468*(H468*'Externe blootstelling'!$D$23/2)^K468+L468*(TANH(((H468*'Externe blootstelling'!$D$23)/(2*M468))-2)-TANH(-2))/(1-TANH(-2))","v":1.8185493756888154},{"$f":"IF(N468=1,1+(I468-1)*H468*'Externe blootstelling'!$D$23/2,1+(I468-1)*(N468^(H468*'Externe blootstelling'!$D$23/2)-1)/(N468-1))","v":5.0647898535256122},{"$f":"G468*EXP(-H468*'Externe blootstelling'!$D$23/2)*O468","v":0.26962430829508405}]
[null,null,0.34164319999999998,5.4662911999999991E-14,1.6899999999999998E-2,{"$f":"_xlfn.IFNA(INDEX('hp (pSv cm2)'!$B$2:$B$52,MATCH($C469,'hp (pSv cm2)'!$A$2:$A$52,1))+($C469-INDEX('hp (pSv cm2)'!$A$2:$A$52,MATCH($C469,'hp (pSv cm2)'!$A$2:$A$52,1)))*(INDEX('hp (pSv cm2)'!$B$2:$B$52,MATCH($C469,'hp (pSv cm2)'!$A$2:$A$52,1)+1)-INDEX('hp (pSv cm2)'!$B$2:$B$52,MATCH($C469,'hp (pSv cm2)'!$A$2:$A$52,1)))/(INDEX('hp (pSv cm2)'!$A$2:$A$52,MATCH($C469,'hp (pSv cm2)'!$A$2:$A$52,1)+1)-INDEX('hp (pSv cm2)'!$A$2:$A$52,MATCH($C469,'hp (pSv cm2)'!$A$2:$A$52,1))),$C469*'hp (pSv cm2)'!$B$2/'hp (pSv cm2)'!$A$2)","v":1.7140516799999999},2.8967473391999995E-2,{"$f":"_xlfn.IFNA(0.997*(INDEX('Mass attenuation coefficients'!$B$2:$B$37,MATCH($C469,'Mass attenuation coefficients'!$A$2:$A$37,1))+($C469-INDEX('Mass attenuation coefficients'!$A$2:$A$37,MATCH($C469,'Mass attenuation coefficients'!$A$2:$A$37,1)))*(INDEX('Mass attenuation coefficients'!$B$2:$B$37,MATCH($C469,'Mass attenuation coefficients'!$A$2:$A$37,1)+1)-INDEX('Mass attenuation coefficients'!$B$2:$B$37,MATCH($C469,'Mass attenuation coefficients'!$A$2:$A$37,1)))/(INDEX('Mass attenuation coefficients'!$A$2:$A$37,MATCH($C469,'Mass attenuation coefficients'!$A$2:$A$37,1)+1)-INDEX('Mass attenuation coefficients'!$A$2:$A$37,MATCH($C469,'Mass attenuation coefficients'!$A$2:$A$37,1)))),0.997*$C469*'Mass attenuation coefficients'!$B$2/'Mass attenuation coefficients'!$A$2)","v":0.11305441619999999},{"$f":"_xlfn.IFNA(INDEX('Shultis Faw'!$C$2:$C$26,MATCH($C469,'Shultis Faw'!$A$2:$A$26,1))+($C469-INDEX('Shultis Faw'!$A$2:$A$26,MATCH($C469,'Shultis Faw'!$A$2:$A$26,1)))*(INDEX('Shultis Faw'!$C$2:$C$26,MATCH($C469,'Shultis Faw'!$A$2:$A$26,1)+1)-INDEX('Shultis Faw'!$C$2:$C$26,MATCH($C469,'Shultis Faw'!$A$2:$A$26,1)))/(INDEX('Shultis Faw'!$A$2:$A$26,MATCH($C469,'Shultis Faw'!$A$2:$A$26,1)+1)-INDEX('Shultis Faw'!$A$2:$A$26,MATCH($C469,'Shultis Faw'!$A$2:$A$26,1))),$C469*'Shultis Faw'!$C$2/'Shultis Faw'!$A$2)","v":2.8117276800000002},{"$f":"_xlfn.IFNA(INDEX('Shultis Faw'!$D$2:$D$26,MATCH($C469,'Shultis Faw'!$A$2:$A$26,1))+($C469-INDEX('Shultis Faw'!$A$2:$A$26,MATCH($C469,'Shultis Faw'!$A$2:$A$26,1)))*(INDEX('Shultis Faw'!$D$2:$D$26,MATCH($C469,'Shultis Faw'!$A$2:$A$26,1)+1)-INDEX('Shultis Faw'!$D$2:$D$26,MATCH($C469,'Shultis Faw'!$A$2:$A$26,1)))/(INDEX('Shultis Faw'!$A$2:$A$26,MATCH($C469,'Shultis Faw'!$A$2:$A$26,1)+1)-INDEX('Shultis Faw'!$A$2:$A$26,MATCH($C469,'Shultis Faw'!$A$2:$A$26,1))),$C469*'Shultis Faw'!$D$2/'Shultis Faw'!$A$2)","v":1.9636995199999998},{"$f":"_xlfn.IFNA(INDEX('Shultis Faw'!$B$2:$B$26,MATCH($C469,'Shultis Faw'!$A$2:$A$26,1))+($C469-INDEX('Shultis Faw'!$A$2:$A$26,MATCH($C469,'Shultis Faw'!$A$2:$A$26,1)))*(INDEX('Shultis Faw'!$B$2:$B$26,MATCH($C469,'Shultis Faw'!$A$2:$A$26,1)+1)-INDEX('Shultis Faw'!$B$2:$B$26,MATCH($C469,'Shultis Faw'!$A$2:$A$26,1)))/(INDEX('Shultis Faw'!$A$2:$A$26,MATCH($C469,'Shultis Faw'!$A$2:$A$26,1)+1)-INDEX('Shultis Faw'!$A$2:$A$26,MATCH($C469,'Shultis Faw'!$A$2:$A$26,1))),$C469*'Shultis Faw'!$B$2/'Shultis Faw'!$A$2)","v":-0.15775352000000001},{"$f":"_xlfn.IFNA(INDEX('Shultis Faw'!$E$2:$E$26,MATCH($C469,'Shultis Faw'!$A$2:$A$26,1))+($C469-INDEX('Shultis Faw'!$A$2:$A$26,MATCH($C469,'Shultis Faw'!$A$2:$A$26,1)))*(INDEX('Shultis Faw'!$E$2:$E$26,MATCH($C469,'Shultis Faw'!$A$2:$A$26,1)+1)-INDEX('Shultis Faw'!$E$2:$E$26,MATCH($C469,'Shultis Faw'!$A$2:$A$26,1)))/(INDEX('Shultis Faw'!$A$2:$A$26,MATCH($C469,'Shultis Faw'!$A$2:$A$26,1)+1)-INDEX('Shultis Faw'!$A$2:$A$26,MATCH($C469,'Shultis Faw'!$A$2:$A$26,1))),$C469*'Shultis Faw'!$E$2/'Shultis Faw'!$A$2)","v":6.3001408000000009E-2},{"$f":"_xlfn.IFNA(INDEX('Shultis Faw'!$F$2:$F$26,MATCH($C469,'Shultis Faw'!$A$2:$A$26,1))+($C469-INDEX('Shultis Faw'!$A$2:$A$26,MATCH($C469,'Shultis Faw'!$A$2:$A$26,1)))*(INDEX('Shultis Faw'!$F$2:$F$26,MATCH($C469,'Shultis Faw'!$A$2:$A$26,1)+1)-INDEX('Shultis Faw'!$F$2:$F$26,MATCH($C469,'Shultis Faw'!$A$2:$A$26,1)))/(INDEX('Shultis Faw'!$A$2:$A$26,MATCH($C469,'Shultis Faw'!$A$2:$A$26,1)+1)-INDEX('Shultis Faw'!$A$2:$A$26,MATCH($C469,'Shultis Faw'!$A$2:$A$26,1))),$C469*'Shultis Faw'!$F$2/'Shultis Faw'!$A$2)","v":14.22249296},{"$f":"J469*(H469*'Externe blootstelling'!$D$23/2)^K469+L469*(TANH(((H469*'Externe blootstelling'!$D$23)/(2*M469))-2)-TANH(-2))/(1-TANH(-2))","v":1.8070189936809053},{"$f":"IF(N469=1,1+(I469-1)*H469*'Externe blootstelling'!$D$23/2,1+(I469-1)*(N469^(H469*'Externe blootstelling'!$D$23/2)-1)/(N469-1))","v":4.8781281208017475},{"$f":"G469*EXP(-H469*'Externe blootstelling'!$D$23/2)*O469","v":2.5922696943507986E-2}]
[null,null,0.36741760000000001,5.8786816E-14,3.15E-2,{"$f":"_xlfn.IFNA(INDEX('hp (pSv cm2)'!$B$2:$B$52,MATCH($C470,'hp (pSv cm2)'!$A$2:$A$52,1))+($C470-INDEX('hp (pSv cm2)'!$A$2:$A$52,MATCH($C470,'hp (pSv cm2)'!$A$2:$A$52,1)))*(INDEX('hp (pSv cm2)'!$B$2:$B$52,MATCH($C470,'hp (pSv cm2)'!$A$2:$A$52,1)+1)-INDEX('hp (pSv cm2)'!$B$2:$B$52,MATCH($C470,'hp (pSv cm2)'!$A$2:$A$52,1)))/(INDEX('hp (pSv cm2)'!$A$2:$A$52,MATCH($C470,'hp (pSv cm2)'!$A$2:$A$52,1)+1)-INDEX('hp (pSv cm2)'!$A$2:$A$52,MATCH($C470,'hp (pSv cm2)'!$A$2:$A$52,1))),$C470*'hp (pSv cm2)'!$B$2/'hp (pSv cm2)'!$A$2)","v":1.8403462400000001},5.7970906560000007E-2,{"$f":"_xlfn.IFNA(0.997*(INDEX('Mass attenuation coefficients'!$B$2:$B$37,MATCH($C470,'Mass attenuation coefficients'!$A$2:$A$37,1))+($C470-INDEX('Mass attenuation coefficients'!$A$2:$A$37,MATCH($C470,'Mass attenuation coefficients'!$A$2:$A$37,1)))*(INDEX('Mass attenuation coefficients'!$B$2:$B$37,MATCH($C470,'Mass attenuation coefficients'!$A$2:$A$37,1)+1)-INDEX('Mass attenuation coefficients'!$B$2:$B$37,MATCH($C470,'Mass attenuation coefficients'!$A$2:$A$37,1)))/(INDEX('Mass attenuation coefficients'!$A$2:$A$37,MATCH($C470,'Mass attenuation coefficients'!$A$2:$A$37,1)+1)-INDEX('Mass attenuation coefficients'!$A$2:$A$37,MATCH($C470,'Mass attenuation coefficients'!$A$2:$A$37,1)))),0.997*$C470*'Mass attenuation coefficients'!$B$2/'Mass attenuation coefficients'!$A$2)","v":0.10984228159999999},{"$f":"_xlfn.IFNA(INDEX('Shultis Faw'!$C$2:$C$26,MATCH($C470,'Shultis Faw'!$A$2:$A$26,1))+($C470-INDEX('Shultis Faw'!$A$2:$A$26,MATCH($C470,'Shultis Faw'!$A$2:$A$26,1)))*(INDEX('Shultis Faw'!$C$2:$C$26,MATCH($C470,'Shultis Faw'!$A$2:$A$26,1)+1)-INDEX('Shultis Faw'!$C$2:$C$26,MATCH($C470,'Shultis Faw'!$A$2:$A$26,1)))/(INDEX('Shultis Faw'!$A$2:$A$26,MATCH($C470,'Shultis Faw'!$A$2:$A$26,1)+1)-INDEX('Shultis Faw'!$A$2:$A$26,MATCH($C470,'Shultis Faw'!$A$2:$A$26,1))),$C470*'Shultis Faw'!$C$2/'Shultis Faw'!$A$2)","v":2.74471424},{"$f":"_xlfn.IFNA(INDEX('Shultis Faw'!$D$2:$D$26,MATCH($C470,'Shultis Faw'!$A$2:$A$26,1))+($C470-INDEX('Shultis Faw'!$A$2:$A$26,MATCH($C470,'Shultis Faw'!$A$2:$A$26,1)))*(INDEX('Shultis Faw'!$D$2:$D$26,MATCH($C470,'Shultis Faw'!$A$2:$A$26,1)+1)-INDEX('Shultis Faw'!$D$2:$D$26,MATCH($C470,'Shultis Faw'!$A$2:$A$26,1)))/(INDEX('Shultis Faw'!$A$2:$A$26,MATCH($C470,'Shultis Faw'!$A$2:$A$26,1)+1)-INDEX('Shultis Faw'!$A$2:$A$26,MATCH($C470,'Shultis Faw'!$A$2:$A$26,1))),$C470*'Shultis Faw'!$D$2/'Shultis Faw'!$A$2)","v":1.9276153599999999},{"$f":"_xlfn.IFNA(INDEX('Shultis Faw'!$B$2:$B$26,MATCH($C470,'Shultis Faw'!$A$2:$A$26,1))+($C470-INDEX('Shultis Faw'!$A$2:$A$26,MATCH($C470,'Shultis Faw'!$A$2:$A$26,1)))*(INDEX('Shultis Faw'!$B$2:$B$26,MATCH($C470,'Shultis Faw'!$A$2:$A$26,1)+1)-INDEX('Shultis Faw'!$B$2:$B$26,MATCH($C470,'Shultis Faw'!$A$2:$A$26,1)))/(INDEX('Shultis Faw'!$A$2:$A$26,MATCH($C470,'Shultis Faw'!$A$2:$A$26,1)+1)-INDEX('Shultis Faw'!$A$2:$A$26,MATCH($C470,'Shultis Faw'!$A$2:$A$26,1))),$C470*'Shultis Faw'!$B$2/'Shultis Faw'!$A$2)","v":-0.15388736},{"$f":"_xlfn.IFNA(INDEX('Shultis Faw'!$E$2:$E$26,MATCH($C470,'Shultis Faw'!$A$2:$A$26,1))+($C470-INDEX('Shultis Faw'!$A$2:$A$26,MATCH($C470,'Shultis Faw'!$A$2:$A$26,1)))*(INDEX('Shultis Faw'!$E$2:$E$26,MATCH($C470,'Shultis Faw'!$A$2:$A$26,1)+1)-INDEX('Shultis Faw'!$E$2:$E$26,MATCH($C470,'Shultis Faw'!$A$2:$A$26,1)))/(INDEX('Shultis Faw'!$A$2:$A$26,MATCH($C470,'Shultis Faw'!$A$2:$A$26,1)+1)-INDEX('Shultis Faw'!$A$2:$A$26,MATCH($C470,'Shultis Faw'!$A$2:$A$26,1))),$C470*'Shultis Faw'!$E$2/'Shultis Faw'!$A$2)","v":6.1454943999999997E-2},{"$f":"_xlfn.IFNA(INDEX('Shultis Faw'!$F$2:$F$26,MATCH($C470,'Shultis Faw'!$A$2:$A$26,1))+($C470-INDEX('Shultis Faw'!$A$2:$A$26,MATCH($C470,'Shultis Faw'!$A$2:$A$26,1)))*(INDEX('Shultis Faw'!$F$2:$F$26,MATCH($C470,'Shultis Faw'!$A$2:$A$26,1)+1)-INDEX('Shultis Faw'!$F$2:$F$26,MATCH($C470,'Shultis Faw'!$A$2:$A$26,1)))/(INDEX('Shultis Faw'!$A$2:$A$26,MATCH($C470,'Shultis Faw'!$A$2:$A$26,1)+1)-INDEX('Shultis Faw'!$A$2:$A$26,MATCH($C470,'Shultis Faw'!$A$2:$A$26,1))),$C470*'Shultis Faw'!$F$2/'Shultis Faw'!$A$2)","v":14.230225280000001},{"$f":"J470*(H470*'Externe blootstelling'!$D$23/2)^K470+L470*(TANH(((H470*'Externe blootstelling'!$D$23)/(2*M470))-2)-TANH(-2))/(1-TANH(-2))","v":1.7853278697241548},{"$f":"IF(N470=1,1+(I470-1)*H470*'Externe blootstelling'!$D$23/2,1+(I470-1)*(N470^(H470*'Externe blootstelling'!$D$23/2)-1)/(N470-1))","v":4.5515069491761686},{"$f":"G470*EXP(-H470*'Externe blootstelling'!$D$23/2)*O470","v":5.0793349233500623E-2}]
[null,null,0.37850290000000003,6.0560464000000001E-14,0.29699999999999999,{"$f":"_xlfn.IFNA(INDEX('hp (pSv cm2)'!$B$2:$B$52,MATCH($C471,'hp (pSv cm2)'!$A$2:$A$52,1))+($C471-INDEX('hp (pSv cm2)'!$A$2:$A$52,MATCH($C471,'hp (pSv cm2)'!$A$2:$A$52,1)))*(INDEX('hp (pSv cm2)'!$B$2:$B$52,MATCH($C471,'hp (pSv cm2)'!$A$2:$A$52,1)+1)-INDEX('hp (pSv cm2)'!$B$2:$B$52,MATCH($C471,'hp (pSv cm2)'!$A$2:$A$52,1)))/(INDEX('hp (pSv cm2)'!$A$2:$A$52,MATCH($C471,'hp (pSv cm2)'!$A$2:$A$52,1)+1)-INDEX('hp (pSv cm2)'!$A$2:$A$52,MATCH($C471,'hp (pSv cm2)'!$A$2:$A$52,1))),$C471*'hp (pSv cm2)'!$B$2/'hp (pSv cm2)'!$A$2)","v":1.8946642100000002},0.56271527037000002,{"$f":"_xlfn.IFNA(0.997*(INDEX('Mass attenuation coefficients'!$B$2:$B$37,MATCH($C471,'Mass attenuation coefficients'!$A$2:$A$37,1))+($C471-INDEX('Mass attenuation coefficients'!$A$2:$A$37,MATCH($C471,'Mass attenuation coefficients'!$A$2:$A$37,1)))*(INDEX('Mass attenuation coefficients'!$B$2:$B$37,MATCH($C471,'Mass attenuation coefficients'!$A$2:$A$37,1)+1)-INDEX('Mass attenuation coefficients'!$B$2:$B$37,MATCH($C471,'Mass attenuation coefficients'!$A$2:$A$37,1)))/(INDEX('Mass attenuation coefficients'!$A$2:$A$37,MATCH($C471,'Mass attenuation coefficients'!$A$2:$A$37,1)+1)-INDEX('Mass attenuation coefficients'!$A$2:$A$37,MATCH($C471,'Mass attenuation coefficients'!$A$2:$A$37,1)))),0.997*$C471*'Mass attenuation coefficients'!$B$2/'Mass attenuation coefficients'!$A$2)","v":0.10846077608749999},{"$f":"_xlfn.IFNA(INDEX('Shultis Faw'!$C$2:$C$26,MATCH($C471,'Shultis Faw'!$A$2:$A$26,1))+($C471-INDEX('Shultis Faw'!$A$2:$A$26,MATCH($C471,'Shultis Faw'!$A$2:$A$26,1)))*(INDEX('Shultis Faw'!$C$2:$C$26,MATCH($C471,'Shultis Faw'!$A$2:$A$26,1)+1)-INDEX('Shultis Faw'!$C$2:$C$26,MATCH($C471,'Shultis Faw'!$A$2:$A$26,1)))/(INDEX('Shultis Faw'!$A$2:$A$26,MATCH($C471,'Shultis Faw'!$A$2:$A$26,1)+1)-INDEX('Shultis Faw'!$A$2:$A$26,MATCH($C471,'Shultis Faw'!$A$2:$A$26,1))),$C471*'Shultis Faw'!$C$2/'Shultis Faw'!$A$2)","v":2.7158924600000001},{"$f":"_xlfn.IFNA(INDEX('Shultis Faw'!$D$2:$D$26,MATCH($C471,'Shultis Faw'!$A$2:$A$26,1))+($C471-INDEX('Shultis Faw'!$A$2:$A$26,MATCH($C471,'Shultis Faw'!$A$2:$A$26,1)))*(INDEX('Shultis Faw'!$D$2:$D$26,MATCH($C471,'Shultis Faw'!$A$2:$A$26,1)+1)-INDEX('Shultis Faw'!$D$2:$D$26,MATCH($C471,'Shultis Faw'!$A$2:$A$26,1)))/(INDEX('Shultis Faw'!$A$2:$A$26,MATCH($C471,'Shultis Faw'!$A$2:$A$26,1)+1)-INDEX('Shultis Faw'!$A$2:$A$26,MATCH($C471,'Shultis Faw'!$A$2:$A$26,1))),$C471*'Shultis Faw'!$D$2/'Shultis Faw'!$A$2)","v":1.9120959399999999},{"$f":"_xlfn.IFNA(INDEX('Shultis Faw'!$B$2:$B$26,MATCH($C471,'Shultis Faw'!$A$2:$A$26,1))+($C471-INDEX('Shultis Faw'!$A$2:$A$26,MATCH($C471,'Shultis Faw'!$A$2:$A$26,1)))*(INDEX('Shultis Faw'!$B$2:$B$26,MATCH($C471,'Shultis Faw'!$A$2:$A$26,1)+1)-INDEX('Shultis Faw'!$B$2:$B$26,MATCH($C471,'Shultis Faw'!$A$2:$A$26,1)))/(INDEX('Shultis Faw'!$A$2:$A$26,MATCH($C471,'Shultis Faw'!$A$2:$A$26,1)+1)-INDEX('Shultis Faw'!$A$2:$A$26,MATCH($C471,'Shultis Faw'!$A$2:$A$26,1))),$C471*'Shultis Faw'!$B$2/'Shultis Faw'!$A$2)","v":-0.15222456500000001},{"$f":"_xlfn.IFNA(INDEX('Shultis Faw'!$E$2:$E$26,MATCH($C471,'Shultis Faw'!$A$2:$A$26,1))+($C471-INDEX('Shultis Faw'!$A$2:$A$26,MATCH($C471,'Shultis Faw'!$A$2:$A$26,1)))*(INDEX('Shultis Faw'!$E$2:$E$26,MATCH($C471,'Shultis Faw'!$A$2:$A$26,1)+1)-INDEX('Shultis Faw'!$E$2:$E$26,MATCH($C471,'Shultis Faw'!$A$2:$A$26,1)))/(INDEX('Shultis Faw'!$A$2:$A$26,MATCH($C471,'Shultis Faw'!$A$2:$A$26,1)+1)-INDEX('Shultis Faw'!$A$2:$A$26,MATCH($C471,'Shultis Faw'!$A$2:$A$26,1))),$C471*'Shultis Faw'!$E$2/'Shultis Faw'!$A$2)","v":6.0789825999999998E-2},{"$f":"_xlfn.IFNA(INDEX('Shultis Faw'!$F$2:$F$26,MATCH($C471,'Shultis Faw'!$A$2:$A$26,1))+($C471-INDEX('Shultis Faw'!$A$2:$A$26,MATCH($C471,'Shultis Faw'!$A$2:$A$26,1)))*(INDEX('Shultis Faw'!$F$2:$F$26,MATCH($C471,'Shultis Faw'!$A$2:$A$26,1)+1)-INDEX('Shultis Faw'!$F$2:$F$26,MATCH($C471,'Shultis Faw'!$A$2:$A$26,1)))/(INDEX('Shultis Faw'!$A$2:$A$26,MATCH($C471,'Shultis Faw'!$A$2:$A$26,1)+1)-INDEX('Shultis Faw'!$A$2:$A$26,MATCH($C471,'Shultis Faw'!$A$2:$A$26,1))),$C471*'Shultis Faw'!$F$2/'Shultis Faw'!$A$2)","v":14.23355087},{"$f":"J471*(H471*'Externe blootstelling'!$D$23/2)^K471+L471*(TANH(((H471*'Externe blootstelling'!$D$23)/(2*M471))-2)-TANH(-2))/(1-TANH(-2))","v":1.7758376488961019},{"$f":"IF(N471=1,1+(I471-1)*H471*'Externe blootstelling'!$D$23/2,1+(I471-1)*(N471^(H471*'Externe blootstelling'!$D$23/2)-1)/(N471-1))","v":4.4179193645535779},{"$f":"G471*EXP(-H471*'Externe blootstelling'!$D$23/2)*O471","v":0.48859355876486138}]
[null,null,0.38503039999999999,6.1604864000000005E-14,3.1300000000000001E-2,{"$f":"_xlfn.IFNA(INDEX('hp (pSv cm2)'!$B$2:$B$52,MATCH($C472,'hp (pSv cm2)'!$A$2:$A$52,1))+($C472-INDEX('hp (pSv cm2)'!$A$2:$A$52,MATCH($C472,'hp (pSv cm2)'!$A$2:$A$52,1)))*(INDEX('hp (pSv cm2)'!$B$2:$B$52,MATCH($C472,'hp (pSv cm2)'!$A$2:$A$52,1)+1)-INDEX('hp (pSv cm2)'!$B$2:$B$52,MATCH($C472,'hp (pSv cm2)'!$A$2:$A$52,1)))/(INDEX('hp (pSv cm2)'!$A$2:$A$52,MATCH($C472,'hp (pSv cm2)'!$A$2:$A$52,1)+1)-INDEX('hp (pSv cm2)'!$A$2:$A$52,MATCH($C472,'hp (pSv cm2)'!$A$2:$A$52,1))),$C472*'hp (pSv cm2)'!$B$2/'hp (pSv cm2)'!$A$2)","v":1.9266489599999999},6.0304112447999998E-2,{"$f":"_xlfn.IFNA(0.997*(INDEX('Mass attenuation coefficients'!$B$2:$B$37,MATCH($C472,'Mass attenuation coefficients'!$A$2:$A$37,1))+($C472-INDEX('Mass attenuation coefficients'!$A$2:$A$37,MATCH($C472,'Mass attenuation coefficients'!$A$2:$A$37,1)))*(INDEX('Mass attenuation coefficients'!$B$2:$B$37,MATCH($C472,'Mass attenuation coefficients'!$A$2:$A$37,1)+1)-INDEX('Mass attenuation coefficients'!$B$2:$B$37,MATCH($C472,'Mass attenuation coefficients'!$A$2:$A$37,1)))/(INDEX('Mass attenuation coefficients'!$A$2:$A$37,MATCH($C472,'Mass attenuation coefficients'!$A$2:$A$37,1)+1)-INDEX('Mass attenuation coefficients'!$A$2:$A$37,MATCH($C472,'Mass attenuation coefficients'!$A$2:$A$37,1)))),0.997*$C472*'Mass attenuation coefficients'!$B$2/'Mass attenuation coefficients'!$A$2)","v":0.1076472864},{"$f":"_xlfn.IFNA(INDEX('Shultis Faw'!$C$2:$C$26,MATCH($C472,'Shultis Faw'!$A$2:$A$26,1))+($C472-INDEX('Shultis Faw'!$A$2:$A$26,MATCH($C472,'Shultis Faw'!$A$2:$A$26,1)))*(INDEX('Shultis Faw'!$C$2:$C$26,MATCH($C472,'Shultis Faw'!$A$2:$A$26,1)+1)-INDEX('Shultis Faw'!$C$2:$C$26,MATCH($C472,'Shultis Faw'!$A$2:$A$26,1)))/(INDEX('Shultis Faw'!$A$2:$A$26,MATCH($C472,'Shultis Faw'!$A$2:$A$26,1)+1)-INDEX('Shultis Faw'!$A$2:$A$26,MATCH($C472,'Shultis Faw'!$A$2:$A$26,1))),$C472*'Shultis Faw'!$C$2/'Shultis Faw'!$A$2)","v":2.6989209600000001},{"$f":"_xlfn.IFNA(INDEX('Shultis Faw'!$D$2:$D$26,MATCH($C472,'Shultis Faw'!$A$2:$A$26,1))+($C472-INDEX('Shultis Faw'!$A$2:$A$26,MATCH($C472,'Shultis Faw'!$A$2:$A$26,1)))*(INDEX('Shultis Faw'!$D$2:$D$26,MATCH($C472,'Shultis Faw'!$A$2:$A$26,1)+1)-INDEX('Shultis Faw'!$D$2:$D$26,MATCH($C472,'Shultis Faw'!$A$2:$A$26,1)))/(INDEX('Shultis Faw'!$A$2:$A$26,MATCH($C472,'Shultis Faw'!$A$2:$A$26,1)+1)-INDEX('Shultis Faw'!$A$2:$A$26,MATCH($C472,'Shultis Faw'!$A$2:$A$26,1))),$C472*'Shultis Faw'!$D$2/'Shultis Faw'!$A$2)","v":1.90295744},{"$f":"_xlfn.IFNA(INDEX('Shultis Faw'!$B$2:$B$26,MATCH($C472,'Shultis Faw'!$A$2:$A$26,1))+($C472-INDEX('Shultis Faw'!$A$2:$A$26,MATCH($C472,'Shultis Faw'!$A$2:$A$26,1)))*(INDEX('Shultis Faw'!$B$2:$B$26,MATCH($C472,'Shultis Faw'!$A$2:$A$26,1)+1)-INDEX('Shultis Faw'!$B$2:$B$26,MATCH($C472,'Shultis Faw'!$A$2:$A$26,1)))/(INDEX('Shultis Faw'!$A$2:$A$26,MATCH($C472,'Shultis Faw'!$A$2:$A$26,1)+1)-INDEX('Shultis Faw'!$A$2:$A$26,MATCH($C472,'Shultis Faw'!$A$2:$A$26,1))),$C472*'Shultis Faw'!$B$2/'Shultis Faw'!$A$2)","v":-0.15124544000000001},{"$f":"_xlfn.IFNA(INDEX('Shultis Faw'!$E$2:$E$26,MATCH($C472,'Shultis Faw'!$A$2:$A$26,1))+($C472-INDEX('Shultis Faw'!$A$2:$A$26,MATCH($C472,'Shultis Faw'!$A$2:$A$26,1)))*(INDEX('Shultis Faw'!$E$2:$E$26,MATCH($C472,'Shultis Faw'!$A$2:$A$26,1)+1)-INDEX('Shultis Faw'!$E$2:$E$26,MATCH($C472,'Shultis Faw'!$A$2:$A$26,1)))/(INDEX('Shultis Faw'!$A$2:$A$26,MATCH($C472,'Shultis Faw'!$A$2:$A$26,1)+1)-INDEX('Shultis Faw'!$A$2:$A$26,MATCH($C472,'Shultis Faw'!$A$2:$A$26,1))),$C472*'Shultis Faw'!$E$2/'Shultis Faw'!$A$2)","v":6.0398175999999998E-2},{"$f":"_xlfn.IFNA(INDEX('Shultis Faw'!$F$2:$F$26,MATCH($C472,'Shultis Faw'!$A$2:$A$26,1))+($C472-INDEX('Shultis Faw'!$A$2:$A$26,MATCH($C472,'Shultis Faw'!$A$2:$A$26,1)))*(INDEX('Shultis Faw'!$F$2:$F$26,MATCH($C472,'Shultis Faw'!$A$2:$A$26,1)+1)-INDEX('Shultis Faw'!$F$2:$F$26,MATCH($C472,'Shultis Faw'!$A$2:$A$26,1)))/(INDEX('Shultis Faw'!$A$2:$A$26,MATCH($C472,'Shultis Faw'!$A$2:$A$26,1)+1)-INDEX('Shultis Faw'!$A$2:$A$26,MATCH($C472,'Shultis Faw'!$A$2:$A$26,1))),$C472*'Shultis Faw'!$F$2/'Shultis Faw'!$A$2)","v":14.23550912},{"$f":"J472*(H472*'Externe blootstelling'!$D$23/2)^K472+L472*(TANH(((H472*'Externe blootstelling'!$D$23)/(2*M472))-2)-TANH(-2))/(1-TANH(-2))","v":1.7702040040113469},{"$f":"IF(N472=1,1+(I472-1)*H472*'Externe blootstelling'!$D$23/2,1+(I472-1)*(N472^(H472*'Externe blootstelling'!$D$23/2)-1)/(N472-1))","v":4.3411270678915859},{"$f":"G472*EXP(-H472*'Externe blootstelling'!$D$23/2)*O472","v":5.2082292339607372E-2}]
[null,null,0.41366359999999996,6.6186175999999988E-14,0.17399999999999999,{"$f":"_xlfn.IFNA(INDEX('hp (pSv cm2)'!$B$2:$B$52,MATCH($C473,'hp (pSv cm2)'!$A$2:$A$52,1))+($C473-INDEX('hp (pSv cm2)'!$A$2:$A$52,MATCH($C473,'hp (pSv cm2)'!$A$2:$A$52,1)))*(INDEX('hp (pSv cm2)'!$B$2:$B$52,MATCH($C473,'hp (pSv cm2)'!$A$2:$A$52,1)+1)-INDEX('hp (pSv cm2)'!$B$2:$B$52,MATCH($C473,'hp (pSv cm2)'!$A$2:$A$52,1)))/(INDEX('hp (pSv cm2)'!$A$2:$A$52,MATCH($C473,'hp (pSv cm2)'!$A$2:$A$52,1)+1)-INDEX('hp (pSv cm2)'!$A$2:$A$52,MATCH($C473,'hp (pSv cm2)'!$A$2:$A$52,1))),$C473*'hp (pSv cm2)'!$B$2/'hp (pSv cm2)'!$A$2)","v":2.0642189199999996},0.3591740920799999,{"$f":"_xlfn.IFNA(0.997*(INDEX('Mass attenuation coefficients'!$B$2:$B$37,MATCH($C473,'Mass attenuation coefficients'!$A$2:$A$37,1))+($C473-INDEX('Mass attenuation coefficients'!$A$2:$A$37,MATCH($C473,'Mass attenuation coefficients'!$A$2:$A$37,1)))*(INDEX('Mass attenuation coefficients'!$B$2:$B$37,MATCH($C473,'Mass attenuation coefficients'!$A$2:$A$37,1)+1)-INDEX('Mass attenuation coefficients'!$B$2:$B$37,MATCH($C473,'Mass attenuation coefficients'!$A$2:$A$37,1)))/(INDEX('Mass attenuation coefficients'!$A$2:$A$37,MATCH($C473,'Mass attenuation coefficients'!$A$2:$A$37,1)+1)-INDEX('Mass attenuation coefficients'!$A$2:$A$37,MATCH($C473,'Mass attenuation coefficients'!$A$2:$A$37,1)))),0.997*$C473*'Mass attenuation coefficients'!$B$2/'Mass attenuation coefficients'!$A$2)","v":0.10452433317084001},{"$f":"_xlfn.IFNA(INDEX('Shultis Faw'!$C$2:$C$26,MATCH($C473,'Shultis Faw'!$A$2:$A$26,1))+($C473-INDEX('Shultis Faw'!$A$2:$A$26,MATCH($C473,'Shultis Faw'!$A$2:$A$26,1)))*(INDEX('Shultis Faw'!$C$2:$C$26,MATCH($C473,'Shultis Faw'!$A$2:$A$26,1)+1)-INDEX('Shultis Faw'!$C$2:$C$26,MATCH($C473,'Shultis Faw'!$A$2:$A$26,1)))/(INDEX('Shultis Faw'!$A$2:$A$26,MATCH($C473,'Shultis Faw'!$A$2:$A$26,1)+1)-INDEX('Shultis Faw'!$A$2:$A$26,MATCH($C473,'Shultis Faw'!$A$2:$A$26,1))),$C473*'Shultis Faw'!$C$2/'Shultis Faw'!$A$2)","v":2.6381382400000004},{"$f":"_xlfn.IFNA(INDEX('Shultis Faw'!$D$2:$D$26,MATCH($C473,'Shultis Faw'!$A$2:$A$26,1))+($C473-INDEX('Shultis Faw'!$A$2:$A$26,MATCH($C473,'Shultis Faw'!$A$2:$A$26,1)))*(INDEX('Shultis Faw'!$D$2:$D$26,MATCH($C473,'Shultis Faw'!$A$2:$A$26,1)+1)-INDEX('Shultis Faw'!$D$2:$D$26,MATCH($C473,'Shultis Faw'!$A$2:$A$26,1)))/(INDEX('Shultis Faw'!$A$2:$A$26,MATCH($C473,'Shultis Faw'!$A$2:$A$26,1)+1)-INDEX('Shultis Faw'!$A$2:$A$26,MATCH($C473,'Shultis Faw'!$A$2:$A$26,1))),$C473*'Shultis Faw'!$D$2/'Shultis Faw'!$A$2)","v":1.8661502240000001},{"$f":"_xlfn.IFNA(INDEX('Shultis Faw'!$B$2:$B$26,MATCH($C473,'Shultis Faw'!$A$2:$A$26,1))+($C473-INDEX('Shultis Faw'!$A$2:$A$26,MATCH($C473,'Shultis Faw'!$A$2:$A$26,1)))*(INDEX('Shultis Faw'!$B$2:$B$26,MATCH($C473,'Shultis Faw'!$A$2:$A$26,1)+1)-INDEX('Shultis Faw'!$B$2:$B$26,MATCH($C473,'Shultis Faw'!$A$2:$A$26,1)))/(INDEX('Shultis Faw'!$A$2:$A$26,MATCH($C473,'Shultis Faw'!$A$2:$A$26,1)+1)-INDEX('Shultis Faw'!$A$2:$A$26,MATCH($C473,'Shultis Faw'!$A$2:$A$26,1))),$C473*'Shultis Faw'!$B$2/'Shultis Faw'!$A$2)","v":-0.147087096},{"$f":"_xlfn.IFNA(INDEX('Shultis Faw'!$E$2:$E$26,MATCH($C473,'Shultis Faw'!$A$2:$A$26,1))+($C473-INDEX('Shultis Faw'!$A$2:$A$26,MATCH($C473,'Shultis Faw'!$A$2:$A$26,1)))*(INDEX('Shultis Faw'!$E$2:$E$26,MATCH($C473,'Shultis Faw'!$A$2:$A$26,1)+1)-INDEX('Shultis Faw'!$E$2:$E$26,MATCH($C473,'Shultis Faw'!$A$2:$A$26,1)))/(INDEX('Shultis Faw'!$A$2:$A$26,MATCH($C473,'Shultis Faw'!$A$2:$A$26,1)+1)-INDEX('Shultis Faw'!$A$2:$A$26,MATCH($C473,'Shultis Faw'!$A$2:$A$26,1))),$C473*'Shultis Faw'!$E$2/'Shultis Faw'!$A$2)","v":5.8830483600000004E-2},{"$f":"_xlfn.IFNA(INDEX('Shultis Faw'!$F$2:$F$26,MATCH($C473,'Shultis Faw'!$A$2:$A$26,1))+($C473-INDEX('Shultis Faw'!$A$2:$A$26,MATCH($C473,'Shultis Faw'!$A$2:$A$26,1)))*(INDEX('Shultis Faw'!$F$2:$F$26,MATCH($C473,'Shultis Faw'!$A$2:$A$26,1)+1)-INDEX('Shultis Faw'!$F$2:$F$26,MATCH($C473,'Shultis Faw'!$A$2:$A$26,1)))/(INDEX('Shultis Faw'!$A$2:$A$26,MATCH($C473,'Shultis Faw'!$A$2:$A$26,1)+1)-INDEX('Shultis Faw'!$A$2:$A$26,MATCH($C473,'Shultis Faw'!$A$2:$A$26,1))),$C473*'Shultis Faw'!$F$2/'Shultis Faw'!$A$2)","v":14.252297240000001},{"$f":"J473*(H473*'Externe blootstelling'!$D$23/2)^K473+L473*(TANH(((H473*'Externe blootstelling'!$D$23)/(2*M473))-2)-TANH(-2))/(1-TANH(-2))","v":1.7469628627512592},{"$f":"IF(N473=1,1+(I473-1)*H473*'Externe blootstelling'!$D$23/2,1+(I473-1)*(N473^(H473*'Externe blootstelling'!$D$23/2)-1)/(N473-1))","v":4.0661341178563433},{"$f":"G473*EXP(-H473*'Externe blootstelling'!$D$23/2)*O473","v":0.304488984076975}]
[null,null,0.4185391,6.6966255999999996E-14,0.21299999999999999,{"$f":"_xlfn.IFNA(INDEX('hp (pSv cm2)'!$B$2:$B$52,MATCH($C474,'hp (pSv cm2)'!$A$2:$A$52,1))+($C474-INDEX('hp (pSv cm2)'!$A$2:$A$52,MATCH($C474,'hp (pSv cm2)'!$A$2:$A$52,1)))*(INDEX('hp (pSv cm2)'!$B$2:$B$52,MATCH($C474,'hp (pSv cm2)'!$A$2:$A$52,1)+1)-INDEX('hp (pSv cm2)'!$B$2:$B$52,MATCH($C474,'hp (pSv cm2)'!$A$2:$A$52,1)))/(INDEX('hp (pSv cm2)'!$A$2:$A$52,MATCH($C474,'hp (pSv cm2)'!$A$2:$A$52,1)+1)-INDEX('hp (pSv cm2)'!$A$2:$A$52,MATCH($C474,'hp (pSv cm2)'!$A$2:$A$52,1))),$C474*'hp (pSv cm2)'!$B$2/'hp (pSv cm2)'!$A$2)","v":2.0871337699999999},0.44455949300999997,{"$f":"_xlfn.IFNA(0.997*(INDEX('Mass attenuation coefficients'!$B$2:$B$37,MATCH($C474,'Mass attenuation coefficients'!$A$2:$A$37,1))+($C474-INDEX('Mass attenuation coefficients'!$A$2:$A$37,MATCH($C474,'Mass attenuation coefficients'!$A$2:$A$37,1)))*(INDEX('Mass attenuation coefficients'!$B$2:$B$37,MATCH($C474,'Mass attenuation coefficients'!$A$2:$A$37,1)+1)-INDEX('Mass attenuation coefficients'!$B$2:$B$37,MATCH($C474,'Mass attenuation coefficients'!$A$2:$A$37,1)))/(INDEX('Mass attenuation coefficients'!$A$2:$A$37,MATCH($C474,'Mass attenuation coefficients'!$A$2:$A$37,1)+1)-INDEX('Mass attenuation coefficients'!$A$2:$A$37,MATCH($C474,'Mass attenuation coefficients'!$A$2:$A$37,1)))),0.997*$C474*'Mass attenuation coefficients'!$B$2/'Mass attenuation coefficients'!$A$2)","v":0.10407567454679},{"$f":"_xlfn.IFNA(INDEX('Shultis Faw'!$C$2:$C$26,MATCH($C474,'Shultis Faw'!$A$2:$A$26,1))+($C474-INDEX('Shultis Faw'!$A$2:$A$26,MATCH($C474,'Shultis Faw'!$A$2:$A$26,1)))*(INDEX('Shultis Faw'!$C$2:$C$26,MATCH($C474,'Shultis Faw'!$A$2:$A$26,1)+1)-INDEX('Shultis Faw'!$C$2:$C$26,MATCH($C474,'Shultis Faw'!$A$2:$A$26,1)))/(INDEX('Shultis Faw'!$A$2:$A$26,MATCH($C474,'Shultis Faw'!$A$2:$A$26,1)+1)-INDEX('Shultis Faw'!$A$2:$A$26,MATCH($C474,'Shultis Faw'!$A$2:$A$26,1))),$C474*'Shultis Faw'!$C$2/'Shultis Faw'!$A$2)","v":2.6303374400000004},{"$f":"_xlfn.IFNA(INDEX('Shultis Faw'!$D$2:$D$26,MATCH($C474,'Shultis Faw'!$A$2:$A$26,1))+($C474-INDEX('Shultis Faw'!$A$2:$A$26,MATCH($C474,'Shultis Faw'!$A$2:$A$26,1)))*(INDEX('Shultis Faw'!$D$2:$D$26,MATCH($C474,'Shultis Faw'!$A$2:$A$26,1)+1)-INDEX('Shultis Faw'!$D$2:$D$26,MATCH($C474,'Shultis Faw'!$A$2:$A$26,1)))/(INDEX('Shultis Faw'!$A$2:$A$26,MATCH($C474,'Shultis Faw'!$A$2:$A$26,1)+1)-INDEX('Shultis Faw'!$A$2:$A$26,MATCH($C474,'Shultis Faw'!$A$2:$A$26,1))),$C474*'Shultis Faw'!$D$2/'Shultis Faw'!$A$2)","v":1.8604946439999999},{"$f":"_xlfn.IFNA(INDEX('Shultis Faw'!$B$2:$B$26,MATCH($C474,'Shultis Faw'!$A$2:$A$26,1))+($C474-INDEX('Shultis Faw'!$A$2:$A$26,MATCH($C474,'Shultis Faw'!$A$2:$A$26,1)))*(INDEX('Shultis Faw'!$B$2:$B$26,MATCH($C474,'Shultis Faw'!$A$2:$A$26,1)+1)-INDEX('Shultis Faw'!$B$2:$B$26,MATCH($C474,'Shultis Faw'!$A$2:$A$26,1)))/(INDEX('Shultis Faw'!$A$2:$A$26,MATCH($C474,'Shultis Faw'!$A$2:$A$26,1)+1)-INDEX('Shultis Faw'!$A$2:$A$26,MATCH($C474,'Shultis Faw'!$A$2:$A$26,1))),$C474*'Shultis Faw'!$B$2/'Shultis Faw'!$A$2)","v":-0.14640452600000001},{"$f":"_xlfn.IFNA(INDEX('Shultis Faw'!$E$2:$E$26,MATCH($C474,'Shultis Faw'!$A$2:$A$26,1))+($C474-INDEX('Shultis Faw'!$A$2:$A$26,MATCH($C474,'Shultis Faw'!$A$2:$A$26,1)))*(INDEX('Shultis Faw'!$E$2:$E$26,MATCH($C474,'Shultis Faw'!$A$2:$A$26,1)+1)-INDEX('Shultis Faw'!$E$2:$E$26,MATCH($C474,'Shultis Faw'!$A$2:$A$26,1)))/(INDEX('Shultis Faw'!$A$2:$A$26,MATCH($C474,'Shultis Faw'!$A$2:$A$26,1)+1)-INDEX('Shultis Faw'!$A$2:$A$26,MATCH($C474,'Shultis Faw'!$A$2:$A$26,1))),$C474*'Shultis Faw'!$E$2/'Shultis Faw'!$A$2)","v":5.8591584099999997E-2},{"$f":"_xlfn.IFNA(INDEX('Shultis Faw'!$F$2:$F$26,MATCH($C474,'Shultis Faw'!$A$2:$A$26,1))+($C474-INDEX('Shultis Faw'!$A$2:$A$26,MATCH($C474,'Shultis Faw'!$A$2:$A$26,1)))*(INDEX('Shultis Faw'!$F$2:$F$26,MATCH($C474,'Shultis Faw'!$A$2:$A$26,1)+1)-INDEX('Shultis Faw'!$F$2:$F$26,MATCH($C474,'Shultis Faw'!$A$2:$A$26,1)))/(INDEX('Shultis Faw'!$A$2:$A$26,MATCH($C474,'Shultis Faw'!$A$2:$A$26,1)+1)-INDEX('Shultis Faw'!$A$2:$A$26,MATCH($C474,'Shultis Faw'!$A$2:$A$26,1))),$C474*'Shultis Faw'!$F$2/'Shultis Faw'!$A$2)","v":14.256685190000001},{"$f":"J474*(H474*'Externe blootstelling'!$D$23/2)^K474+L474*(TANH(((H474*'Externe blootstelling'!$D$23)/(2*M474))-2)-TANH(-2))/(1-TANH(-2))","v":1.7432989209630765},{"$f":"IF(N474=1,1+(I474-1)*H474*'Externe blootstelling'!$D$23/2,1+(I474-1)*(N474^(H474*'Externe blootstelling'!$D$23/2)-1)/(N474-1))","v":4.0297163626421453},{"$f":"G474*EXP(-H474*'Externe blootstelling'!$D$23/2)*O474","v":0.37602091330738668}]
[null,null,0.42647259999999998,6.8235615999999989E-14,4.28E-3,{"$f":"_xlfn.IFNA(INDEX('hp (pSv cm2)'!$B$2:$B$52,MATCH($C475,'hp (pSv cm2)'!$A$2:$A$52,1))+($C475-INDEX('hp (pSv cm2)'!$A$2:$A$52,MATCH($C475,'hp (pSv cm2)'!$A$2:$A$52,1)))*(INDEX('hp (pSv cm2)'!$B$2:$B$52,MATCH($C475,'hp (pSv cm2)'!$A$2:$A$52,1)+1)-INDEX('hp (pSv cm2)'!$B$2:$B$52,MATCH($C475,'hp (pSv cm2)'!$A$2:$A$52,1)))/(INDEX('hp (pSv cm2)'!$A$2:$A$52,MATCH($C475,'hp (pSv cm2)'!$A$2:$A$52,1)+1)-INDEX('hp (pSv cm2)'!$A$2:$A$52,MATCH($C475,'hp (pSv cm2)'!$A$2:$A$52,1))),$C475*'hp (pSv cm2)'!$B$2/'hp (pSv cm2)'!$A$2)","v":2.1244212199999999},9.0925228215999986E-3,{"$f":"_xlfn.IFNA(0.997*(INDEX('Mass attenuation coefficients'!$B$2:$B$37,MATCH($C475,'Mass attenuation coefficients'!$A$2:$A$37,1))+($C475-INDEX('Mass attenuation coefficients'!$A$2:$A$37,MATCH($C475,'Mass attenuation coefficients'!$A$2:$A$37,1)))*(INDEX('Mass attenuation coefficients'!$B$2:$B$37,MATCH($C475,'Mass attenuation coefficients'!$A$2:$A$37,1)+1)-INDEX('Mass attenuation coefficients'!$B$2:$B$37,MATCH($C475,'Mass attenuation coefficients'!$A$2:$A$37,1)))/(INDEX('Mass attenuation coefficients'!$A$2:$A$37,MATCH($C475,'Mass attenuation coefficients'!$A$2:$A$37,1)+1)-INDEX('Mass attenuation coefficients'!$A$2:$A$37,MATCH($C475,'Mass attenuation coefficients'!$A$2:$A$37,1)))),0.997*$C475*'Mass attenuation coefficients'!$B$2/'Mass attenuation coefficients'!$A$2)","v":0.10334560928294},{"$f":"_xlfn.IFNA(INDEX('Shultis Faw'!$C$2:$C$26,MATCH($C475,'Shultis Faw'!$A$2:$A$26,1))+($C475-INDEX('Shultis Faw'!$A$2:$A$26,MATCH($C475,'Shultis Faw'!$A$2:$A$26,1)))*(INDEX('Shultis Faw'!$C$2:$C$26,MATCH($C475,'Shultis Faw'!$A$2:$A$26,1)+1)-INDEX('Shultis Faw'!$C$2:$C$26,MATCH($C475,'Shultis Faw'!$A$2:$A$26,1)))/(INDEX('Shultis Faw'!$A$2:$A$26,MATCH($C475,'Shultis Faw'!$A$2:$A$26,1)+1)-INDEX('Shultis Faw'!$A$2:$A$26,MATCH($C475,'Shultis Faw'!$A$2:$A$26,1))),$C475*'Shultis Faw'!$C$2/'Shultis Faw'!$A$2)","v":2.6176438400000004},{"$f":"_xlfn.IFNA(INDEX('Shultis Faw'!$D$2:$D$26,MATCH($C475,'Shultis Faw'!$A$2:$A$26,1))+($C475-INDEX('Shultis Faw'!$A$2:$A$26,MATCH($C475,'Shultis Faw'!$A$2:$A$26,1)))*(INDEX('Shultis Faw'!$D$2:$D$26,MATCH($C475,'Shultis Faw'!$A$2:$A$26,1)+1)-INDEX('Shultis Faw'!$D$2:$D$26,MATCH($C475,'Shultis Faw'!$A$2:$A$26,1)))/(INDEX('Shultis Faw'!$A$2:$A$26,MATCH($C475,'Shultis Faw'!$A$2:$A$26,1)+1)-INDEX('Shultis Faw'!$A$2:$A$26,MATCH($C475,'Shultis Faw'!$A$2:$A$26,1))),$C475*'Shultis Faw'!$D$2/'Shultis Faw'!$A$2)","v":1.8512917840000001},{"$f":"_xlfn.IFNA(INDEX('Shultis Faw'!$B$2:$B$26,MATCH($C475,'Shultis Faw'!$A$2:$A$26,1))+($C475-INDEX('Shultis Faw'!$A$2:$A$26,MATCH($C475,'Shultis Faw'!$A$2:$A$26,1)))*(INDEX('Shultis Faw'!$B$2:$B$26,MATCH($C475,'Shultis Faw'!$A$2:$A$26,1)+1)-INDEX('Shultis Faw'!$B$2:$B$26,MATCH($C475,'Shultis Faw'!$A$2:$A$26,1)))/(INDEX('Shultis Faw'!$A$2:$A$26,MATCH($C475,'Shultis Faw'!$A$2:$A$26,1)+1)-INDEX('Shultis Faw'!$A$2:$A$26,MATCH($C475,'Shultis Faw'!$A$2:$A$26,1))),$C475*'Shultis Faw'!$B$2/'Shultis Faw'!$A$2)","v":-0.14529383600000001},{"$f":"_xlfn.IFNA(INDEX('Shultis Faw'!$E$2:$E$26,MATCH($C475,'Shultis Faw'!$A$2:$A$26,1))+($C475-INDEX('Shultis Faw'!$A$2:$A$26,MATCH($C475,'Shultis Faw'!$A$2:$A$26,1)))*(INDEX('Shultis Faw'!$E$2:$E$26,MATCH($C475,'Shultis Faw'!$A$2:$A$26,1)+1)-INDEX('Shultis Faw'!$E$2:$E$26,MATCH($C475,'Shultis Faw'!$A$2:$A$26,1)))/(INDEX('Shultis Faw'!$A$2:$A$26,MATCH($C475,'Shultis Faw'!$A$2:$A$26,1)+1)-INDEX('Shultis Faw'!$A$2:$A$26,MATCH($C475,'Shultis Faw'!$A$2:$A$26,1))),$C475*'Shultis Faw'!$E$2/'Shultis Faw'!$A$2)","v":5.8202842599999999E-2},{"$f":"_xlfn.IFNA(INDEX('Shultis Faw'!$F$2:$F$26,MATCH($C475,'Shultis Faw'!$A$2:$A$26,1))+($C475-INDEX('Shultis Faw'!$A$2:$A$26,MATCH($C475,'Shultis Faw'!$A$2:$A$26,1)))*(INDEX('Shultis Faw'!$F$2:$F$26,MATCH($C475,'Shultis Faw'!$A$2:$A$26,1)+1)-INDEX('Shultis Faw'!$F$2:$F$26,MATCH($C475,'Shultis Faw'!$A$2:$A$26,1)))/(INDEX('Shultis Faw'!$A$2:$A$26,MATCH($C475,'Shultis Faw'!$A$2:$A$26,1)+1)-INDEX('Shultis Faw'!$A$2:$A$26,MATCH($C475,'Shultis Faw'!$A$2:$A$26,1))),$C475*'Shultis Faw'!$F$2/'Shultis Faw'!$A$2)","v":14.26382534},{"$f":"J475*(H475*'Externe blootstelling'!$D$23/2)^K475+L475*(TANH(((H475*'Externe blootstelling'!$D$23)/(2*M475))-2)-TANH(-2))/(1-TANH(-2))","v":1.7373072022188805},{"$f":"IF(N475=1,1+(I475-1)*H475*'Externe blootstelling'!$D$23/2,1+(I475-1)*(N475^(H475*'Externe blootstelling'!$D$23/2)-1)/(N475-1))","v":3.9712137041483597},{"$f":"G475*EXP(-H475*'Externe blootstelling'!$D$23/2)*O475","v":7.6625132884097138E-3}]
[null,null,0.46584160000000002,7.4534656000000006E-14,2.35E-2,{"$f":"_xlfn.IFNA(INDEX('hp (pSv cm2)'!$B$2:$B$52,MATCH($C476,'hp (pSv cm2)'!$A$2:$A$52,1))+($C476-INDEX('hp (pSv cm2)'!$A$2:$A$52,MATCH($C476,'hp (pSv cm2)'!$A$2:$A$52,1)))*(INDEX('hp (pSv cm2)'!$B$2:$B$52,MATCH($C476,'hp (pSv cm2)'!$A$2:$A$52,1)+1)-INDEX('hp (pSv cm2)'!$B$2:$B$52,MATCH($C476,'hp (pSv cm2)'!$A$2:$A$52,1)))/(INDEX('hp (pSv cm2)'!$A$2:$A$52,MATCH($C476,'hp (pSv cm2)'!$A$2:$A$52,1)+1)-INDEX('hp (pSv cm2)'!$A$2:$A$52,MATCH($C476,'hp (pSv cm2)'!$A$2:$A$52,1))),$C476*'hp (pSv cm2)'!$B$2/'hp (pSv cm2)'!$A$2)","v":2.3094555200000002},5.4272204720000002E-2,{"$f":"_xlfn.IFNA(0.997*(INDEX('Mass attenuation coefficients'!$B$2:$B$37,MATCH($C476,'Mass attenuation coefficients'!$A$2:$A$37,1))+($C476-INDEX('Mass attenuation coefficients'!$A$2:$A$37,MATCH($C476,'Mass attenuation coefficients'!$A$2:$A$37,1)))*(INDEX('Mass attenuation coefficients'!$B$2:$B$37,MATCH($C476,'Mass attenuation coefficients'!$A$2:$A$37,1)+1)-INDEX('Mass attenuation coefficients'!$B$2:$B$37,MATCH($C476,'Mass attenuation coefficients'!$A$2:$A$37,1)))/(INDEX('Mass attenuation coefficients'!$A$2:$A$37,MATCH($C476,'Mass attenuation coefficients'!$A$2:$A$37,1)+1)-INDEX('Mass attenuation coefficients'!$A$2:$A$37,MATCH($C476,'Mass attenuation coefficients'!$A$2:$A$37,1)))),0.997*$C476*'Mass attenuation coefficients'!$B$2/'Mass attenuation coefficients'!$A$2)","v":9.972275185903999E-2},{"$f":"_xlfn.IFNA(INDEX('Shultis Faw'!$C$2:$C$26,MATCH($C476,'Shultis Faw'!$A$2:$A$26,1))+($C476-INDEX('Shultis Faw'!$A$2:$A$26,MATCH($C476,'Shultis Faw'!$A$2:$A$26,1)))*(INDEX('Shultis Faw'!$C$2:$C$26,MATCH($C476,'Shultis Faw'!$A$2:$A$26,1)+1)-INDEX('Shultis Faw'!$C$2:$C$26,MATCH($C476,'Shultis Faw'!$A$2:$A$26,1)))/(INDEX('Shultis Faw'!$A$2:$A$26,MATCH($C476,'Shultis Faw'!$A$2:$A$26,1)+1)-INDEX('Shultis Faw'!$A$2:$A$26,MATCH($C476,'Shultis Faw'!$A$2:$A$26,1))),$C476*'Shultis Faw'!$C$2/'Shultis Faw'!$A$2)","v":2.5546534400000001},{"$f":"_xlfn.IFNA(INDEX('Shultis Faw'!$D$2:$D$26,MATCH($C476,'Shultis Faw'!$A$2:$A$26,1))+($C476-INDEX('Shultis Faw'!$A$2:$A$26,MATCH($C476,'Shultis Faw'!$A$2:$A$26,1)))*(INDEX('Shultis Faw'!$D$2:$D$26,MATCH($C476,'Shultis Faw'!$A$2:$A$26,1)+1)-INDEX('Shultis Faw'!$D$2:$D$26,MATCH($C476,'Shultis Faw'!$A$2:$A$26,1)))/(INDEX('Shultis Faw'!$A$2:$A$26,MATCH($C476,'Shultis Faw'!$A$2:$A$26,1)+1)-INDEX('Shultis Faw'!$A$2:$A$26,MATCH($C476,'Shultis Faw'!$A$2:$A$26,1))),$C476*'Shultis Faw'!$D$2/'Shultis Faw'!$A$2)","v":1.805623744},{"$f":"_xlfn.IFNA(INDEX('Shultis Faw'!$B$2:$B$26,MATCH($C476,'Shultis Faw'!$A$2:$A$26,1))+($C476-INDEX('Shultis Faw'!$A$2:$A$26,MATCH($C476,'Shultis Faw'!$A$2:$A$26,1)))*(INDEX('Shultis Faw'!$B$2:$B$26,MATCH($C476,'Shultis Faw'!$A$2:$A$26,1)+1)-INDEX('Shultis Faw'!$B$2:$B$26,MATCH($C476,'Shultis Faw'!$A$2:$A$26,1)))/(INDEX('Shultis Faw'!$A$2:$A$26,MATCH($C476,'Shultis Faw'!$A$2:$A$26,1)+1)-INDEX('Shultis Faw'!$A$2:$A$26,MATCH($C476,'Shultis Faw'!$A$2:$A$26,1))),$C476*'Shultis Faw'!$B$2/'Shultis Faw'!$A$2)","v":-0.13978217600000001},{"$f":"_xlfn.IFNA(INDEX('Shultis Faw'!$E$2:$E$26,MATCH($C476,'Shultis Faw'!$A$2:$A$26,1))+($C476-INDEX('Shultis Faw'!$A$2:$A$26,MATCH($C476,'Shultis Faw'!$A$2:$A$26,1)))*(INDEX('Shultis Faw'!$E$2:$E$26,MATCH($C476,'Shultis Faw'!$A$2:$A$26,1)+1)-INDEX('Shultis Faw'!$E$2:$E$26,MATCH($C476,'Shultis Faw'!$A$2:$A$26,1)))/(INDEX('Shultis Faw'!$A$2:$A$26,MATCH($C476,'Shultis Faw'!$A$2:$A$26,1)+1)-INDEX('Shultis Faw'!$A$2:$A$26,MATCH($C476,'Shultis Faw'!$A$2:$A$26,1))),$C476*'Shultis Faw'!$E$2/'Shultis Faw'!$A$2)","v":5.62737616E-2},{"$f":"_xlfn.IFNA(INDEX('Shultis Faw'!$F$2:$F$26,MATCH($C476,'Shultis Faw'!$A$2:$A$26,1))+($C476-INDEX('Shultis Faw'!$A$2:$A$26,MATCH($C476,'Shultis Faw'!$A$2:$A$26,1)))*(INDEX('Shultis Faw'!$F$2:$F$26,MATCH($C476,'Shultis Faw'!$A$2:$A$26,1)+1)-INDEX('Shultis Faw'!$F$2:$F$26,MATCH($C476,'Shultis Faw'!$A$2:$A$26,1)))/(INDEX('Shultis Faw'!$A$2:$A$26,MATCH($C476,'Shultis Faw'!$A$2:$A$26,1)+1)-INDEX('Shultis Faw'!$A$2:$A$26,MATCH($C476,'Shultis Faw'!$A$2:$A$26,1))),$C476*'Shultis Faw'!$F$2/'Shultis Faw'!$A$2)","v":14.29925744},{"$f":"J476*(H476*'Externe blootstelling'!$D$23/2)^K476+L476*(TANH(((H476*'Externe blootstelling'!$D$23)/(2*M476))-2)-TANH(-2))/(1-TANH(-2))","v":1.7070296304617025},{"$f":"IF(N476=1,1+(I476-1)*H476*'Externe blootstelling'!$D$23/2,1+(I476-1)*(N476^(H476*'Externe blootstelling'!$D$23/2)-1)/(N476-1))","v":3.694334292747377},{"$f":"G476*EXP(-H476*'Externe blootstelling'!$D$23/2)*O476","v":4.4923961145742708E-2}]
[null,null,null,null,null,null,null,null,null,null,null,null,null,null,null,null,{"$f":"SUM(P429:P476)/SUM(G429:G476)","v":0.99365734618278556}]
[]
["186Re","X-ray",9.5320999999999999E-3,{"$f":"C479*1000000*1.6E-19","v":1.5251359999999999E-15},0.02,{"$f":"_xlfn.IFNA(INDEX('hp (pSv cm2)'!$B$2:$B$52,MATCH($C479,'hp (pSv cm2)'!$A$2:$A$52,1))+($C479-INDEX('hp (pSv cm2)'!$A$2:$A$52,MATCH($C479,'hp (pSv cm2)'!$A$2:$A$52,1)))*(INDEX('hp (pSv cm2)'!$B$2:$B$52,MATCH($C479,'hp (pSv cm2)'!$A$2:$A$52,1)+1)-INDEX('hp (pSv cm2)'!$B$2:$B$52,MATCH($C479,'hp (pSv cm2)'!$A$2:$A$52,1)))/(INDEX('hp (pSv cm2)'!$A$2:$A$52,MATCH($C479,'hp (pSv cm2)'!$A$2:$A$52,1)+1)-INDEX('hp (pSv cm2)'!$A$2:$A$52,MATCH($C479,'hp (pSv cm2)'!$A$2:$A$52,1))),$C479*'hp (pSv cm2)'!$B$2/'hp (pSv cm2)'!$A$2)","v":5.9375950000000011E-2},{"$f":"F479*E479","v":1.1875190000000002E-3},{"$f":"_xlfn.IFNA(0.997*(INDEX('Mass attenuation coefficients'!$B$2:$B$37,MATCH($C479,'Mass attenuation coefficients'!$A$2:$A$37,1))+($C479-INDEX('Mass attenuation coefficients'!$A$2:$A$37,MATCH($C479,'Mass attenuation coefficients'!$A$2:$A$37,1)))*(INDEX('Mass attenuation coefficients'!$B$2:$B$37,MATCH($C479,'Mass attenuation coefficients'!$A$2:$A$37,1)+1)-INDEX('Mass attenuation coefficients'!$B$2:$B$37,MATCH($C479,'Mass attenuation coefficients'!$A$2:$A$37,1)))/(INDEX('Mass attenuation coefficients'!$A$2:$A$37,MATCH($C479,'Mass attenuation coefficients'!$A$2:$A$37,1)+1)-INDEX('Mass attenuation coefficients'!$A$2:$A$37,MATCH($C479,'Mass attenuation coefficients'!$A$2:$A$37,1)))),0.997*$C479*'Mass attenuation coefficients'!$B$2/'Mass attenuation coefficients'!$A$2)","v":6.48881692415},{"$f":"_xlfn.IFNA(INDEX('Shultis Faw'!$C$2:$C$26,MATCH($C479,'Shultis Faw'!$A$2:$A$26,1))+($C479-INDEX('Shultis Faw'!$A$2:$A$26,MATCH($C479,'Shultis Faw'!$A$2:$A$26,1)))*(INDEX('Shultis Faw'!$C$2:$C$26,MATCH($C479,'Shultis Faw'!$A$2:$A$26,1)+1)-INDEX('Shultis Faw'!$C$2:$C$26,MATCH($C479,'Shultis Faw'!$A$2:$A$26,1)))/(INDEX('Shultis Faw'!$A$2:$A$26,MATCH($C479,'Shultis Faw'!$A$2:$A$26,1)+1)-INDEX('Shultis Faw'!$A$2:$A$26,MATCH($C479,'Shultis Faw'!$A$2:$A$26,1))),$C479*'Shultis Faw'!$C$2/'Shultis Faw'!$A$2)","v":0.75112948000000002},{"$f":"_xlfn.IFNA(INDEX('Shultis Faw'!$D$2:$D$26,MATCH($C479,'Shultis Faw'!$A$2:$A$26,1))+($C479-INDEX('Shultis Faw'!$A$2:$A$26,MATCH($C479,'Shultis Faw'!$A$2:$A$26,1)))*(INDEX('Shultis Faw'!$D$2:$D$26,MATCH($C479,'Shultis Faw'!$A$2:$A$26,1)+1)-INDEX('Shultis Faw'!$D$2:$D$26,MATCH($C479,'Shultis Faw'!$A$2:$A$26,1)))/(INDEX('Shultis Faw'!$A$2:$A$26,MATCH($C479,'Shultis Faw'!$A$2:$A$26,1)+1)-INDEX('Shultis Faw'!$A$2:$A$26,MATCH($C479,'Shultis Faw'!$A$2:$A$26,1))),$C479*'Shultis Faw'!$D$2/'Shultis Faw'!$A$2)","v":0.29422415333333335},{"$f":"_xlfn.IFNA(INDEX('Shultis Faw'!$B$2:$B$26,MATCH($C479,'Shultis Faw'!$A$2:$A$26,1))+($C479-INDEX('Shultis Faw'!$A$2:$A$26,MATCH($C479,'Shultis Faw'!$A$2:$A$26,1)))*(INDEX('Shultis Faw'!$B$2:$B$26,MATCH($C479,'Shultis Faw'!$A$2:$A$26,1)+1)-INDEX('Shultis Faw'!$B$2:$B$26,MATCH($C479,'Shultis Faw'!$A$2:$A$26,1)))/(INDEX('Shultis Faw'!$A$2:$A$26,MATCH($C479,'Shultis Faw'!$A$2:$A$26,1)+1)-INDEX('Shultis Faw'!$A$2:$A$26,MATCH($C479,'Shultis Faw'!$A$2:$A$26,1))),$C479*'Shultis Faw'!$B$2/'Shultis Faw'!$A$2)","v":0.10930141333333332},{"$f":"_xlfn.IFNA(INDEX('Shultis Faw'!$E$2:$E$26,MATCH($C479,'Shultis Faw'!$A$2:$A$26,1))+($C479-INDEX('Shultis Faw'!$A$2:$A$26,MATCH($C479,'Shultis Faw'!$A$2:$A$26,1)))*(INDEX('Shultis Faw'!$E$2:$E$26,MATCH($C479,'Shultis Faw'!$A$2:$A$26,1)+1)-INDEX('Shultis Faw'!$E$2:$E$26,MATCH($C479,'Shultis Faw'!$A$2:$A$26,1)))/(INDEX('Shultis Faw'!$A$2:$A$26,MATCH($C479,'Shultis Faw'!$A$2:$A$26,1)+1)-INDEX('Shultis Faw'!$A$2:$A$26,MATCH($C479,'Shultis Faw'!$A$2:$A$26,1))),$C479*'Shultis Faw'!$E$2/'Shultis Faw'!$A$2)","v":-5.7700978666666673E-2},{"$f":"_xlfn.IFNA(INDEX('Shultis Faw'!$F$2:$F$26,MATCH($C479,'Shultis Faw'!$A$2:$A$26,1))+($C479-INDEX('Shultis Faw'!$A$2:$A$26,MATCH($C479,'Shultis Faw'!$A$2:$A$26,1)))*(INDEX('Shultis Faw'!$F$2:$F$26,MATCH($C479,'Shultis Faw'!$A$2:$A$26,1)+1)-INDEX('Shultis Faw'!$F$2:$F$26,MATCH($C479,'Shultis Faw'!$A$2:$A$26,1)))/(INDEX('Shultis Faw'!$A$2:$A$26,MATCH($C479,'Shultis Faw'!$A$2:$A$26,1)+1)-INDEX('Shultis Faw'!$A$2:$A$26,MATCH($C479,'Shultis Faw'!$A$2:$A$26,1))),$C479*'Shultis Faw'!$F$2/'Shultis Faw'!$A$2)","v":9.0427855333333351},{"$f":"J479*(H479*'Externe blootstelling'!$D$23/2)^K479+L479*(TANH(((H479*'Externe blootstelling'!$D$23)/(2*M479))-2)-TANH(-2))/(1-TANH(-2))","v":0.4275848388220318},{"$f":"IF(N479=1,1+(I479-1)*H479*'Externe blootstelling'!$D$23/2,1+(I479-1)*(N479^(H479*'Externe blootstelling'!$D$23/2)-1)/(N479-1))","v":0.56522723911111739},{"$f":"G479*EXP(-H479*'Externe blootstelling'!$D$23/2)*O479","v":3.5975172606183047E-46}]
[null,"X-ray",1.0160850000000001E-2,1.625736E-15,2.9900000000000003E-2,{"$f":"_xlfn.IFNA(INDEX('hp (pSv cm2)'!$B$2:$B$52,MATCH($C480,'hp (pSv cm2)'!$A$2:$A$52,1))+($C480-INDEX('hp (pSv cm2)'!$A$2:$A$52,MATCH($C480,'hp (pSv cm2)'!$A$2:$A$52,1)))*(INDEX('hp (pSv cm2)'!$B$2:$B$52,MATCH($C480,'hp (pSv cm2)'!$A$2:$A$52,1)+1)-INDEX('hp (pSv cm2)'!$B$2:$B$52,MATCH($C480,'hp (pSv cm2)'!$A$2:$A$52,1)))/(INDEX('hp (pSv cm2)'!$A$2:$A$52,MATCH($C480,'hp (pSv cm2)'!$A$2:$A$52,1)+1)-INDEX('hp (pSv cm2)'!$A$2:$A$52,MATCH($C480,'hp (pSv cm2)'!$A$2:$A$52,1))),$C480*'hp (pSv cm2)'!$B$2/'hp (pSv cm2)'!$A$2)","v":7.143551250000002E-2},2.1359218237500008E-3,{"$f":"_xlfn.IFNA(0.997*(INDEX('Mass attenuation coefficients'!$B$2:$B$37,MATCH($C480,'Mass attenuation coefficients'!$A$2:$A$37,1))+($C480-INDEX('Mass attenuation coefficients'!$A$2:$A$37,MATCH($C480,'Mass attenuation coefficients'!$A$2:$A$37,1)))*(INDEX('Mass attenuation coefficients'!$B$2:$B$37,MATCH($C480,'Mass attenuation coefficients'!$A$2:$A$37,1)+1)-INDEX('Mass attenuation coefficients'!$B$2:$B$37,MATCH($C480,'Mass attenuation coefficients'!$A$2:$A$37,1)))/(INDEX('Mass attenuation coefficients'!$A$2:$A$37,MATCH($C480,'Mass attenuation coefficients'!$A$2:$A$37,1)+1)-INDEX('Mass attenuation coefficients'!$A$2:$A$37,MATCH($C480,'Mass attenuation coefficients'!$A$2:$A$37,1)))),0.997*$C480*'Mass attenuation coefficients'!$B$2/'Mass attenuation coefficients'!$A$2)","v":5.1957523205599987},{"$f":"_xlfn.IFNA(INDEX('Shultis Faw'!$C$2:$C$26,MATCH($C480,'Shultis Faw'!$A$2:$A$26,1))+($C480-INDEX('Shultis Faw'!$A$2:$A$26,MATCH($C480,'Shultis Faw'!$A$2:$A$26,1)))*(INDEX('Shultis Faw'!$C$2:$C$26,MATCH($C480,'Shultis Faw'!$A$2:$A$26,1)+1)-INDEX('Shultis Faw'!$C$2:$C$26,MATCH($C480,'Shultis Faw'!$A$2:$A$26,1)))/(INDEX('Shultis Faw'!$A$2:$A$26,MATCH($C480,'Shultis Faw'!$A$2:$A$26,1)+1)-INDEX('Shultis Faw'!$A$2:$A$26,MATCH($C480,'Shultis Faw'!$A$2:$A$26,1))),$C480*'Shultis Faw'!$C$2/'Shultis Faw'!$A$2)","v":0.80067498000000015},{"$f":"_xlfn.IFNA(INDEX('Shultis Faw'!$D$2:$D$26,MATCH($C480,'Shultis Faw'!$A$2:$A$26,1))+($C480-INDEX('Shultis Faw'!$A$2:$A$26,MATCH($C480,'Shultis Faw'!$A$2:$A$26,1)))*(INDEX('Shultis Faw'!$D$2:$D$26,MATCH($C480,'Shultis Faw'!$A$2:$A$26,1)+1)-INDEX('Shultis Faw'!$D$2:$D$26,MATCH($C480,'Shultis Faw'!$A$2:$A$26,1)))/(INDEX('Shultis Faw'!$A$2:$A$26,MATCH($C480,'Shultis Faw'!$A$2:$A$26,1)+1)-INDEX('Shultis Faw'!$A$2:$A$26,MATCH($C480,'Shultis Faw'!$A$2:$A$26,1))),$C480*'Shultis Faw'!$D$2/'Shultis Faw'!$A$2)","v":0.31363157000000003},{"$f":"_xlfn.IFNA(INDEX('Shultis Faw'!$B$2:$B$26,MATCH($C480,'Shultis Faw'!$A$2:$A$26,1))+($C480-INDEX('Shultis Faw'!$A$2:$A$26,MATCH($C480,'Shultis Faw'!$A$2:$A$26,1)))*(INDEX('Shultis Faw'!$B$2:$B$26,MATCH($C480,'Shultis Faw'!$A$2:$A$26,1)+1)-INDEX('Shultis Faw'!$B$2:$B$26,MATCH($C480,'Shultis Faw'!$A$2:$A$26,1)))/(INDEX('Shultis Faw'!$A$2:$A$26,MATCH($C480,'Shultis Faw'!$A$2:$A$26,1)+1)-INDEX('Shultis Faw'!$A$2:$A$26,MATCH($C480,'Shultis Faw'!$A$2:$A$26,1))),$C480*'Shultis Faw'!$B$2/'Shultis Faw'!$A$2)","v":0.11651108},{"$f":"_xlfn.IFNA(INDEX('Shultis Faw'!$E$2:$E$26,MATCH($C480,'Shultis Faw'!$A$2:$A$26,1))+($C480-INDEX('Shultis Faw'!$A$2:$A$26,MATCH($C480,'Shultis Faw'!$A$2:$A$26,1)))*(INDEX('Shultis Faw'!$E$2:$E$26,MATCH($C480,'Shultis Faw'!$A$2:$A$26,1)+1)-INDEX('Shultis Faw'!$E$2:$E$26,MATCH($C480,'Shultis Faw'!$A$2:$A$26,1)))/(INDEX('Shultis Faw'!$A$2:$A$26,MATCH($C480,'Shultis Faw'!$A$2:$A$26,1)+1)-INDEX('Shultis Faw'!$A$2:$A$26,MATCH($C480,'Shultis Faw'!$A$2:$A$26,1))),$C480*'Shultis Faw'!$E$2/'Shultis Faw'!$A$2)","v":-6.1507012000000007E-2},{"$f":"_xlfn.IFNA(INDEX('Shultis Faw'!$F$2:$F$26,MATCH($C480,'Shultis Faw'!$A$2:$A$26,1))+($C480-INDEX('Shultis Faw'!$A$2:$A$26,MATCH($C480,'Shultis Faw'!$A$2:$A$26,1)))*(INDEX('Shultis Faw'!$F$2:$F$26,MATCH($C480,'Shultis Faw'!$A$2:$A$26,1)+1)-INDEX('Shultis Faw'!$F$2:$F$26,MATCH($C480,'Shultis Faw'!$A$2:$A$26,1)))/(INDEX('Shultis Faw'!$A$2:$A$26,MATCH($C480,'Shultis Faw'!$A$2:$A$26,1)+1)-INDEX('Shultis Faw'!$A$2:$A$26,MATCH($C480,'Shultis Faw'!$A$2:$A$26,1))),$C480*'Shultis Faw'!$F$2/'Shultis Faw'!$A$2)","v":9.6392597000000002},{"$f":"J480*(H480*'Externe blootstelling'!$D$23/2)^K480+L480*(TANH(((H480*'Externe blootstelling'!$D$23)/(2*M480))-2)-TANH(-2))/(1-TANH(-2))","v":0.45948213695894008},{"$f":"IF(N480=1,1+(I480-1)*H480*'Externe blootstelling'!$D$23/2,1+(I480-1)*(N480^(H480*'Externe blootstelling'!$D$23/2)-1)/(N480-1))","v":0.6312332419902682},{"$f":"G480*EXP(-H480*'Externe blootstelling'!$D$23/2)*O480","v":1.916358610698697E-37}]
[null,"X-ray",5.7982300000000001E-2,9.2771679999999996E-15,1.736E-2,{"$f":"_xlfn.IFNA(INDEX('hp (pSv cm2)'!$B$2:$B$52,MATCH($C481,'hp (pSv cm2)'!$A$2:$A$52,1))+($C481-INDEX('hp (pSv cm2)'!$A$2:$A$52,MATCH($C481,'hp (pSv cm2)'!$A$2:$A$52,1)))*(INDEX('hp (pSv cm2)'!$B$2:$B$52,MATCH($C481,'hp (pSv cm2)'!$A$2:$A$52,1)+1)-INDEX('hp (pSv cm2)'!$B$2:$B$52,MATCH($C481,'hp (pSv cm2)'!$A$2:$A$52,1)))/(INDEX('hp (pSv cm2)'!$A$2:$A$52,MATCH($C481,'hp (pSv cm2)'!$A$2:$A$52,1)+1)-INDEX('hp (pSv cm2)'!$A$2:$A$52,MATCH($C481,'hp (pSv cm2)'!$A$2:$A$52,1))),$C481*'hp (pSv cm2)'!$B$2/'hp (pSv cm2)'!$A$2)","v":0.38496459999999999},6.6829854559999997E-3,{"$f":"_xlfn.IFNA(0.997*(INDEX('Mass attenuation coefficients'!$B$2:$B$37,MATCH($C481,'Mass attenuation coefficients'!$A$2:$A$37,1))+($C481-INDEX('Mass attenuation coefficients'!$A$2:$A$37,MATCH($C481,'Mass attenuation coefficients'!$A$2:$A$37,1)))*(INDEX('Mass attenuation coefficients'!$B$2:$B$37,MATCH($C481,'Mass attenuation coefficients'!$A$2:$A$37,1)+1)-INDEX('Mass attenuation coefficients'!$B$2:$B$37,MATCH($C481,'Mass attenuation coefficients'!$A$2:$A$37,1)))/(INDEX('Mass attenuation coefficients'!$A$2:$A$37,MATCH($C481,'Mass attenuation coefficients'!$A$2:$A$37,1)+1)-INDEX('Mass attenuation coefficients'!$A$2:$A$37,MATCH($C481,'Mass attenuation coefficients'!$A$2:$A$37,1)))),0.997*$C481*'Mass attenuation coefficients'!$B$2/'Mass attenuation coefficients'!$A$2)","v":0.20950675848999997},{"$f":"_xlfn.IFNA(INDEX('Shultis Faw'!$C$2:$C$26,MATCH($C481,'Shultis Faw'!$A$2:$A$26,1))+($C481-INDEX('Shultis Faw'!$A$2:$A$26,MATCH($C481,'Shultis Faw'!$A$2:$A$26,1)))*(INDEX('Shultis Faw'!$C$2:$C$26,MATCH($C481,'Shultis Faw'!$A$2:$A$26,1)+1)-INDEX('Shultis Faw'!$C$2:$C$26,MATCH($C481,'Shultis Faw'!$A$2:$A$26,1)))/(INDEX('Shultis Faw'!$A$2:$A$26,MATCH($C481,'Shultis Faw'!$A$2:$A$26,1)+1)-INDEX('Shultis Faw'!$A$2:$A$26,MATCH($C481,'Shultis Faw'!$A$2:$A$26,1))),$C481*'Shultis Faw'!$C$2/'Shultis Faw'!$A$2)","v":4.8776760599999998},{"$f":"_xlfn.IFNA(INDEX('Shultis Faw'!$D$2:$D$26,MATCH($C481,'Shultis Faw'!$A$2:$A$26,1))+($C481-INDEX('Shultis Faw'!$A$2:$A$26,MATCH($C481,'Shultis Faw'!$A$2:$A$26,1)))*(INDEX('Shultis Faw'!$D$2:$D$26,MATCH($C481,'Shultis Faw'!$A$2:$A$26,1)+1)-INDEX('Shultis Faw'!$D$2:$D$26,MATCH($C481,'Shultis Faw'!$A$2:$A$26,1)))/(INDEX('Shultis Faw'!$A$2:$A$26,MATCH($C481,'Shultis Faw'!$A$2:$A$26,1)+1)-INDEX('Shultis Faw'!$A$2:$A$26,MATCH($C481,'Shultis Faw'!$A$2:$A$26,1))),$C481*'Shultis Faw'!$D$2/'Shultis Faw'!$A$2)","v":1.6749167900000002},{"$f":"_xlfn.IFNA(INDEX('Shultis Faw'!$B$2:$B$26,MATCH($C481,'Shultis Faw'!$A$2:$A$26,1))+($C481-INDEX('Shultis Faw'!$A$2:$A$26,MATCH($C481,'Shultis Faw'!$A$2:$A$26,1)))*(INDEX('Shultis Faw'!$B$2:$B$26,MATCH($C481,'Shultis Faw'!$A$2:$A$26,1)+1)-INDEX('Shultis Faw'!$B$2:$B$26,MATCH($C481,'Shultis Faw'!$A$2:$A$26,1)))/(INDEX('Shultis Faw'!$A$2:$A$26,MATCH($C481,'Shultis Faw'!$A$2:$A$26,1)+1)-INDEX('Shultis Faw'!$A$2:$A$26,MATCH($C481,'Shultis Faw'!$A$2:$A$26,1))),$C481*'Shultis Faw'!$B$2/'Shultis Faw'!$A$2)","v":-0.11752566},{"$f":"_xlfn.IFNA(INDEX('Shultis Faw'!$E$2:$E$26,MATCH($C481,'Shultis Faw'!$A$2:$A$26,1))+($C481-INDEX('Shultis Faw'!$A$2:$A$26,MATCH($C481,'Shultis Faw'!$A$2:$A$26,1)))*(INDEX('Shultis Faw'!$E$2:$E$26,MATCH($C481,'Shultis Faw'!$A$2:$A$26,1)+1)-INDEX('Shultis Faw'!$E$2:$E$26,MATCH($C481,'Shultis Faw'!$A$2:$A$26,1)))/(INDEX('Shultis Faw'!$A$2:$A$26,MATCH($C481,'Shultis Faw'!$A$2:$A$26,1)+1)-INDEX('Shultis Faw'!$A$2:$A$26,MATCH($C481,'Shultis Faw'!$A$2:$A$26,1))),$C481*'Shultis Faw'!$E$2/'Shultis Faw'!$A$2)","v":5.1661060000000002E-2},{"$f":"_xlfn.IFNA(INDEX('Shultis Faw'!$F$2:$F$26,MATCH($C481,'Shultis Faw'!$A$2:$A$26,1))+($C481-INDEX('Shultis Faw'!$A$2:$A$26,MATCH($C481,'Shultis Faw'!$A$2:$A$26,1)))*(INDEX('Shultis Faw'!$F$2:$F$26,MATCH($C481,'Shultis Faw'!$A$2:$A$26,1)+1)-INDEX('Shultis Faw'!$F$2:$F$26,MATCH($C481,'Shultis Faw'!$A$2:$A$26,1)))/(INDEX('Shultis Faw'!$A$2:$A$26,MATCH($C481,'Shultis Faw'!$A$2:$A$26,1)+1)-INDEX('Shultis Faw'!$A$2:$A$26,MATCH($C481,'Shultis Faw'!$A$2:$A$26,1))),$C481*'Shultis Faw'!$F$2/'Shultis Faw'!$A$2)","v":13.635964599999999},{"$f":"J481*(H481*'Externe blootstelling'!$D$23/2)^K481+L481*(TANH(((H481*'Externe blootstelling'!$D$23)/(2*M481))-2)-TANH(-2))/(1-TANH(-2))","v":1.464565063777123},{"$f":"IF(N481=1,1+(I481-1)*H481*'Externe blootstelling'!$D$23/2,1+(I481-1)*(N481^(H481*'Externe blootstelling'!$D$23/2)-1)/(N481-1))","v":20.340446983845133},{"$f":"G481*EXP(-H481*'Externe blootstelling'!$D$23/2)*O481","v":5.8683576104168727E-3}]
[null,"X-ray",5.9318900000000001E-2,9.4910239999999994E-15,3.0200000000000001E-2,{"$f":"_xlfn.IFNA(INDEX('hp (pSv cm2)'!$B$2:$B$52,MATCH($C482,'hp (pSv cm2)'!$A$2:$A$52,1))+($C482-INDEX('hp (pSv cm2)'!$A$2:$A$52,MATCH($C482,'hp (pSv cm2)'!$A$2:$A$52,1)))*(INDEX('hp (pSv cm2)'!$B$2:$B$52,MATCH($C482,'hp (pSv cm2)'!$A$2:$A$52,1)+1)-INDEX('hp (pSv cm2)'!$B$2:$B$52,MATCH($C482,'hp (pSv cm2)'!$A$2:$A$52,1)))/(INDEX('hp (pSv cm2)'!$A$2:$A$52,MATCH($C482,'hp (pSv cm2)'!$A$2:$A$52,1)+1)-INDEX('hp (pSv cm2)'!$A$2:$A$52,MATCH($C482,'hp (pSv cm2)'!$A$2:$A$52,1))),$C482*'hp (pSv cm2)'!$B$2/'hp (pSv cm2)'!$A$2)","v":0.38763780000000003},1.1706661560000001E-2,{"$f":"_xlfn.IFNA(0.997*(INDEX('Mass attenuation coefficients'!$B$2:$B$37,MATCH($C482,'Mass attenuation coefficients'!$A$2:$A$37,1))+($C482-INDEX('Mass attenuation coefficients'!$A$2:$A$37,MATCH($C482,'Mass attenuation coefficients'!$A$2:$A$37,1)))*(INDEX('Mass attenuation coefficients'!$B$2:$B$37,MATCH($C482,'Mass attenuation coefficients'!$A$2:$A$37,1)+1)-INDEX('Mass attenuation coefficients'!$B$2:$B$37,MATCH($C482,'Mass attenuation coefficients'!$A$2:$A$37,1)))/(INDEX('Mass attenuation coefficients'!$A$2:$A$37,MATCH($C482,'Mass attenuation coefficients'!$A$2:$A$37,1)+1)-INDEX('Mass attenuation coefficients'!$A$2:$A$37,MATCH($C482,'Mass attenuation coefficients'!$A$2:$A$37,1)))),0.997*$C482*'Mass attenuation coefficients'!$B$2/'Mass attenuation coefficients'!$A$2)","v":0.20670831906999998},{"$f":"_xlfn.IFNA(INDEX('Shultis Faw'!$C$2:$C$26,MATCH($C482,'Shultis Faw'!$A$2:$A$26,1))+($C482-INDEX('Shultis Faw'!$A$2:$A$26,MATCH($C482,'Shultis Faw'!$A$2:$A$26,1)))*(INDEX('Shultis Faw'!$C$2:$C$26,MATCH($C482,'Shultis Faw'!$A$2:$A$26,1)+1)-INDEX('Shultis Faw'!$C$2:$C$26,MATCH($C482,'Shultis Faw'!$A$2:$A$26,1)))/(INDEX('Shultis Faw'!$A$2:$A$26,MATCH($C482,'Shultis Faw'!$A$2:$A$26,1)+1)-INDEX('Shultis Faw'!$A$2:$A$26,MATCH($C482,'Shultis Faw'!$A$2:$A$26,1))),$C482*'Shultis Faw'!$C$2/'Shultis Faw'!$A$2)","v":4.9474465799999994},{"$f":"_xlfn.IFNA(INDEX('Shultis Faw'!$D$2:$D$26,MATCH($C482,'Shultis Faw'!$A$2:$A$26,1))+($C482-INDEX('Shultis Faw'!$A$2:$A$26,MATCH($C482,'Shultis Faw'!$A$2:$A$26,1)))*(INDEX('Shultis Faw'!$D$2:$D$26,MATCH($C482,'Shultis Faw'!$A$2:$A$26,1)+1)-INDEX('Shultis Faw'!$D$2:$D$26,MATCH($C482,'Shultis Faw'!$A$2:$A$26,1)))/(INDEX('Shultis Faw'!$A$2:$A$26,MATCH($C482,'Shultis Faw'!$A$2:$A$26,1)+1)-INDEX('Shultis Faw'!$A$2:$A$26,MATCH($C482,'Shultis Faw'!$A$2:$A$26,1))),$C482*'Shultis Faw'!$D$2/'Shultis Faw'!$A$2)","v":1.7114059699999999},{"$f":"_xlfn.IFNA(INDEX('Shultis Faw'!$B$2:$B$26,MATCH($C482,'Shultis Faw'!$A$2:$A$26,1))+($C482-INDEX('Shultis Faw'!$A$2:$A$26,MATCH($C482,'Shultis Faw'!$A$2:$A$26,1)))*(INDEX('Shultis Faw'!$B$2:$B$26,MATCH($C482,'Shultis Faw'!$A$2:$A$26,1)+1)-INDEX('Shultis Faw'!$B$2:$B$26,MATCH($C482,'Shultis Faw'!$A$2:$A$26,1)))/(INDEX('Shultis Faw'!$A$2:$A$26,MATCH($C482,'Shultis Faw'!$A$2:$A$26,1)+1)-INDEX('Shultis Faw'!$A$2:$A$26,MATCH($C482,'Shultis Faw'!$A$2:$A$26,1))),$C482*'Shultis Faw'!$B$2/'Shultis Faw'!$A$2)","v":-0.12313938000000002},{"$f":"_xlfn.IFNA(INDEX('Shultis Faw'!$E$2:$E$26,MATCH($C482,'Shultis Faw'!$A$2:$A$26,1))+($C482-INDEX('Shultis Faw'!$A$2:$A$26,MATCH($C482,'Shultis Faw'!$A$2:$A$26,1)))*(INDEX('Shultis Faw'!$E$2:$E$26,MATCH($C482,'Shultis Faw'!$A$2:$A$26,1)+1)-INDEX('Shultis Faw'!$E$2:$E$26,MATCH($C482,'Shultis Faw'!$A$2:$A$26,1)))/(INDEX('Shultis Faw'!$A$2:$A$26,MATCH($C482,'Shultis Faw'!$A$2:$A$26,1)+1)-INDEX('Shultis Faw'!$A$2:$A$26,MATCH($C482,'Shultis Faw'!$A$2:$A$26,1))),$C482*'Shultis Faw'!$E$2/'Shultis Faw'!$A$2)","v":5.4601580000000004E-2},{"$f":"_xlfn.IFNA(INDEX('Shultis Faw'!$F$2:$F$26,MATCH($C482,'Shultis Faw'!$A$2:$A$26,1))+($C482-INDEX('Shultis Faw'!$A$2:$A$26,MATCH($C482,'Shultis Faw'!$A$2:$A$26,1)))*(INDEX('Shultis Faw'!$F$2:$F$26,MATCH($C482,'Shultis Faw'!$A$2:$A$26,1)+1)-INDEX('Shultis Faw'!$F$2:$F$26,MATCH($C482,'Shultis Faw'!$A$2:$A$26,1)))/(INDEX('Shultis Faw'!$A$2:$A$26,MATCH($C482,'Shultis Faw'!$A$2:$A$26,1)+1)-INDEX('Shultis Faw'!$A$2:$A$26,MATCH($C482,'Shultis Faw'!$A$2:$A$26,1))),$C482*'Shultis Faw'!$F$2/'Shultis Faw'!$A$2)","v":13.6386378},{"$f":"J482*(H482*'Externe blootstelling'!$D$23/2)^K482+L482*(TANH(((H482*'Externe blootstelling'!$D$23)/(2*M482))-2)-TANH(-2))/(1-TANH(-2))","v":1.4893593238085463},{"$f":"IF(N482=1,1+(I482-1)*H482*'Externe blootstelling'!$D$23/2,1+(I482-1)*(N482^(H482*'Externe blootstelling'!$D$23/2)-1)/(N482-1))","v":20.672701127961155},{"$f":"G482*EXP(-H482*'Externe blootstelling'!$D$23/2)*O482","v":1.0895472126012743E-2}]
[null,"X-ray",6.1487299999999995E-2,9.8379679999999988E-15,1.1299999999999999E-2,{"$f":"_xlfn.IFNA(INDEX('hp (pSv cm2)'!$B$2:$B$52,MATCH($C483,'hp (pSv cm2)'!$A$2:$A$52,1))+($C483-INDEX('hp (pSv cm2)'!$A$2:$A$52,MATCH($C483,'hp (pSv cm2)'!$A$2:$A$52,1)))*(INDEX('hp (pSv cm2)'!$B$2:$B$52,MATCH($C483,'hp (pSv cm2)'!$A$2:$A$52,1)+1)-INDEX('hp (pSv cm2)'!$B$2:$B$52,MATCH($C483,'hp (pSv cm2)'!$A$2:$A$52,1)))/(INDEX('hp (pSv cm2)'!$A$2:$A$52,MATCH($C483,'hp (pSv cm2)'!$A$2:$A$52,1)+1)-INDEX('hp (pSv cm2)'!$A$2:$A$52,MATCH($C483,'hp (pSv cm2)'!$A$2:$A$52,1))),$C483*'hp (pSv cm2)'!$B$2/'hp (pSv cm2)'!$A$2)","v":0.39227205999999998},4.4326742779999991E-3,{"$f":"_xlfn.IFNA(0.997*(INDEX('Mass attenuation coefficients'!$B$2:$B$37,MATCH($C483,'Mass attenuation coefficients'!$A$2:$A$37,1))+($C483-INDEX('Mass attenuation coefficients'!$A$2:$A$37,MATCH($C483,'Mass attenuation coefficients'!$A$2:$A$37,1)))*(INDEX('Mass attenuation coefficients'!$B$2:$B$37,MATCH($C483,'Mass attenuation coefficients'!$A$2:$A$37,1)+1)-INDEX('Mass attenuation coefficients'!$B$2:$B$37,MATCH($C483,'Mass attenuation coefficients'!$A$2:$A$37,1)))/(INDEX('Mass attenuation coefficients'!$A$2:$A$37,MATCH($C483,'Mass attenuation coefficients'!$A$2:$A$37,1)+1)-INDEX('Mass attenuation coefficients'!$A$2:$A$37,MATCH($C483,'Mass attenuation coefficients'!$A$2:$A$37,1)))),0.997*$C483*'Mass attenuation coefficients'!$B$2/'Mass attenuation coefficients'!$A$2)","v":0.20363634970899999},{"$f":"_xlfn.IFNA(INDEX('Shultis Faw'!$C$2:$C$26,MATCH($C483,'Shultis Faw'!$A$2:$A$26,1))+($C483-INDEX('Shultis Faw'!$A$2:$A$26,MATCH($C483,'Shultis Faw'!$A$2:$A$26,1)))*(INDEX('Shultis Faw'!$C$2:$C$26,MATCH($C483,'Shultis Faw'!$A$2:$A$26,1)+1)-INDEX('Shultis Faw'!$C$2:$C$26,MATCH($C483,'Shultis Faw'!$A$2:$A$26,1)))/(INDEX('Shultis Faw'!$A$2:$A$26,MATCH($C483,'Shultis Faw'!$A$2:$A$26,1)+1)-INDEX('Shultis Faw'!$A$2:$A$26,MATCH($C483,'Shultis Faw'!$A$2:$A$26,1))),$C483*'Shultis Faw'!$C$2/'Shultis Faw'!$A$2)","v":4.9886517399999999},{"$f":"_xlfn.IFNA(INDEX('Shultis Faw'!$D$2:$D$26,MATCH($C483,'Shultis Faw'!$A$2:$A$26,1))+($C483-INDEX('Shultis Faw'!$A$2:$A$26,MATCH($C483,'Shultis Faw'!$A$2:$A$26,1)))*(INDEX('Shultis Faw'!$D$2:$D$26,MATCH($C483,'Shultis Faw'!$A$2:$A$26,1)+1)-INDEX('Shultis Faw'!$D$2:$D$26,MATCH($C483,'Shultis Faw'!$A$2:$A$26,1)))/(INDEX('Shultis Faw'!$A$2:$A$26,MATCH($C483,'Shultis Faw'!$A$2:$A$26,1)+1)-INDEX('Shultis Faw'!$A$2:$A$26,MATCH($C483,'Shultis Faw'!$A$2:$A$26,1))),$C483*'Shultis Faw'!$D$2/'Shultis Faw'!$A$2)","v":1.754466085},{"$f":"_xlfn.IFNA(INDEX('Shultis Faw'!$B$2:$B$26,MATCH($C483,'Shultis Faw'!$A$2:$A$26,1))+($C483-INDEX('Shultis Faw'!$A$2:$A$26,MATCH($C483,'Shultis Faw'!$A$2:$A$26,1)))*(INDEX('Shultis Faw'!$B$2:$B$26,MATCH($C483,'Shultis Faw'!$A$2:$A$26,1)+1)-INDEX('Shultis Faw'!$B$2:$B$26,MATCH($C483,'Shultis Faw'!$A$2:$A$26,1)))/(INDEX('Shultis Faw'!$A$2:$A$26,MATCH($C483,'Shultis Faw'!$A$2:$A$26,1)+1)-INDEX('Shultis Faw'!$A$2:$A$26,MATCH($C483,'Shultis Faw'!$A$2:$A$26,1))),$C483*'Shultis Faw'!$B$2/'Shultis Faw'!$A$2)","v":-0.12912332999999998},{"$f":"_xlfn.IFNA(INDEX('Shultis Faw'!$E$2:$E$26,MATCH($C483,'Shultis Faw'!$A$2:$A$26,1))+($C483-INDEX('Shultis Faw'!$A$2:$A$26,MATCH($C483,'Shultis Faw'!$A$2:$A$26,1)))*(INDEX('Shultis Faw'!$E$2:$E$26,MATCH($C483,'Shultis Faw'!$A$2:$A$26,1)+1)-INDEX('Shultis Faw'!$E$2:$E$26,MATCH($C483,'Shultis Faw'!$A$2:$A$26,1)))/(INDEX('Shultis Faw'!$A$2:$A$26,MATCH($C483,'Shultis Faw'!$A$2:$A$26,1)+1)-INDEX('Shultis Faw'!$A$2:$A$26,MATCH($C483,'Shultis Faw'!$A$2:$A$26,1))),$C483*'Shultis Faw'!$E$2/'Shultis Faw'!$A$2)","v":5.7654228499999995E-2},{"$f":"_xlfn.IFNA(INDEX('Shultis Faw'!$F$2:$F$26,MATCH($C483,'Shultis Faw'!$A$2:$A$26,1))+($C483-INDEX('Shultis Faw'!$A$2:$A$26,MATCH($C483,'Shultis Faw'!$A$2:$A$26,1)))*(INDEX('Shultis Faw'!$F$2:$F$26,MATCH($C483,'Shultis Faw'!$A$2:$A$26,1)+1)-INDEX('Shultis Faw'!$F$2:$F$26,MATCH($C483,'Shultis Faw'!$A$2:$A$26,1)))/(INDEX('Shultis Faw'!$A$2:$A$26,MATCH($C483,'Shultis Faw'!$A$2:$A$26,1)+1)-INDEX('Shultis Faw'!$A$2:$A$26,MATCH($C483,'Shultis Faw'!$A$2:$A$26,1))),$C483*'Shultis Faw'!$F$2/'Shultis Faw'!$A$2)","v":13.64223095},{"$f":"J483*(H483*'Externe blootstelling'!$D$23/2)^K483+L483*(TANH(((H483*'Externe blootstelling'!$D$23)/(2*M483))-2)-TANH(-2))/(1-TANH(-2))","v":1.519472461903066},{"$f":"IF(N483=1,1+(I483-1)*H483*'Externe blootstelling'!$D$23/2,1+(I483-1)*(N483^(H483*'Externe blootstelling'!$D$23/2)-1)/(N483-1))","v":20.880035573954327},{"$f":"G483*EXP(-H483*'Externe blootstelling'!$D$23/2)*O483","v":4.3633988111771689E-3}]
[null,"X-ray",6.3001100000000004E-2,1.0080176000000001E-14,1.9400000000000001E-2,{"$f":"_xlfn.IFNA(INDEX('hp (pSv cm2)'!$B$2:$B$52,MATCH($C484,'hp (pSv cm2)'!$A$2:$A$52,1))+($C484-INDEX('hp (pSv cm2)'!$A$2:$A$52,MATCH($C484,'hp (pSv cm2)'!$A$2:$A$52,1)))*(INDEX('hp (pSv cm2)'!$B$2:$B$52,MATCH($C484,'hp (pSv cm2)'!$A$2:$A$52,1)+1)-INDEX('hp (pSv cm2)'!$B$2:$B$52,MATCH($C484,'hp (pSv cm2)'!$A$2:$A$52,1)))/(INDEX('hp (pSv cm2)'!$A$2:$A$52,MATCH($C484,'hp (pSv cm2)'!$A$2:$A$52,1)+1)-INDEX('hp (pSv cm2)'!$A$2:$A$52,MATCH($C484,'hp (pSv cm2)'!$A$2:$A$52,1))),$C484*'hp (pSv cm2)'!$B$2/'hp (pSv cm2)'!$A$2)","v":0.39560242000000001},7.6746869480000006E-3,{"$f":"_xlfn.IFNA(0.997*(INDEX('Mass attenuation coefficients'!$B$2:$B$37,MATCH($C484,'Mass attenuation coefficients'!$A$2:$A$37,1))+($C484-INDEX('Mass attenuation coefficients'!$A$2:$A$37,MATCH($C484,'Mass attenuation coefficients'!$A$2:$A$37,1)))*(INDEX('Mass attenuation coefficients'!$B$2:$B$37,MATCH($C484,'Mass attenuation coefficients'!$A$2:$A$37,1)+1)-INDEX('Mass attenuation coefficients'!$B$2:$B$37,MATCH($C484,'Mass attenuation coefficients'!$A$2:$A$37,1)))/(INDEX('Mass attenuation coefficients'!$A$2:$A$37,MATCH($C484,'Mass attenuation coefficients'!$A$2:$A$37,1)+1)-INDEX('Mass attenuation coefficients'!$A$2:$A$37,MATCH($C484,'Mass attenuation coefficients'!$A$2:$A$37,1)))),0.997*$C484*'Mass attenuation coefficients'!$B$2/'Mass attenuation coefficients'!$A$2)","v":0.20196107266300001},{"$f":"_xlfn.IFNA(INDEX('Shultis Faw'!$C$2:$C$26,MATCH($C484,'Shultis Faw'!$A$2:$A$26,1))+($C484-INDEX('Shultis Faw'!$A$2:$A$26,MATCH($C484,'Shultis Faw'!$A$2:$A$26,1)))*(INDEX('Shultis Faw'!$C$2:$C$26,MATCH($C484,'Shultis Faw'!$A$2:$A$26,1)+1)-INDEX('Shultis Faw'!$C$2:$C$26,MATCH($C484,'Shultis Faw'!$A$2:$A$26,1)))/(INDEX('Shultis Faw'!$A$2:$A$26,MATCH($C484,'Shultis Faw'!$A$2:$A$26,1)+1)-INDEX('Shultis Faw'!$A$2:$A$26,MATCH($C484,'Shultis Faw'!$A$2:$A$26,1))),$C484*'Shultis Faw'!$C$2/'Shultis Faw'!$A$2)","v":4.9944041800000001},{"$f":"_xlfn.IFNA(INDEX('Shultis Faw'!$D$2:$D$26,MATCH($C484,'Shultis Faw'!$A$2:$A$26,1))+($C484-INDEX('Shultis Faw'!$A$2:$A$26,MATCH($C484,'Shultis Faw'!$A$2:$A$26,1)))*(INDEX('Shultis Faw'!$D$2:$D$26,MATCH($C484,'Shultis Faw'!$A$2:$A$26,1)+1)-INDEX('Shultis Faw'!$D$2:$D$26,MATCH($C484,'Shultis Faw'!$A$2:$A$26,1)))/(INDEX('Shultis Faw'!$A$2:$A$26,MATCH($C484,'Shultis Faw'!$A$2:$A$26,1)+1)-INDEX('Shultis Faw'!$A$2:$A$26,MATCH($C484,'Shultis Faw'!$A$2:$A$26,1))),$C484*'Shultis Faw'!$D$2/'Shultis Faw'!$A$2)","v":1.7793680950000001},{"$f":"_xlfn.IFNA(INDEX('Shultis Faw'!$B$2:$B$26,MATCH($C484,'Shultis Faw'!$A$2:$A$26,1))+($C484-INDEX('Shultis Faw'!$A$2:$A$26,MATCH($C484,'Shultis Faw'!$A$2:$A$26,1)))*(INDEX('Shultis Faw'!$B$2:$B$26,MATCH($C484,'Shultis Faw'!$A$2:$A$26,1)+1)-INDEX('Shultis Faw'!$B$2:$B$26,MATCH($C484,'Shultis Faw'!$A$2:$A$26,1)))/(INDEX('Shultis Faw'!$A$2:$A$26,MATCH($C484,'Shultis Faw'!$A$2:$A$26,1)+1)-INDEX('Shultis Faw'!$A$2:$A$26,MATCH($C484,'Shultis Faw'!$A$2:$A$26,1))),$C484*'Shultis Faw'!$B$2/'Shultis Faw'!$A$2)","v":-0.13230231000000001},{"$f":"_xlfn.IFNA(INDEX('Shultis Faw'!$E$2:$E$26,MATCH($C484,'Shultis Faw'!$A$2:$A$26,1))+($C484-INDEX('Shultis Faw'!$A$2:$A$26,MATCH($C484,'Shultis Faw'!$A$2:$A$26,1)))*(INDEX('Shultis Faw'!$E$2:$E$26,MATCH($C484,'Shultis Faw'!$A$2:$A$26,1)+1)-INDEX('Shultis Faw'!$E$2:$E$26,MATCH($C484,'Shultis Faw'!$A$2:$A$26,1)))/(INDEX('Shultis Faw'!$A$2:$A$26,MATCH($C484,'Shultis Faw'!$A$2:$A$26,1)+1)-INDEX('Shultis Faw'!$A$2:$A$26,MATCH($C484,'Shultis Faw'!$A$2:$A$26,1))),$C484*'Shultis Faw'!$E$2/'Shultis Faw'!$A$2)","v":5.9236149500000002E-2},{"$f":"_xlfn.IFNA(INDEX('Shultis Faw'!$F$2:$F$26,MATCH($C484,'Shultis Faw'!$A$2:$A$26,1))+($C484-INDEX('Shultis Faw'!$A$2:$A$26,MATCH($C484,'Shultis Faw'!$A$2:$A$26,1)))*(INDEX('Shultis Faw'!$F$2:$F$26,MATCH($C484,'Shultis Faw'!$A$2:$A$26,1)+1)-INDEX('Shultis Faw'!$F$2:$F$26,MATCH($C484,'Shultis Faw'!$A$2:$A$26,1)))/(INDEX('Shultis Faw'!$A$2:$A$26,MATCH($C484,'Shultis Faw'!$A$2:$A$26,1)+1)-INDEX('Shultis Faw'!$A$2:$A$26,MATCH($C484,'Shultis Faw'!$A$2:$A$26,1))),$C484*'Shultis Faw'!$F$2/'Shultis Faw'!$A$2)","v":13.64450165},{"$f":"J484*(H484*'Externe blootstelling'!$D$23/2)^K484+L484*(TANH(((H484*'Externe blootstelling'!$D$23)/(2*M484))-2)-TANH(-2))/(1-TANH(-2))","v":1.5372606770667412},{"$f":"IF(N484=1,1+(I484-1)*H484*'Externe blootstelling'!$D$23/2,1+(I484-1)*(N484^(H484*'Externe blootstelling'!$D$23/2)-1)/(N484-1))","v":20.918109216716246},{"$f":"G484*EXP(-H484*'Externe blootstelling'!$D$23/2)*O484","v":7.7611201085520153E-3}]
[null,"X-ray",6.7287E-2,1.0765919999999999E-14,0.01,{"$f":"_xlfn.IFNA(INDEX('hp (pSv cm2)'!$B$2:$B$52,MATCH($C485,'hp (pSv cm2)'!$A$2:$A$52,1))+($C485-INDEX('hp (pSv cm2)'!$A$2:$A$52,MATCH($C485,'hp (pSv cm2)'!$A$2:$A$52,1)))*(INDEX('hp (pSv cm2)'!$B$2:$B$52,MATCH($C485,'hp (pSv cm2)'!$A$2:$A$52,1)+1)-INDEX('hp (pSv cm2)'!$B$2:$B$52,MATCH($C485,'hp (pSv cm2)'!$A$2:$A$52,1)))/(INDEX('hp (pSv cm2)'!$A$2:$A$52,MATCH($C485,'hp (pSv cm2)'!$A$2:$A$52,1)+1)-INDEX('hp (pSv cm2)'!$A$2:$A$52,MATCH($C485,'hp (pSv cm2)'!$A$2:$A$52,1))),$C485*'hp (pSv cm2)'!$B$2/'hp (pSv cm2)'!$A$2)","v":0.40503139999999999},4.0503140000000002E-3,{"$f":"_xlfn.IFNA(0.997*(INDEX('Mass attenuation coefficients'!$B$2:$B$37,MATCH($C485,'Mass attenuation coefficients'!$A$2:$A$37,1))+($C485-INDEX('Mass attenuation coefficients'!$A$2:$A$37,MATCH($C485,'Mass attenuation coefficients'!$A$2:$A$37,1)))*(INDEX('Mass attenuation coefficients'!$B$2:$B$37,MATCH($C485,'Mass attenuation coefficients'!$A$2:$A$37,1)+1)-INDEX('Mass attenuation coefficients'!$B$2:$B$37,MATCH($C485,'Mass attenuation coefficients'!$A$2:$A$37,1)))/(INDEX('Mass attenuation coefficients'!$A$2:$A$37,MATCH($C485,'Mass attenuation coefficients'!$A$2:$A$37,1)+1)-INDEX('Mass attenuation coefficients'!$A$2:$A$37,MATCH($C485,'Mass attenuation coefficients'!$A$2:$A$37,1)))),0.997*$C485*'Mass attenuation coefficients'!$B$2/'Mass attenuation coefficients'!$A$2)","v":0.19721799571000001},{"$f":"_xlfn.IFNA(INDEX('Shultis Faw'!$C$2:$C$26,MATCH($C485,'Shultis Faw'!$A$2:$A$26,1))+($C485-INDEX('Shultis Faw'!$A$2:$A$26,MATCH($C485,'Shultis Faw'!$A$2:$A$26,1)))*(INDEX('Shultis Faw'!$C$2:$C$26,MATCH($C485,'Shultis Faw'!$A$2:$A$26,1)+1)-INDEX('Shultis Faw'!$C$2:$C$26,MATCH($C485,'Shultis Faw'!$A$2:$A$26,1)))/(INDEX('Shultis Faw'!$A$2:$A$26,MATCH($C485,'Shultis Faw'!$A$2:$A$26,1)+1)-INDEX('Shultis Faw'!$A$2:$A$26,MATCH($C485,'Shultis Faw'!$A$2:$A$26,1))),$C485*'Shultis Faw'!$C$2/'Shultis Faw'!$A$2)","v":5.0106906000000002},{"$f":"_xlfn.IFNA(INDEX('Shultis Faw'!$D$2:$D$26,MATCH($C485,'Shultis Faw'!$A$2:$A$26,1))+($C485-INDEX('Shultis Faw'!$A$2:$A$26,MATCH($C485,'Shultis Faw'!$A$2:$A$26,1)))*(INDEX('Shultis Faw'!$D$2:$D$26,MATCH($C485,'Shultis Faw'!$A$2:$A$26,1)+1)-INDEX('Shultis Faw'!$D$2:$D$26,MATCH($C485,'Shultis Faw'!$A$2:$A$26,1)))/(INDEX('Shultis Faw'!$A$2:$A$26,MATCH($C485,'Shultis Faw'!$A$2:$A$26,1)+1)-INDEX('Shultis Faw'!$A$2:$A$26,MATCH($C485,'Shultis Faw'!$A$2:$A$26,1))),$C485*'Shultis Faw'!$D$2/'Shultis Faw'!$A$2)","v":1.84987115},{"$f":"_xlfn.IFNA(INDEX('Shultis Faw'!$B$2:$B$26,MATCH($C485,'Shultis Faw'!$A$2:$A$26,1))+($C485-INDEX('Shultis Faw'!$A$2:$A$26,MATCH($C485,'Shultis Faw'!$A$2:$A$26,1)))*(INDEX('Shultis Faw'!$B$2:$B$26,MATCH($C485,'Shultis Faw'!$A$2:$A$26,1)+1)-INDEX('Shultis Faw'!$B$2:$B$26,MATCH($C485,'Shultis Faw'!$A$2:$A$26,1)))/(INDEX('Shultis Faw'!$A$2:$A$26,MATCH($C485,'Shultis Faw'!$A$2:$A$26,1)+1)-INDEX('Shultis Faw'!$A$2:$A$26,MATCH($C485,'Shultis Faw'!$A$2:$A$26,1))),$C485*'Shultis Faw'!$B$2/'Shultis Faw'!$A$2)","v":-0.1413027},{"$f":"_xlfn.IFNA(INDEX('Shultis Faw'!$E$2:$E$26,MATCH($C485,'Shultis Faw'!$A$2:$A$26,1))+($C485-INDEX('Shultis Faw'!$A$2:$A$26,MATCH($C485,'Shultis Faw'!$A$2:$A$26,1)))*(INDEX('Shultis Faw'!$E$2:$E$26,MATCH($C485,'Shultis Faw'!$A$2:$A$26,1)+1)-INDEX('Shultis Faw'!$E$2:$E$26,MATCH($C485,'Shultis Faw'!$A$2:$A$26,1)))/(INDEX('Shultis Faw'!$A$2:$A$26,MATCH($C485,'Shultis Faw'!$A$2:$A$26,1)+1)-INDEX('Shultis Faw'!$A$2:$A$26,MATCH($C485,'Shultis Faw'!$A$2:$A$26,1))),$C485*'Shultis Faw'!$E$2/'Shultis Faw'!$A$2)","v":6.3714914999999997E-2},{"$f":"_xlfn.IFNA(INDEX('Shultis Faw'!$F$2:$F$26,MATCH($C485,'Shultis Faw'!$A$2:$A$26,1))+($C485-INDEX('Shultis Faw'!$A$2:$A$26,MATCH($C485,'Shultis Faw'!$A$2:$A$26,1)))*(INDEX('Shultis Faw'!$F$2:$F$26,MATCH($C485,'Shultis Faw'!$A$2:$A$26,1)+1)-INDEX('Shultis Faw'!$F$2:$F$26,MATCH($C485,'Shultis Faw'!$A$2:$A$26,1)))/(INDEX('Shultis Faw'!$A$2:$A$26,MATCH($C485,'Shultis Faw'!$A$2:$A$26,1)+1)-INDEX('Shultis Faw'!$A$2:$A$26,MATCH($C485,'Shultis Faw'!$A$2:$A$26,1))),$C485*'Shultis Faw'!$F$2/'Shultis Faw'!$A$2)","v":13.650930500000001},{"$f":"J485*(H485*'Externe blootstelling'!$D$23/2)^K485+L485*(TANH(((H485*'Externe blootstelling'!$D$23)/(2*M485))-2)-TANH(-2))/(1-TANH(-2))","v":1.5876363214164655},{"$f":"IF(N485=1,1+(I485-1)*H485*'Externe blootstelling'!$D$23/2,1+(I485-1)*(N485^(H485*'Externe blootstelling'!$D$23/2)-1)/(N485-1))","v":20.965711510268573},{"$f":"G485*EXP(-H485*'Externe blootstelling'!$D$23/2)*O485","v":4.4079634998314974E-3}]
[null,"X-ray",6.9270700000000004E-2,1.1083312000000002E-14,2.7400000000000002E-3,{"$f":"_xlfn.IFNA(INDEX('hp (pSv cm2)'!$B$2:$B$52,MATCH($C486,'hp (pSv cm2)'!$A$2:$A$52,1))+($C486-INDEX('hp (pSv cm2)'!$A$2:$A$52,MATCH($C486,'hp (pSv cm2)'!$A$2:$A$52,1)))*(INDEX('hp (pSv cm2)'!$B$2:$B$52,MATCH($C486,'hp (pSv cm2)'!$A$2:$A$52,1)+1)-INDEX('hp (pSv cm2)'!$B$2:$B$52,MATCH($C486,'hp (pSv cm2)'!$A$2:$A$52,1)))/(INDEX('hp (pSv cm2)'!$A$2:$A$52,MATCH($C486,'hp (pSv cm2)'!$A$2:$A$52,1)+1)-INDEX('hp (pSv cm2)'!$A$2:$A$52,MATCH($C486,'hp (pSv cm2)'!$A$2:$A$52,1))),$C486*'hp (pSv cm2)'!$B$2/'hp (pSv cm2)'!$A$2)","v":0.40939554},1.1217437796000001E-3,{"$f":"_xlfn.IFNA(0.997*(INDEX('Mass attenuation coefficients'!$B$2:$B$37,MATCH($C486,'Mass attenuation coefficients'!$A$2:$A$37,1))+($C486-INDEX('Mass attenuation coefficients'!$A$2:$A$37,MATCH($C486,'Mass attenuation coefficients'!$A$2:$A$37,1)))*(INDEX('Mass attenuation coefficients'!$B$2:$B$37,MATCH($C486,'Mass attenuation coefficients'!$A$2:$A$37,1)+1)-INDEX('Mass attenuation coefficients'!$B$2:$B$37,MATCH($C486,'Mass attenuation coefficients'!$A$2:$A$37,1)))/(INDEX('Mass attenuation coefficients'!$A$2:$A$37,MATCH($C486,'Mass attenuation coefficients'!$A$2:$A$37,1)+1)-INDEX('Mass attenuation coefficients'!$A$2:$A$37,MATCH($C486,'Mass attenuation coefficients'!$A$2:$A$37,1)))),0.997*$C486*'Mass attenuation coefficients'!$B$2/'Mass attenuation coefficients'!$A$2)","v":0.19502269443100001},{"$f":"_xlfn.IFNA(INDEX('Shultis Faw'!$C$2:$C$26,MATCH($C486,'Shultis Faw'!$A$2:$A$26,1))+($C486-INDEX('Shultis Faw'!$A$2:$A$26,MATCH($C486,'Shultis Faw'!$A$2:$A$26,1)))*(INDEX('Shultis Faw'!$C$2:$C$26,MATCH($C486,'Shultis Faw'!$A$2:$A$26,1)+1)-INDEX('Shultis Faw'!$C$2:$C$26,MATCH($C486,'Shultis Faw'!$A$2:$A$26,1)))/(INDEX('Shultis Faw'!$A$2:$A$26,MATCH($C486,'Shultis Faw'!$A$2:$A$26,1)+1)-INDEX('Shultis Faw'!$A$2:$A$26,MATCH($C486,'Shultis Faw'!$A$2:$A$26,1))),$C486*'Shultis Faw'!$C$2/'Shultis Faw'!$A$2)","v":5.0182286600000001},{"$f":"_xlfn.IFNA(INDEX('Shultis Faw'!$D$2:$D$26,MATCH($C486,'Shultis Faw'!$A$2:$A$26,1))+($C486-INDEX('Shultis Faw'!$A$2:$A$26,MATCH($C486,'Shultis Faw'!$A$2:$A$26,1)))*(INDEX('Shultis Faw'!$D$2:$D$26,MATCH($C486,'Shultis Faw'!$A$2:$A$26,1)+1)-INDEX('Shultis Faw'!$D$2:$D$26,MATCH($C486,'Shultis Faw'!$A$2:$A$26,1)))/(INDEX('Shultis Faw'!$A$2:$A$26,MATCH($C486,'Shultis Faw'!$A$2:$A$26,1)+1)-INDEX('Shultis Faw'!$A$2:$A$26,MATCH($C486,'Shultis Faw'!$A$2:$A$26,1))),$C486*'Shultis Faw'!$D$2/'Shultis Faw'!$A$2)","v":1.8825030150000002},{"$f":"_xlfn.IFNA(INDEX('Shultis Faw'!$B$2:$B$26,MATCH($C486,'Shultis Faw'!$A$2:$A$26,1))+($C486-INDEX('Shultis Faw'!$A$2:$A$26,MATCH($C486,'Shultis Faw'!$A$2:$A$26,1)))*(INDEX('Shultis Faw'!$B$2:$B$26,MATCH($C486,'Shultis Faw'!$A$2:$A$26,1)+1)-INDEX('Shultis Faw'!$B$2:$B$26,MATCH($C486,'Shultis Faw'!$A$2:$A$26,1)))/(INDEX('Shultis Faw'!$A$2:$A$26,MATCH($C486,'Shultis Faw'!$A$2:$A$26,1)+1)-INDEX('Shultis Faw'!$A$2:$A$26,MATCH($C486,'Shultis Faw'!$A$2:$A$26,1))),$C486*'Shultis Faw'!$B$2/'Shultis Faw'!$A$2)","v":-0.14546847000000002},{"$f":"_xlfn.IFNA(INDEX('Shultis Faw'!$E$2:$E$26,MATCH($C486,'Shultis Faw'!$A$2:$A$26,1))+($C486-INDEX('Shultis Faw'!$A$2:$A$26,MATCH($C486,'Shultis Faw'!$A$2:$A$26,1)))*(INDEX('Shultis Faw'!$E$2:$E$26,MATCH($C486,'Shultis Faw'!$A$2:$A$26,1)+1)-INDEX('Shultis Faw'!$E$2:$E$26,MATCH($C486,'Shultis Faw'!$A$2:$A$26,1)))/(INDEX('Shultis Faw'!$A$2:$A$26,MATCH($C486,'Shultis Faw'!$A$2:$A$26,1)+1)-INDEX('Shultis Faw'!$A$2:$A$26,MATCH($C486,'Shultis Faw'!$A$2:$A$26,1))),$C486*'Shultis Faw'!$E$2/'Shultis Faw'!$A$2)","v":6.5787881500000006E-2},{"$f":"_xlfn.IFNA(INDEX('Shultis Faw'!$F$2:$F$26,MATCH($C486,'Shultis Faw'!$A$2:$A$26,1))+($C486-INDEX('Shultis Faw'!$A$2:$A$26,MATCH($C486,'Shultis Faw'!$A$2:$A$26,1)))*(INDEX('Shultis Faw'!$F$2:$F$26,MATCH($C486,'Shultis Faw'!$A$2:$A$26,1)+1)-INDEX('Shultis Faw'!$F$2:$F$26,MATCH($C486,'Shultis Faw'!$A$2:$A$26,1)))/(INDEX('Shultis Faw'!$A$2:$A$26,MATCH($C486,'Shultis Faw'!$A$2:$A$26,1)+1)-INDEX('Shultis Faw'!$A$2:$A$26,MATCH($C486,'Shultis Faw'!$A$2:$A$26,1))),$C486*'Shultis Faw'!$F$2/'Shultis Faw'!$A$2)","v":13.65390605},{"$f":"J486*(H486*'Externe blootstelling'!$D$23/2)^K486+L486*(TANH(((H486*'Externe blootstelling'!$D$23)/(2*M486))-2)-TANH(-2))/(1-TANH(-2))","v":1.6109822772970888},{"$f":"IF(N486=1,1+(I486-1)*H486*'Externe blootstelling'!$D$23/2,1+(I486-1)*(N486^(H486*'Externe blootstelling'!$D$23/2)-1)/(N486-1))","v":20.958203169804857},{"$f":"G486*EXP(-H486*'Externe blootstelling'!$D$23/2)*O486","v":1.2612132232309131E-3}]
[null,"X-ray",7.1448999999999999E-2,1.143184E-14,6.5000000000000006E-3,{"$f":"_xlfn.IFNA(INDEX('hp (pSv cm2)'!$B$2:$B$52,MATCH($C487,'hp (pSv cm2)'!$A$2:$A$52,1))+($C487-INDEX('hp (pSv cm2)'!$A$2:$A$52,MATCH($C487,'hp (pSv cm2)'!$A$2:$A$52,1)))*(INDEX('hp (pSv cm2)'!$B$2:$B$52,MATCH($C487,'hp (pSv cm2)'!$A$2:$A$52,1)+1)-INDEX('hp (pSv cm2)'!$B$2:$B$52,MATCH($C487,'hp (pSv cm2)'!$A$2:$A$52,1)))/(INDEX('hp (pSv cm2)'!$A$2:$A$52,MATCH($C487,'hp (pSv cm2)'!$A$2:$A$52,1)+1)-INDEX('hp (pSv cm2)'!$A$2:$A$52,MATCH($C487,'hp (pSv cm2)'!$A$2:$A$52,1))),$C487*'hp (pSv cm2)'!$B$2/'hp (pSv cm2)'!$A$2)","v":0.41563679999999997},2.7016392000000001E-3,{"$f":"_xlfn.IFNA(0.997*(INDEX('Mass attenuation coefficients'!$B$2:$B$37,MATCH($C487,'Mass attenuation coefficients'!$A$2:$A$37,1))+($C487-INDEX('Mass attenuation coefficients'!$A$2:$A$37,MATCH($C487,'Mass attenuation coefficients'!$A$2:$A$37,1)))*(INDEX('Mass attenuation coefficients'!$B$2:$B$37,MATCH($C487,'Mass attenuation coefficients'!$A$2:$A$37,1)+1)-INDEX('Mass attenuation coefficients'!$B$2:$B$37,MATCH($C487,'Mass attenuation coefficients'!$A$2:$A$37,1)))/(INDEX('Mass attenuation coefficients'!$A$2:$A$37,MATCH($C487,'Mass attenuation coefficients'!$A$2:$A$37,1)+1)-INDEX('Mass attenuation coefficients'!$A$2:$A$37,MATCH($C487,'Mass attenuation coefficients'!$A$2:$A$37,1)))),0.997*$C487*'Mass attenuation coefficients'!$B$2/'Mass attenuation coefficients'!$A$2)","v":0.19261203517},{"$f":"_xlfn.IFNA(INDEX('Shultis Faw'!$C$2:$C$26,MATCH($C487,'Shultis Faw'!$A$2:$A$26,1))+($C487-INDEX('Shultis Faw'!$A$2:$A$26,MATCH($C487,'Shultis Faw'!$A$2:$A$26,1)))*(INDEX('Shultis Faw'!$C$2:$C$26,MATCH($C487,'Shultis Faw'!$A$2:$A$26,1)+1)-INDEX('Shultis Faw'!$C$2:$C$26,MATCH($C487,'Shultis Faw'!$A$2:$A$26,1)))/(INDEX('Shultis Faw'!$A$2:$A$26,MATCH($C487,'Shultis Faw'!$A$2:$A$26,1)+1)-INDEX('Shultis Faw'!$A$2:$A$26,MATCH($C487,'Shultis Faw'!$A$2:$A$26,1))),$C487*'Shultis Faw'!$C$2/'Shultis Faw'!$A$2)","v":5.0265062},{"$f":"_xlfn.IFNA(INDEX('Shultis Faw'!$D$2:$D$26,MATCH($C487,'Shultis Faw'!$A$2:$A$26,1))+($C487-INDEX('Shultis Faw'!$A$2:$A$26,MATCH($C487,'Shultis Faw'!$A$2:$A$26,1)))*(INDEX('Shultis Faw'!$D$2:$D$26,MATCH($C487,'Shultis Faw'!$A$2:$A$26,1)+1)-INDEX('Shultis Faw'!$D$2:$D$26,MATCH($C487,'Shultis Faw'!$A$2:$A$26,1)))/(INDEX('Shultis Faw'!$A$2:$A$26,MATCH($C487,'Shultis Faw'!$A$2:$A$26,1)+1)-INDEX('Shultis Faw'!$A$2:$A$26,MATCH($C487,'Shultis Faw'!$A$2:$A$26,1))),$C487*'Shultis Faw'!$D$2/'Shultis Faw'!$A$2)","v":1.9183360500000002},{"$f":"_xlfn.IFNA(INDEX('Shultis Faw'!$B$2:$B$26,MATCH($C487,'Shultis Faw'!$A$2:$A$26,1))+($C487-INDEX('Shultis Faw'!$A$2:$A$26,MATCH($C487,'Shultis Faw'!$A$2:$A$26,1)))*(INDEX('Shultis Faw'!$B$2:$B$26,MATCH($C487,'Shultis Faw'!$A$2:$A$26,1)+1)-INDEX('Shultis Faw'!$B$2:$B$26,MATCH($C487,'Shultis Faw'!$A$2:$A$26,1)))/(INDEX('Shultis Faw'!$A$2:$A$26,MATCH($C487,'Shultis Faw'!$A$2:$A$26,1)+1)-INDEX('Shultis Faw'!$A$2:$A$26,MATCH($C487,'Shultis Faw'!$A$2:$A$26,1))),$C487*'Shultis Faw'!$B$2/'Shultis Faw'!$A$2)","v":-0.15004290000000001},{"$f":"_xlfn.IFNA(INDEX('Shultis Faw'!$E$2:$E$26,MATCH($C487,'Shultis Faw'!$A$2:$A$26,1))+($C487-INDEX('Shultis Faw'!$A$2:$A$26,MATCH($C487,'Shultis Faw'!$A$2:$A$26,1)))*(INDEX('Shultis Faw'!$E$2:$E$26,MATCH($C487,'Shultis Faw'!$A$2:$A$26,1)+1)-INDEX('Shultis Faw'!$E$2:$E$26,MATCH($C487,'Shultis Faw'!$A$2:$A$26,1)))/(INDEX('Shultis Faw'!$A$2:$A$26,MATCH($C487,'Shultis Faw'!$A$2:$A$26,1)+1)-INDEX('Shultis Faw'!$A$2:$A$26,MATCH($C487,'Shultis Faw'!$A$2:$A$26,1))),$C487*'Shultis Faw'!$E$2/'Shultis Faw'!$A$2)","v":6.8064205000000003E-2},{"$f":"_xlfn.IFNA(INDEX('Shultis Faw'!$F$2:$F$26,MATCH($C487,'Shultis Faw'!$A$2:$A$26,1))+($C487-INDEX('Shultis Faw'!$A$2:$A$26,MATCH($C487,'Shultis Faw'!$A$2:$A$26,1)))*(INDEX('Shultis Faw'!$F$2:$F$26,MATCH($C487,'Shultis Faw'!$A$2:$A$26,1)+1)-INDEX('Shultis Faw'!$F$2:$F$26,MATCH($C487,'Shultis Faw'!$A$2:$A$26,1)))/(INDEX('Shultis Faw'!$A$2:$A$26,MATCH($C487,'Shultis Faw'!$A$2:$A$26,1)+1)-INDEX('Shultis Faw'!$A$2:$A$26,MATCH($C487,'Shultis Faw'!$A$2:$A$26,1))),$C487*'Shultis Faw'!$F$2/'Shultis Faw'!$A$2)","v":13.657173500000001},{"$f":"J487*(H487*'Externe blootstelling'!$D$23/2)^K487+L487*(TANH(((H487*'Externe blootstelling'!$D$23)/(2*M487))-2)-TANH(-2))/(1-TANH(-2))","v":1.6366591467041516},{"$f":"IF(N487=1,1+(I487-1)*H487*'Externe blootstelling'!$D$23/2,1+(I487-1)*(N487^(H487*'Externe blootstelling'!$D$23/2)-1)/(N487-1))","v":20.928959135888075},{"$f":"G487*EXP(-H487*'Externe blootstelling'!$D$23/2)*O487","v":3.1449939826649633E-3}]
[null,"X-ray",7.3584300000000005E-2,1.1773488E-14,1.82E-3,{"$f":"_xlfn.IFNA(INDEX('hp (pSv cm2)'!$B$2:$B$52,MATCH($C488,'hp (pSv cm2)'!$A$2:$A$52,1))+($C488-INDEX('hp (pSv cm2)'!$A$2:$A$52,MATCH($C488,'hp (pSv cm2)'!$A$2:$A$52,1)))*(INDEX('hp (pSv cm2)'!$B$2:$B$52,MATCH($C488,'hp (pSv cm2)'!$A$2:$A$52,1)+1)-INDEX('hp (pSv cm2)'!$B$2:$B$52,MATCH($C488,'hp (pSv cm2)'!$A$2:$A$52,1)))/(INDEX('hp (pSv cm2)'!$A$2:$A$52,MATCH($C488,'hp (pSv cm2)'!$A$2:$A$52,1)+1)-INDEX('hp (pSv cm2)'!$A$2:$A$52,MATCH($C488,'hp (pSv cm2)'!$A$2:$A$52,1))),$C488*'hp (pSv cm2)'!$B$2/'hp (pSv cm2)'!$A$2)","v":0.42246975999999997},7.688949631999999E-4,{"$f":"_xlfn.IFNA(0.997*(INDEX('Mass attenuation coefficients'!$B$2:$B$37,MATCH($C488,'Mass attenuation coefficients'!$A$2:$A$37,1))+($C488-INDEX('Mass attenuation coefficients'!$A$2:$A$37,MATCH($C488,'Mass attenuation coefficients'!$A$2:$A$37,1)))*(INDEX('Mass attenuation coefficients'!$B$2:$B$37,MATCH($C488,'Mass attenuation coefficients'!$A$2:$A$37,1)+1)-INDEX('Mass attenuation coefficients'!$B$2:$B$37,MATCH($C488,'Mass attenuation coefficients'!$A$2:$A$37,1)))/(INDEX('Mass attenuation coefficients'!$A$2:$A$37,MATCH($C488,'Mass attenuation coefficients'!$A$2:$A$37,1)+1)-INDEX('Mass attenuation coefficients'!$A$2:$A$37,MATCH($C488,'Mass attenuation coefficients'!$A$2:$A$37,1)))),0.997*$C488*'Mass attenuation coefficients'!$B$2/'Mass attenuation coefficients'!$A$2)","v":0.19024896271899999},{"$f":"_xlfn.IFNA(INDEX('Shultis Faw'!$C$2:$C$26,MATCH($C488,'Shultis Faw'!$A$2:$A$26,1))+($C488-INDEX('Shultis Faw'!$A$2:$A$26,MATCH($C488,'Shultis Faw'!$A$2:$A$26,1)))*(INDEX('Shultis Faw'!$C$2:$C$26,MATCH($C488,'Shultis Faw'!$A$2:$A$26,1)+1)-INDEX('Shultis Faw'!$C$2:$C$26,MATCH($C488,'Shultis Faw'!$A$2:$A$26,1)))/(INDEX('Shultis Faw'!$A$2:$A$26,MATCH($C488,'Shultis Faw'!$A$2:$A$26,1)+1)-INDEX('Shultis Faw'!$A$2:$A$26,MATCH($C488,'Shultis Faw'!$A$2:$A$26,1))),$C488*'Shultis Faw'!$C$2/'Shultis Faw'!$A$2)","v":5.03462034},{"$f":"_xlfn.IFNA(INDEX('Shultis Faw'!$D$2:$D$26,MATCH($C488,'Shultis Faw'!$A$2:$A$26,1))+($C488-INDEX('Shultis Faw'!$A$2:$A$26,MATCH($C488,'Shultis Faw'!$A$2:$A$26,1)))*(INDEX('Shultis Faw'!$D$2:$D$26,MATCH($C488,'Shultis Faw'!$A$2:$A$26,1)+1)-INDEX('Shultis Faw'!$D$2:$D$26,MATCH($C488,'Shultis Faw'!$A$2:$A$26,1)))/(INDEX('Shultis Faw'!$A$2:$A$26,MATCH($C488,'Shultis Faw'!$A$2:$A$26,1)+1)-INDEX('Shultis Faw'!$A$2:$A$26,MATCH($C488,'Shultis Faw'!$A$2:$A$26,1))),$C488*'Shultis Faw'!$D$2/'Shultis Faw'!$A$2)","v":1.9534617350000001},{"$f":"_xlfn.IFNA(INDEX('Shultis Faw'!$B$2:$B$26,MATCH($C488,'Shultis Faw'!$A$2:$A$26,1))+($C488-INDEX('Shultis Faw'!$A$2:$A$26,MATCH($C488,'Shultis Faw'!$A$2:$A$26,1)))*(INDEX('Shultis Faw'!$B$2:$B$26,MATCH($C488,'Shultis Faw'!$A$2:$A$26,1)+1)-INDEX('Shultis Faw'!$B$2:$B$26,MATCH($C488,'Shultis Faw'!$A$2:$A$26,1)))/(INDEX('Shultis Faw'!$A$2:$A$26,MATCH($C488,'Shultis Faw'!$A$2:$A$26,1)+1)-INDEX('Shultis Faw'!$A$2:$A$26,MATCH($C488,'Shultis Faw'!$A$2:$A$26,1))),$C488*'Shultis Faw'!$B$2/'Shultis Faw'!$A$2)","v":-0.15452703000000001},{"$f":"_xlfn.IFNA(INDEX('Shultis Faw'!$E$2:$E$26,MATCH($C488,'Shultis Faw'!$A$2:$A$26,1))+($C488-INDEX('Shultis Faw'!$A$2:$A$26,MATCH($C488,'Shultis Faw'!$A$2:$A$26,1)))*(INDEX('Shultis Faw'!$E$2:$E$26,MATCH($C488,'Shultis Faw'!$A$2:$A$26,1)+1)-INDEX('Shultis Faw'!$E$2:$E$26,MATCH($C488,'Shultis Faw'!$A$2:$A$26,1)))/(INDEX('Shultis Faw'!$A$2:$A$26,MATCH($C488,'Shultis Faw'!$A$2:$A$26,1)+1)-INDEX('Shultis Faw'!$A$2:$A$26,MATCH($C488,'Shultis Faw'!$A$2:$A$26,1))),$C488*'Shultis Faw'!$E$2/'Shultis Faw'!$A$2)","v":7.0295593500000003E-2},{"$f":"_xlfn.IFNA(INDEX('Shultis Faw'!$F$2:$F$26,MATCH($C488,'Shultis Faw'!$A$2:$A$26,1))+($C488-INDEX('Shultis Faw'!$A$2:$A$26,MATCH($C488,'Shultis Faw'!$A$2:$A$26,1)))*(INDEX('Shultis Faw'!$F$2:$F$26,MATCH($C488,'Shultis Faw'!$A$2:$A$26,1)+1)-INDEX('Shultis Faw'!$F$2:$F$26,MATCH($C488,'Shultis Faw'!$A$2:$A$26,1)))/(INDEX('Shultis Faw'!$A$2:$A$26,MATCH($C488,'Shultis Faw'!$A$2:$A$26,1)+1)-INDEX('Shultis Faw'!$A$2:$A$26,MATCH($C488,'Shultis Faw'!$A$2:$A$26,1))),$C488*'Shultis Faw'!$F$2/'Shultis Faw'!$A$2)","v":13.660376449999999},{"$f":"J488*(H488*'Externe blootstelling'!$D$23/2)^K488+L488*(TANH(((H488*'Externe blootstelling'!$D$23)/(2*M488))-2)-TANH(-2))/(1-TANH(-2))","v":1.6618851803271359},{"$f":"IF(N488=1,1+(I488-1)*H488*'Externe blootstelling'!$D$23/2,1+(I488-1)*(N488^(H488*'Externe blootstelling'!$D$23/2)-1)/(N488-1))","v":20.879420335330991},{"$f":"G488*EXP(-H488*'Externe blootstelling'!$D$23/2)*O488","v":9.2517594615707465E-4}]
[null," g ",0.12232999999999999,1.95728E-14,6.0299999999999998E-3,{"$f":"_xlfn.IFNA(INDEX('hp (pSv cm2)'!$B$2:$B$52,MATCH($C489,'hp (pSv cm2)'!$A$2:$A$52,1))+($C489-INDEX('hp (pSv cm2)'!$A$2:$A$52,MATCH($C489,'hp (pSv cm2)'!$A$2:$A$52,1)))*(INDEX('hp (pSv cm2)'!$B$2:$B$52,MATCH($C489,'hp (pSv cm2)'!$A$2:$A$52,1)+1)-INDEX('hp (pSv cm2)'!$B$2:$B$52,MATCH($C489,'hp (pSv cm2)'!$A$2:$A$52,1)))/(INDEX('hp (pSv cm2)'!$A$2:$A$52,MATCH($C489,'hp (pSv cm2)'!$A$2:$A$52,1)+1)-INDEX('hp (pSv cm2)'!$A$2:$A$52,MATCH($C489,'hp (pSv cm2)'!$A$2:$A$52,1))),$C489*'hp (pSv cm2)'!$B$2/'hp (pSv cm2)'!$A$2)","v":0.62027140000000003},3.7402365420000001E-3,{"$f":"_xlfn.IFNA(0.997*(INDEX('Mass attenuation coefficients'!$B$2:$B$37,MATCH($C489,'Mass attenuation coefficients'!$A$2:$A$37,1))+($C489-INDEX('Mass attenuation coefficients'!$A$2:$A$37,MATCH($C489,'Mass attenuation coefficients'!$A$2:$A$37,1)))*(INDEX('Mass attenuation coefficients'!$B$2:$B$37,MATCH($C489,'Mass attenuation coefficients'!$A$2:$A$37,1)+1)-INDEX('Mass attenuation coefficients'!$B$2:$B$37,MATCH($C489,'Mass attenuation coefficients'!$A$2:$A$37,1)))/(INDEX('Mass attenuation coefficients'!$A$2:$A$37,MATCH($C489,'Mass attenuation coefficients'!$A$2:$A$37,1)+1)-INDEX('Mass attenuation coefficients'!$A$2:$A$37,MATCH($C489,'Mass attenuation coefficients'!$A$2:$A$37,1)))),0.997*$C489*'Mass attenuation coefficients'!$B$2/'Mass attenuation coefficients'!$A$2)","v":0.16119364395999999},{"$f":"_xlfn.IFNA(INDEX('Shultis Faw'!$C$2:$C$26,MATCH($C489,'Shultis Faw'!$A$2:$A$26,1))+($C489-INDEX('Shultis Faw'!$A$2:$A$26,MATCH($C489,'Shultis Faw'!$A$2:$A$26,1)))*(INDEX('Shultis Faw'!$C$2:$C$26,MATCH($C489,'Shultis Faw'!$A$2:$A$26,1)+1)-INDEX('Shultis Faw'!$C$2:$C$26,MATCH($C489,'Shultis Faw'!$A$2:$A$26,1)))/(INDEX('Shultis Faw'!$A$2:$A$26,MATCH($C489,'Shultis Faw'!$A$2:$A$26,1)+1)-INDEX('Shultis Faw'!$A$2:$A$26,MATCH($C489,'Shultis Faw'!$A$2:$A$26,1))),$C489*'Shultis Faw'!$C$2/'Shultis Faw'!$A$2)","v":4.3209043999999999},{"$f":"_xlfn.IFNA(INDEX('Shultis Faw'!$D$2:$D$26,MATCH($C489,'Shultis Faw'!$A$2:$A$26,1))+($C489-INDEX('Shultis Faw'!$A$2:$A$26,MATCH($C489,'Shultis Faw'!$A$2:$A$26,1)))*(INDEX('Shultis Faw'!$D$2:$D$26,MATCH($C489,'Shultis Faw'!$A$2:$A$26,1)+1)-INDEX('Shultis Faw'!$D$2:$D$26,MATCH($C489,'Shultis Faw'!$A$2:$A$26,1)))/(INDEX('Shultis Faw'!$A$2:$A$26,MATCH($C489,'Shultis Faw'!$A$2:$A$26,1)+1)-INDEX('Shultis Faw'!$A$2:$A$26,MATCH($C489,'Shultis Faw'!$A$2:$A$26,1))),$C489*'Shultis Faw'!$D$2/'Shultis Faw'!$A$2)","v":2.2303785999999999},{"$f":"_xlfn.IFNA(INDEX('Shultis Faw'!$B$2:$B$26,MATCH($C489,'Shultis Faw'!$A$2:$A$26,1))+($C489-INDEX('Shultis Faw'!$A$2:$A$26,MATCH($C489,'Shultis Faw'!$A$2:$A$26,1)))*(INDEX('Shultis Faw'!$B$2:$B$26,MATCH($C489,'Shultis Faw'!$A$2:$A$26,1)+1)-INDEX('Shultis Faw'!$B$2:$B$26,MATCH($C489,'Shultis Faw'!$A$2:$A$26,1)))/(INDEX('Shultis Faw'!$A$2:$A$26,MATCH($C489,'Shultis Faw'!$A$2:$A$26,1)+1)-INDEX('Shultis Faw'!$A$2:$A$26,MATCH($C489,'Shultis Faw'!$A$2:$A$26,1))),$C489*'Shultis Faw'!$B$2/'Shultis Faw'!$A$2)","v":-0.18555340000000001},{"$f":"_xlfn.IFNA(INDEX('Shultis Faw'!$E$2:$E$26,MATCH($C489,'Shultis Faw'!$A$2:$A$26,1))+($C489-INDEX('Shultis Faw'!$A$2:$A$26,MATCH($C489,'Shultis Faw'!$A$2:$A$26,1)))*(INDEX('Shultis Faw'!$E$2:$E$26,MATCH($C489,'Shultis Faw'!$A$2:$A$26,1)+1)-INDEX('Shultis Faw'!$E$2:$E$26,MATCH($C489,'Shultis Faw'!$A$2:$A$26,1)))/(INDEX('Shultis Faw'!$A$2:$A$26,MATCH($C489,'Shultis Faw'!$A$2:$A$26,1)+1)-INDEX('Shultis Faw'!$A$2:$A$26,MATCH($C489,'Shultis Faw'!$A$2:$A$26,1))),$C489*'Shultis Faw'!$E$2/'Shultis Faw'!$A$2)","v":8.041166000000001E-2},{"$f":"_xlfn.IFNA(INDEX('Shultis Faw'!$F$2:$F$26,MATCH($C489,'Shultis Faw'!$A$2:$A$26,1))+($C489-INDEX('Shultis Faw'!$A$2:$A$26,MATCH($C489,'Shultis Faw'!$A$2:$A$26,1)))*(INDEX('Shultis Faw'!$F$2:$F$26,MATCH($C489,'Shultis Faw'!$A$2:$A$26,1)+1)-INDEX('Shultis Faw'!$F$2:$F$26,MATCH($C489,'Shultis Faw'!$A$2:$A$26,1)))/(INDEX('Shultis Faw'!$A$2:$A$26,MATCH($C489,'Shultis Faw'!$A$2:$A$26,1)+1)-INDEX('Shultis Faw'!$A$2:$A$26,MATCH($C489,'Shultis Faw'!$A$2:$A$26,1))),$C489*'Shultis Faw'!$F$2/'Shultis Faw'!$A$2)","v":13.714076},{"$f":"J489*(H489*'Externe blootstelling'!$D$23/2)^K489+L489*(TANH(((H489*'Externe blootstelling'!$D$23)/(2*M489))-2)-TANH(-2))/(1-TANH(-2))","v":1.8939535617001495},{"$f":"IF(N489=1,1+(I489-1)*H489*'Externe blootstelling'!$D$23/2,1+(I489-1)*(N489^(H489*'Externe blootstelling'!$D$23/2)-1)/(N489-1))","v":14.686941970470981},{"$f":"G489*EXP(-H489*'Externe blootstelling'!$D$23/2)*O489","v":4.8949447761492378E-3}]
[null," g ",0.137157,2.1945119999999999E-14,9.4200000000000006E-2,{"$f":"_xlfn.IFNA(INDEX('hp (pSv cm2)'!$B$2:$B$52,MATCH($C490,'hp (pSv cm2)'!$A$2:$A$52,1))+($C490-INDEX('hp (pSv cm2)'!$A$2:$A$52,MATCH($C490,'hp (pSv cm2)'!$A$2:$A$52,1)))*(INDEX('hp (pSv cm2)'!$B$2:$B$52,MATCH($C490,'hp (pSv cm2)'!$A$2:$A$52,1)+1)-INDEX('hp (pSv cm2)'!$B$2:$B$52,MATCH($C490,'hp (pSv cm2)'!$A$2:$A$52,1)))/(INDEX('hp (pSv cm2)'!$A$2:$A$52,MATCH($C490,'hp (pSv cm2)'!$A$2:$A$52,1)+1)-INDEX('hp (pSv cm2)'!$A$2:$A$52,MATCH($C490,'hp (pSv cm2)'!$A$2:$A$52,1))),$C490*'hp (pSv cm2)'!$B$2/'hp (pSv cm2)'!$A$2)","v":0.68817905999999995},6.4826467452000006E-2,{"$f":"_xlfn.IFNA(0.997*(INDEX('Mass attenuation coefficients'!$B$2:$B$37,MATCH($C490,'Mass attenuation coefficients'!$A$2:$A$37,1))+($C490-INDEX('Mass attenuation coefficients'!$A$2:$A$37,MATCH($C490,'Mass attenuation coefficients'!$A$2:$A$37,1)))*(INDEX('Mass attenuation coefficients'!$B$2:$B$37,MATCH($C490,'Mass attenuation coefficients'!$A$2:$A$37,1)+1)-INDEX('Mass attenuation coefficients'!$B$2:$B$37,MATCH($C490,'Mass attenuation coefficients'!$A$2:$A$37,1)))/(INDEX('Mass attenuation coefficients'!$A$2:$A$37,MATCH($C490,'Mass attenuation coefficients'!$A$2:$A$37,1)+1)-INDEX('Mass attenuation coefficients'!$A$2:$A$37,MATCH($C490,'Mass attenuation coefficients'!$A$2:$A$37,1)))),0.997*$C490*'Mass attenuation coefficients'!$B$2/'Mass attenuation coefficients'!$A$2)","v":0.155221506284},{"$f":"_xlfn.IFNA(INDEX('Shultis Faw'!$C$2:$C$26,MATCH($C490,'Shultis Faw'!$A$2:$A$26,1))+($C490-INDEX('Shultis Faw'!$A$2:$A$26,MATCH($C490,'Shultis Faw'!$A$2:$A$26,1)))*(INDEX('Shultis Faw'!$C$2:$C$26,MATCH($C490,'Shultis Faw'!$A$2:$A$26,1)+1)-INDEX('Shultis Faw'!$C$2:$C$26,MATCH($C490,'Shultis Faw'!$A$2:$A$26,1)))/(INDEX('Shultis Faw'!$A$2:$A$26,MATCH($C490,'Shultis Faw'!$A$2:$A$26,1)+1)-INDEX('Shultis Faw'!$A$2:$A$26,MATCH($C490,'Shultis Faw'!$A$2:$A$26,1))),$C490*'Shultis Faw'!$C$2/'Shultis Faw'!$A$2)","v":4.0937547599999995},{"$f":"_xlfn.IFNA(INDEX('Shultis Faw'!$D$2:$D$26,MATCH($C490,'Shultis Faw'!$A$2:$A$26,1))+($C490-INDEX('Shultis Faw'!$A$2:$A$26,MATCH($C490,'Shultis Faw'!$A$2:$A$26,1)))*(INDEX('Shultis Faw'!$D$2:$D$26,MATCH($C490,'Shultis Faw'!$A$2:$A$26,1)+1)-INDEX('Shultis Faw'!$D$2:$D$26,MATCH($C490,'Shultis Faw'!$A$2:$A$26,1)))/(INDEX('Shultis Faw'!$A$2:$A$26,MATCH($C490,'Shultis Faw'!$A$2:$A$26,1)+1)-INDEX('Shultis Faw'!$A$2:$A$26,MATCH($C490,'Shultis Faw'!$A$2:$A$26,1))),$C490*'Shultis Faw'!$D$2/'Shultis Faw'!$A$2)","v":2.23660594},{"$f":"_xlfn.IFNA(INDEX('Shultis Faw'!$B$2:$B$26,MATCH($C490,'Shultis Faw'!$A$2:$A$26,1))+($C490-INDEX('Shultis Faw'!$A$2:$A$26,MATCH($C490,'Shultis Faw'!$A$2:$A$26,1)))*(INDEX('Shultis Faw'!$B$2:$B$26,MATCH($C490,'Shultis Faw'!$A$2:$A$26,1)+1)-INDEX('Shultis Faw'!$B$2:$B$26,MATCH($C490,'Shultis Faw'!$A$2:$A$26,1)))/(INDEX('Shultis Faw'!$A$2:$A$26,MATCH($C490,'Shultis Faw'!$A$2:$A$26,1)+1)-INDEX('Shultis Faw'!$A$2:$A$26,MATCH($C490,'Shultis Faw'!$A$2:$A$26,1))),$C490*'Shultis Faw'!$B$2/'Shultis Faw'!$A$2)","v":-0.18525686},{"$f":"_xlfn.IFNA(INDEX('Shultis Faw'!$E$2:$E$26,MATCH($C490,'Shultis Faw'!$A$2:$A$26,1))+($C490-INDEX('Shultis Faw'!$A$2:$A$26,MATCH($C490,'Shultis Faw'!$A$2:$A$26,1)))*(INDEX('Shultis Faw'!$E$2:$E$26,MATCH($C490,'Shultis Faw'!$A$2:$A$26,1)+1)-INDEX('Shultis Faw'!$E$2:$E$26,MATCH($C490,'Shultis Faw'!$A$2:$A$26,1)))/(INDEX('Shultis Faw'!$A$2:$A$26,MATCH($C490,'Shultis Faw'!$A$2:$A$26,1)+1)-INDEX('Shultis Faw'!$A$2:$A$26,MATCH($C490,'Shultis Faw'!$A$2:$A$26,1))),$C490*'Shultis Faw'!$E$2/'Shultis Faw'!$A$2)","v":7.895861400000001E-2},{"$f":"_xlfn.IFNA(INDEX('Shultis Faw'!$F$2:$F$26,MATCH($C490,'Shultis Faw'!$A$2:$A$26,1))+($C490-INDEX('Shultis Faw'!$A$2:$A$26,MATCH($C490,'Shultis Faw'!$A$2:$A$26,1)))*(INDEX('Shultis Faw'!$F$2:$F$26,MATCH($C490,'Shultis Faw'!$A$2:$A$26,1)+1)-INDEX('Shultis Faw'!$F$2:$F$26,MATCH($C490,'Shultis Faw'!$A$2:$A$26,1)))/(INDEX('Shultis Faw'!$A$2:$A$26,MATCH($C490,'Shultis Faw'!$A$2:$A$26,1)+1)-INDEX('Shultis Faw'!$A$2:$A$26,MATCH($C490,'Shultis Faw'!$A$2:$A$26,1))),$C490*'Shultis Faw'!$F$2/'Shultis Faw'!$A$2)","v":13.9691004},{"$f":"J490*(H490*'Externe blootstelling'!$D$23/2)^K490+L490*(TANH(((H490*'Externe blootstelling'!$D$23)/(2*M490))-2)-TANH(-2))/(1-TANH(-2))","v":1.9130172512397838},{"$f":"IF(N490=1,1+(I490-1)*H490*'Externe blootstelling'!$D$23/2,1+(I490-1)*(N490^(H490*'Externe blootstelling'!$D$23/2)-1)/(N490-1))","v":12.955531435071265},{"$f":"G490*EXP(-H490*'Externe blootstelling'!$D$23/2)*O490","v":8.1852120352826296E-2}]
[null," g ",0.14299999999999999,2.2879999999999999E-14,7.4000000000000001E-9,{"$f":"_xlfn.IFNA(INDEX('hp (pSv cm2)'!$B$2:$B$52,MATCH($C491,'hp (pSv cm2)'!$A$2:$A$52,1))+($C491-INDEX('hp (pSv cm2)'!$A$2:$A$52,MATCH($C491,'hp (pSv cm2)'!$A$2:$A$52,1)))*(INDEX('hp (pSv cm2)'!$B$2:$B$52,MATCH($C491,'hp (pSv cm2)'!$A$2:$A$52,1)+1)-INDEX('hp (pSv cm2)'!$B$2:$B$52,MATCH($C491,'hp (pSv cm2)'!$A$2:$A$52,1)))/(INDEX('hp (pSv cm2)'!$A$2:$A$52,MATCH($C491,'hp (pSv cm2)'!$A$2:$A$52,1)+1)-INDEX('hp (pSv cm2)'!$A$2:$A$52,MATCH($C491,'hp (pSv cm2)'!$A$2:$A$52,1))),$C491*'hp (pSv cm2)'!$B$2/'hp (pSv cm2)'!$A$2)","v":0.71493999999999991},5.2905559999999991E-9,{"$f":"_xlfn.IFNA(0.997*(INDEX('Mass attenuation coefficients'!$B$2:$B$37,MATCH($C491,'Mass attenuation coefficients'!$A$2:$A$37,1))+($C491-INDEX('Mass attenuation coefficients'!$A$2:$A$37,MATCH($C491,'Mass attenuation coefficients'!$A$2:$A$37,1)))*(INDEX('Mass attenuation coefficients'!$B$2:$B$37,MATCH($C491,'Mass attenuation coefficients'!$A$2:$A$37,1)+1)-INDEX('Mass attenuation coefficients'!$B$2:$B$37,MATCH($C491,'Mass attenuation coefficients'!$A$2:$A$37,1)))/(INDEX('Mass attenuation coefficients'!$A$2:$A$37,MATCH($C491,'Mass attenuation coefficients'!$A$2:$A$37,1)+1)-INDEX('Mass attenuation coefficients'!$A$2:$A$37,MATCH($C491,'Mass attenuation coefficients'!$A$2:$A$37,1)))),0.997*$C491*'Mass attenuation coefficients'!$B$2/'Mass attenuation coefficients'!$A$2)","v":0.152868016},{"$f":"_xlfn.IFNA(INDEX('Shultis Faw'!$C$2:$C$26,MATCH($C491,'Shultis Faw'!$A$2:$A$26,1))+($C491-INDEX('Shultis Faw'!$A$2:$A$26,MATCH($C491,'Shultis Faw'!$A$2:$A$26,1)))*(INDEX('Shultis Faw'!$C$2:$C$26,MATCH($C491,'Shultis Faw'!$A$2:$A$26,1)+1)-INDEX('Shultis Faw'!$C$2:$C$26,MATCH($C491,'Shultis Faw'!$A$2:$A$26,1)))/(INDEX('Shultis Faw'!$A$2:$A$26,MATCH($C491,'Shultis Faw'!$A$2:$A$26,1)+1)-INDEX('Shultis Faw'!$A$2:$A$26,MATCH($C491,'Shultis Faw'!$A$2:$A$26,1))),$C491*'Shultis Faw'!$C$2/'Shultis Faw'!$A$2)","v":4.0042400000000002},{"$f":"_xlfn.IFNA(INDEX('Shultis Faw'!$D$2:$D$26,MATCH($C491,'Shultis Faw'!$A$2:$A$26,1))+($C491-INDEX('Shultis Faw'!$A$2:$A$26,MATCH($C491,'Shultis Faw'!$A$2:$A$26,1)))*(INDEX('Shultis Faw'!$D$2:$D$26,MATCH($C491,'Shultis Faw'!$A$2:$A$26,1)+1)-INDEX('Shultis Faw'!$D$2:$D$26,MATCH($C491,'Shultis Faw'!$A$2:$A$26,1)))/(INDEX('Shultis Faw'!$A$2:$A$26,MATCH($C491,'Shultis Faw'!$A$2:$A$26,1)+1)-INDEX('Shultis Faw'!$A$2:$A$26,MATCH($C491,'Shultis Faw'!$A$2:$A$26,1))),$C491*'Shultis Faw'!$D$2/'Shultis Faw'!$A$2)","v":2.2390599999999998},{"$f":"_xlfn.IFNA(INDEX('Shultis Faw'!$B$2:$B$26,MATCH($C491,'Shultis Faw'!$A$2:$A$26,1))+($C491-INDEX('Shultis Faw'!$A$2:$A$26,MATCH($C491,'Shultis Faw'!$A$2:$A$26,1)))*(INDEX('Shultis Faw'!$B$2:$B$26,MATCH($C491,'Shultis Faw'!$A$2:$A$26,1)+1)-INDEX('Shultis Faw'!$B$2:$B$26,MATCH($C491,'Shultis Faw'!$A$2:$A$26,1)))/(INDEX('Shultis Faw'!$A$2:$A$26,MATCH($C491,'Shultis Faw'!$A$2:$A$26,1)+1)-INDEX('Shultis Faw'!$A$2:$A$26,MATCH($C491,'Shultis Faw'!$A$2:$A$26,1))),$C491*'Shultis Faw'!$B$2/'Shultis Faw'!$A$2)","v":-0.18514},{"$f":"_xlfn.IFNA(INDEX('Shultis Faw'!$E$2:$E$26,MATCH($C491,'Shultis Faw'!$A$2:$A$26,1))+($C491-INDEX('Shultis Faw'!$A$2:$A$26,MATCH($C491,'Shultis Faw'!$A$2:$A$26,1)))*(INDEX('Shultis Faw'!$E$2:$E$26,MATCH($C491,'Shultis Faw'!$A$2:$A$26,1)+1)-INDEX('Shultis Faw'!$E$2:$E$26,MATCH($C491,'Shultis Faw'!$A$2:$A$26,1)))/(INDEX('Shultis Faw'!$A$2:$A$26,MATCH($C491,'Shultis Faw'!$A$2:$A$26,1)+1)-INDEX('Shultis Faw'!$A$2:$A$26,MATCH($C491,'Shultis Faw'!$A$2:$A$26,1))),$C491*'Shultis Faw'!$E$2/'Shultis Faw'!$A$2)","v":7.8386000000000011E-2},{"$f":"_xlfn.IFNA(INDEX('Shultis Faw'!$F$2:$F$26,MATCH($C491,'Shultis Faw'!$A$2:$A$26,1))+($C491-INDEX('Shultis Faw'!$A$2:$A$26,MATCH($C491,'Shultis Faw'!$A$2:$A$26,1)))*(INDEX('Shultis Faw'!$F$2:$F$26,MATCH($C491,'Shultis Faw'!$A$2:$A$26,1)+1)-INDEX('Shultis Faw'!$F$2:$F$26,MATCH($C491,'Shultis Faw'!$A$2:$A$26,1)))/(INDEX('Shultis Faw'!$A$2:$A$26,MATCH($C491,'Shultis Faw'!$A$2:$A$26,1)+1)-INDEX('Shultis Faw'!$A$2:$A$26,MATCH($C491,'Shultis Faw'!$A$2:$A$26,1))),$C491*'Shultis Faw'!$F$2/'Shultis Faw'!$A$2)","v":14.069599999999999},{"$f":"J491*(H491*'Externe blootstelling'!$D$23/2)^K491+L491*(TANH(((H491*'Externe blootstelling'!$D$23)/(2*M491))-2)-TANH(-2))/(1-TANH(-2))","v":1.920710151239168},{"$f":"IF(N491=1,1+(I491-1)*H491*'Externe blootstelling'!$D$23/2,1+(I491-1)*(N491^(H491*'Externe blootstelling'!$D$23/2)-1)/(N491-1))","v":12.311599008198641},{"$f":"G491*EXP(-H491*'Externe blootstelling'!$D$23/2)*O491","v":6.5761201668750096E-9}]
[null," g ",0.29693000000000003,4.7508799999999999E-14,5.3000000000000001E-7,{"$f":"_xlfn.IFNA(INDEX('hp (pSv cm2)'!$B$2:$B$52,MATCH($C492,'hp (pSv cm2)'!$A$2:$A$52,1))+($C492-INDEX('hp (pSv cm2)'!$A$2:$A$52,MATCH($C492,'hp (pSv cm2)'!$A$2:$A$52,1)))*(INDEX('hp (pSv cm2)'!$B$2:$B$52,MATCH($C492,'hp (pSv cm2)'!$A$2:$A$52,1)+1)-INDEX('hp (pSv cm2)'!$B$2:$B$52,MATCH($C492,'hp (pSv cm2)'!$A$2:$A$52,1)))/(INDEX('hp (pSv cm2)'!$A$2:$A$52,MATCH($C492,'hp (pSv cm2)'!$A$2:$A$52,1)+1)-INDEX('hp (pSv cm2)'!$A$2:$A$52,MATCH($C492,'hp (pSv cm2)'!$A$2:$A$52,1))),$C492*'hp (pSv cm2)'!$B$2/'hp (pSv cm2)'!$A$2)","v":1.4943430000000002},7.9200179000000014E-7,{"$f":"_xlfn.IFNA(0.997*(INDEX('Mass attenuation coefficients'!$B$2:$B$37,MATCH($C492,'Mass attenuation coefficients'!$A$2:$A$37,1))+($C492-INDEX('Mass attenuation coefficients'!$A$2:$A$37,MATCH($C492,'Mass attenuation coefficients'!$A$2:$A$37,1)))*(INDEX('Mass attenuation coefficients'!$B$2:$B$37,MATCH($C492,'Mass attenuation coefficients'!$A$2:$A$37,1)+1)-INDEX('Mass attenuation coefficients'!$B$2:$B$37,MATCH($C492,'Mass attenuation coefficients'!$A$2:$A$37,1)))/(INDEX('Mass attenuation coefficients'!$A$2:$A$37,MATCH($C492,'Mass attenuation coefficients'!$A$2:$A$37,1)+1)-INDEX('Mass attenuation coefficients'!$A$2:$A$37,MATCH($C492,'Mass attenuation coefficients'!$A$2:$A$37,1)))),0.997*$C492*'Mass attenuation coefficients'!$B$2/'Mass attenuation coefficients'!$A$2)","v":0.11880738535999999},{"$f":"_xlfn.IFNA(INDEX('Shultis Faw'!$C$2:$C$26,MATCH($C492,'Shultis Faw'!$A$2:$A$26,1))+($C492-INDEX('Shultis Faw'!$A$2:$A$26,MATCH($C492,'Shultis Faw'!$A$2:$A$26,1)))*(INDEX('Shultis Faw'!$C$2:$C$26,MATCH($C492,'Shultis Faw'!$A$2:$A$26,1)+1)-INDEX('Shultis Faw'!$C$2:$C$26,MATCH($C492,'Shultis Faw'!$A$2:$A$26,1)))/(INDEX('Shultis Faw'!$A$2:$A$26,MATCH($C492,'Shultis Faw'!$A$2:$A$26,1)+1)-INDEX('Shultis Faw'!$A$2:$A$26,MATCH($C492,'Shultis Faw'!$A$2:$A$26,1))),$C492*'Shultis Faw'!$C$2/'Shultis Faw'!$A$2)","v":2.9371305999999997},{"$f":"_xlfn.IFNA(INDEX('Shultis Faw'!$D$2:$D$26,MATCH($C492,'Shultis Faw'!$A$2:$A$26,1))+($C492-INDEX('Shultis Faw'!$A$2:$A$26,MATCH($C492,'Shultis Faw'!$A$2:$A$26,1)))*(INDEX('Shultis Faw'!$D$2:$D$26,MATCH($C492,'Shultis Faw'!$A$2:$A$26,1)+1)-INDEX('Shultis Faw'!$D$2:$D$26,MATCH($C492,'Shultis Faw'!$A$2:$A$26,1)))/(INDEX('Shultis Faw'!$A$2:$A$26,MATCH($C492,'Shultis Faw'!$A$2:$A$26,1)+1)-INDEX('Shultis Faw'!$A$2:$A$26,MATCH($C492,'Shultis Faw'!$A$2:$A$26,1))),$C492*'Shultis Faw'!$D$2/'Shultis Faw'!$A$2)","v":2.0260523999999998},{"$f":"_xlfn.IFNA(INDEX('Shultis Faw'!$B$2:$B$26,MATCH($C492,'Shultis Faw'!$A$2:$A$26,1))+($C492-INDEX('Shultis Faw'!$A$2:$A$26,MATCH($C492,'Shultis Faw'!$A$2:$A$26,1)))*(INDEX('Shultis Faw'!$B$2:$B$26,MATCH($C492,'Shultis Faw'!$A$2:$A$26,1)+1)-INDEX('Shultis Faw'!$B$2:$B$26,MATCH($C492,'Shultis Faw'!$A$2:$A$26,1)))/(INDEX('Shultis Faw'!$A$2:$A$26,MATCH($C492,'Shultis Faw'!$A$2:$A$26,1)+1)-INDEX('Shultis Faw'!$A$2:$A$26,MATCH($C492,'Shultis Faw'!$A$2:$A$26,1))),$C492*'Shultis Faw'!$B$2/'Shultis Faw'!$A$2)","v":-0.1643684},{"$f":"_xlfn.IFNA(INDEX('Shultis Faw'!$E$2:$E$26,MATCH($C492,'Shultis Faw'!$A$2:$A$26,1))+($C492-INDEX('Shultis Faw'!$A$2:$A$26,MATCH($C492,'Shultis Faw'!$A$2:$A$26,1)))*(INDEX('Shultis Faw'!$E$2:$E$26,MATCH($C492,'Shultis Faw'!$A$2:$A$26,1)+1)-INDEX('Shultis Faw'!$E$2:$E$26,MATCH($C492,'Shultis Faw'!$A$2:$A$26,1)))/(INDEX('Shultis Faw'!$A$2:$A$26,MATCH($C492,'Shultis Faw'!$A$2:$A$26,1)+1)-INDEX('Shultis Faw'!$A$2:$A$26,MATCH($C492,'Shultis Faw'!$A$2:$A$26,1))),$C492*'Shultis Faw'!$E$2/'Shultis Faw'!$A$2)","v":6.586533E-2},{"$f":"_xlfn.IFNA(INDEX('Shultis Faw'!$F$2:$F$26,MATCH($C492,'Shultis Faw'!$A$2:$A$26,1))+($C492-INDEX('Shultis Faw'!$A$2:$A$26,MATCH($C492,'Shultis Faw'!$A$2:$A$26,1)))*(INDEX('Shultis Faw'!$F$2:$F$26,MATCH($C492,'Shultis Faw'!$A$2:$A$26,1)+1)-INDEX('Shultis Faw'!$F$2:$F$26,MATCH($C492,'Shultis Faw'!$A$2:$A$26,1)))/(INDEX('Shultis Faw'!$A$2:$A$26,MATCH($C492,'Shultis Faw'!$A$2:$A$26,1)+1)-INDEX('Shultis Faw'!$A$2:$A$26,MATCH($C492,'Shultis Faw'!$A$2:$A$26,1))),$C492*'Shultis Faw'!$F$2/'Shultis Faw'!$A$2)","v":14.218903000000001},{"$f":"J492*(H492*'Externe blootstelling'!$D$23/2)^K492+L492*(TANH(((H492*'Externe blootstelling'!$D$23)/(2*M492))-2)-TANH(-2))/(1-TANH(-2))","v":1.8428249196901965},{"$f":"IF(N492=1,1+(I492-1)*H492*'Externe blootstelling'!$D$23/2,1+(I492-1)*(N492^(H492*'Externe blootstelling'!$D$23/2)-1)/(N492-1))","v":5.5335541106787351},{"$f":"G492*EXP(-H492*'Externe blootstelling'!$D$23/2)*O492","v":7.3751260303690269E-7}]
[null," g ",0.33338999999999996,5.3342399999999987E-14,6.1999999999999999E-7,{"$f":"_xlfn.IFNA(INDEX('hp (pSv cm2)'!$B$2:$B$52,MATCH($C493,'hp (pSv cm2)'!$A$2:$A$52,1))+($C493-INDEX('hp (pSv cm2)'!$A$2:$A$52,MATCH($C493,'hp (pSv cm2)'!$A$2:$A$52,1)))*(INDEX('hp (pSv cm2)'!$B$2:$B$52,MATCH($C493,'hp (pSv cm2)'!$A$2:$A$52,1)+1)-INDEX('hp (pSv cm2)'!$B$2:$B$52,MATCH($C493,'hp (pSv cm2)'!$A$2:$A$52,1)))/(INDEX('hp (pSv cm2)'!$A$2:$A$52,MATCH($C493,'hp (pSv cm2)'!$A$2:$A$52,1)+1)-INDEX('hp (pSv cm2)'!$A$2:$A$52,MATCH($C493,'hp (pSv cm2)'!$A$2:$A$52,1))),$C493*'hp (pSv cm2)'!$B$2/'hp (pSv cm2)'!$A$2)","v":1.6736109999999997},1.0376388199999998E-6,{"$f":"_xlfn.IFNA(0.997*(INDEX('Mass attenuation coefficients'!$B$2:$B$37,MATCH($C493,'Mass attenuation coefficients'!$A$2:$A$37,1))+($C493-INDEX('Mass attenuation coefficients'!$A$2:$A$37,MATCH($C493,'Mass attenuation coefficients'!$A$2:$A$37,1)))*(INDEX('Mass attenuation coefficients'!$B$2:$B$37,MATCH($C493,'Mass attenuation coefficients'!$A$2:$A$37,1)+1)-INDEX('Mass attenuation coefficients'!$B$2:$B$37,MATCH($C493,'Mass attenuation coefficients'!$A$2:$A$37,1)))/(INDEX('Mass attenuation coefficients'!$A$2:$A$37,MATCH($C493,'Mass attenuation coefficients'!$A$2:$A$37,1)+1)-INDEX('Mass attenuation coefficients'!$A$2:$A$37,MATCH($C493,'Mass attenuation coefficients'!$A$2:$A$37,1)))),0.997*$C493*'Mass attenuation coefficients'!$B$2/'Mass attenuation coefficients'!$A$2)","v":0.11408297125000001},{"$f":"_xlfn.IFNA(INDEX('Shultis Faw'!$C$2:$C$26,MATCH($C493,'Shultis Faw'!$A$2:$A$26,1))+($C493-INDEX('Shultis Faw'!$A$2:$A$26,MATCH($C493,'Shultis Faw'!$A$2:$A$26,1)))*(INDEX('Shultis Faw'!$C$2:$C$26,MATCH($C493,'Shultis Faw'!$A$2:$A$26,1)+1)-INDEX('Shultis Faw'!$C$2:$C$26,MATCH($C493,'Shultis Faw'!$A$2:$A$26,1)))/(INDEX('Shultis Faw'!$A$2:$A$26,MATCH($C493,'Shultis Faw'!$A$2:$A$26,1)+1)-INDEX('Shultis Faw'!$A$2:$A$26,MATCH($C493,'Shultis Faw'!$A$2:$A$26,1))),$C493*'Shultis Faw'!$C$2/'Shultis Faw'!$A$2)","v":2.833186},{"$f":"_xlfn.IFNA(INDEX('Shultis Faw'!$D$2:$D$26,MATCH($C493,'Shultis Faw'!$A$2:$A$26,1))+($C493-INDEX('Shultis Faw'!$A$2:$A$26,MATCH($C493,'Shultis Faw'!$A$2:$A$26,1)))*(INDEX('Shultis Faw'!$D$2:$D$26,MATCH($C493,'Shultis Faw'!$A$2:$A$26,1)+1)-INDEX('Shultis Faw'!$D$2:$D$26,MATCH($C493,'Shultis Faw'!$A$2:$A$26,1)))/(INDEX('Shultis Faw'!$A$2:$A$26,MATCH($C493,'Shultis Faw'!$A$2:$A$26,1)+1)-INDEX('Shultis Faw'!$A$2:$A$26,MATCH($C493,'Shultis Faw'!$A$2:$A$26,1))),$C493*'Shultis Faw'!$D$2/'Shultis Faw'!$A$2)","v":1.9752539999999998},{"$f":"_xlfn.IFNA(INDEX('Shultis Faw'!$B$2:$B$26,MATCH($C493,'Shultis Faw'!$A$2:$A$26,1))+($C493-INDEX('Shultis Faw'!$A$2:$A$26,MATCH($C493,'Shultis Faw'!$A$2:$A$26,1)))*(INDEX('Shultis Faw'!$B$2:$B$26,MATCH($C493,'Shultis Faw'!$A$2:$A$26,1)+1)-INDEX('Shultis Faw'!$B$2:$B$26,MATCH($C493,'Shultis Faw'!$A$2:$A$26,1)))/(INDEX('Shultis Faw'!$A$2:$A$26,MATCH($C493,'Shultis Faw'!$A$2:$A$26,1)+1)-INDEX('Shultis Faw'!$A$2:$A$26,MATCH($C493,'Shultis Faw'!$A$2:$A$26,1))),$C493*'Shultis Faw'!$B$2/'Shultis Faw'!$A$2)","v":-0.15899150000000001},{"$f":"_xlfn.IFNA(INDEX('Shultis Faw'!$E$2:$E$26,MATCH($C493,'Shultis Faw'!$A$2:$A$26,1))+($C493-INDEX('Shultis Faw'!$A$2:$A$26,MATCH($C493,'Shultis Faw'!$A$2:$A$26,1)))*(INDEX('Shultis Faw'!$E$2:$E$26,MATCH($C493,'Shultis Faw'!$A$2:$A$26,1)+1)-INDEX('Shultis Faw'!$E$2:$E$26,MATCH($C493,'Shultis Faw'!$A$2:$A$26,1)))/(INDEX('Shultis Faw'!$A$2:$A$26,MATCH($C493,'Shultis Faw'!$A$2:$A$26,1)+1)-INDEX('Shultis Faw'!$A$2:$A$26,MATCH($C493,'Shultis Faw'!$A$2:$A$26,1))),$C493*'Shultis Faw'!$E$2/'Shultis Faw'!$A$2)","v":6.34966E-2},{"$f":"_xlfn.IFNA(INDEX('Shultis Faw'!$F$2:$F$26,MATCH($C493,'Shultis Faw'!$A$2:$A$26,1))+($C493-INDEX('Shultis Faw'!$A$2:$A$26,MATCH($C493,'Shultis Faw'!$A$2:$A$26,1)))*(INDEX('Shultis Faw'!$F$2:$F$26,MATCH($C493,'Shultis Faw'!$A$2:$A$26,1)+1)-INDEX('Shultis Faw'!$F$2:$F$26,MATCH($C493,'Shultis Faw'!$A$2:$A$26,1)))/(INDEX('Shultis Faw'!$A$2:$A$26,MATCH($C493,'Shultis Faw'!$A$2:$A$26,1)+1)-INDEX('Shultis Faw'!$A$2:$A$26,MATCH($C493,'Shultis Faw'!$A$2:$A$26,1))),$C493*'Shultis Faw'!$F$2/'Shultis Faw'!$A$2)","v":14.220017},{"$f":"J493*(H493*'Externe blootstelling'!$D$23/2)^K493+L493*(TANH(((H493*'Externe blootstelling'!$D$23)/(2*M493))-2)-TANH(-2))/(1-TANH(-2))","v":1.8138541573901799},{"$f":"IF(N493=1,1+(I493-1)*H493*'Externe blootstelling'!$D$23/2,1+(I493-1)*(N493^(H493*'Externe blootstelling'!$D$23/2)-1)/(N493-1))","v":4.9876293176757951},{"$f":"G493*EXP(-H493*'Externe blootstelling'!$D$23/2)*O493","v":9.3488094258717493E-7}]
[null," g ",0.47638999999999998,7.6222399999999999E-14,1.5000000000000002E-8,{"$f":"_xlfn.IFNA(INDEX('hp (pSv cm2)'!$B$2:$B$52,MATCH($C494,'hp (pSv cm2)'!$A$2:$A$52,1))+($C494-INDEX('hp (pSv cm2)'!$A$2:$A$52,MATCH($C494,'hp (pSv cm2)'!$A$2:$A$52,1)))*(INDEX('hp (pSv cm2)'!$B$2:$B$52,MATCH($C494,'hp (pSv cm2)'!$A$2:$A$52,1)+1)-INDEX('hp (pSv cm2)'!$B$2:$B$52,MATCH($C494,'hp (pSv cm2)'!$A$2:$A$52,1)))/(INDEX('hp (pSv cm2)'!$A$2:$A$52,MATCH($C494,'hp (pSv cm2)'!$A$2:$A$52,1)+1)-INDEX('hp (pSv cm2)'!$A$2:$A$52,MATCH($C494,'hp (pSv cm2)'!$A$2:$A$52,1))),$C494*'hp (pSv cm2)'!$B$2/'hp (pSv cm2)'!$A$2)","v":2.3590330000000002},3.5385495000000004E-8,{"$f":"_xlfn.IFNA(0.997*(INDEX('Mass attenuation coefficients'!$B$2:$B$37,MATCH($C494,'Mass attenuation coefficients'!$A$2:$A$37,1))+($C494-INDEX('Mass attenuation coefficients'!$A$2:$A$37,MATCH($C494,'Mass attenuation coefficients'!$A$2:$A$37,1)))*(INDEX('Mass attenuation coefficients'!$B$2:$B$37,MATCH($C494,'Mass attenuation coefficients'!$A$2:$A$37,1)+1)-INDEX('Mass attenuation coefficients'!$B$2:$B$37,MATCH($C494,'Mass attenuation coefficients'!$A$2:$A$37,1)))/(INDEX('Mass attenuation coefficients'!$A$2:$A$37,MATCH($C494,'Mass attenuation coefficients'!$A$2:$A$37,1)+1)-INDEX('Mass attenuation coefficients'!$A$2:$A$37,MATCH($C494,'Mass attenuation coefficients'!$A$2:$A$37,1)))),0.997*$C494*'Mass attenuation coefficients'!$B$2/'Mass attenuation coefficients'!$A$2)","v":9.8752055391000002E-2},{"$f":"_xlfn.IFNA(INDEX('Shultis Faw'!$C$2:$C$26,MATCH($C494,'Shultis Faw'!$A$2:$A$26,1))+($C494-INDEX('Shultis Faw'!$A$2:$A$26,MATCH($C494,'Shultis Faw'!$A$2:$A$26,1)))*(INDEX('Shultis Faw'!$C$2:$C$26,MATCH($C494,'Shultis Faw'!$A$2:$A$26,1)+1)-INDEX('Shultis Faw'!$C$2:$C$26,MATCH($C494,'Shultis Faw'!$A$2:$A$26,1)))/(INDEX('Shultis Faw'!$A$2:$A$26,MATCH($C494,'Shultis Faw'!$A$2:$A$26,1)+1)-INDEX('Shultis Faw'!$A$2:$A$26,MATCH($C494,'Shultis Faw'!$A$2:$A$26,1))),$C494*'Shultis Faw'!$C$2/'Shultis Faw'!$A$2)","v":2.537776},{"$f":"_xlfn.IFNA(INDEX('Shultis Faw'!$D$2:$D$26,MATCH($C494,'Shultis Faw'!$A$2:$A$26,1))+($C494-INDEX('Shultis Faw'!$A$2:$A$26,MATCH($C494,'Shultis Faw'!$A$2:$A$26,1)))*(INDEX('Shultis Faw'!$D$2:$D$26,MATCH($C494,'Shultis Faw'!$A$2:$A$26,1)+1)-INDEX('Shultis Faw'!$D$2:$D$26,MATCH($C494,'Shultis Faw'!$A$2:$A$26,1)))/(INDEX('Shultis Faw'!$A$2:$A$26,MATCH($C494,'Shultis Faw'!$A$2:$A$26,1)+1)-INDEX('Shultis Faw'!$A$2:$A$26,MATCH($C494,'Shultis Faw'!$A$2:$A$26,1))),$C494*'Shultis Faw'!$D$2/'Shultis Faw'!$A$2)","v":1.7933876},{"$f":"_xlfn.IFNA(INDEX('Shultis Faw'!$B$2:$B$26,MATCH($C494,'Shultis Faw'!$A$2:$A$26,1))+($C494-INDEX('Shultis Faw'!$A$2:$A$26,MATCH($C494,'Shultis Faw'!$A$2:$A$26,1)))*(INDEX('Shultis Faw'!$B$2:$B$26,MATCH($C494,'Shultis Faw'!$A$2:$A$26,1)+1)-INDEX('Shultis Faw'!$B$2:$B$26,MATCH($C494,'Shultis Faw'!$A$2:$A$26,1)))/(INDEX('Shultis Faw'!$A$2:$A$26,MATCH($C494,'Shultis Faw'!$A$2:$A$26,1)+1)-INDEX('Shultis Faw'!$A$2:$A$26,MATCH($C494,'Shultis Faw'!$A$2:$A$26,1))),$C494*'Shultis Faw'!$B$2/'Shultis Faw'!$A$2)","v":-0.13830540000000002},{"$f":"_xlfn.IFNA(INDEX('Shultis Faw'!$E$2:$E$26,MATCH($C494,'Shultis Faw'!$A$2:$A$26,1))+($C494-INDEX('Shultis Faw'!$A$2:$A$26,MATCH($C494,'Shultis Faw'!$A$2:$A$26,1)))*(INDEX('Shultis Faw'!$E$2:$E$26,MATCH($C494,'Shultis Faw'!$A$2:$A$26,1)+1)-INDEX('Shultis Faw'!$E$2:$E$26,MATCH($C494,'Shultis Faw'!$A$2:$A$26,1)))/(INDEX('Shultis Faw'!$A$2:$A$26,MATCH($C494,'Shultis Faw'!$A$2:$A$26,1)+1)-INDEX('Shultis Faw'!$A$2:$A$26,MATCH($C494,'Shultis Faw'!$A$2:$A$26,1))),$C494*'Shultis Faw'!$E$2/'Shultis Faw'!$A$2)","v":5.5756890000000003E-2},{"$f":"_xlfn.IFNA(INDEX('Shultis Faw'!$F$2:$F$26,MATCH($C494,'Shultis Faw'!$A$2:$A$26,1))+($C494-INDEX('Shultis Faw'!$A$2:$A$26,MATCH($C494,'Shultis Faw'!$A$2:$A$26,1)))*(INDEX('Shultis Faw'!$F$2:$F$26,MATCH($C494,'Shultis Faw'!$A$2:$A$26,1)+1)-INDEX('Shultis Faw'!$F$2:$F$26,MATCH($C494,'Shultis Faw'!$A$2:$A$26,1)))/(INDEX('Shultis Faw'!$A$2:$A$26,MATCH($C494,'Shultis Faw'!$A$2:$A$26,1)+1)-INDEX('Shultis Faw'!$A$2:$A$26,MATCH($C494,'Shultis Faw'!$A$2:$A$26,1))),$C494*'Shultis Faw'!$F$2/'Shultis Faw'!$A$2)","v":14.308751000000001},{"$f":"J494*(H494*'Externe blootstelling'!$D$23/2)^K494+L494*(TANH(((H494*'Externe blootstelling'!$D$23)/(2*M494))-2)-TANH(-2))/(1-TANH(-2))","v":1.6987631333130617},{"$f":"IF(N494=1,1+(I494-1)*H494*'Externe blootstelling'!$D$23/2,1+(I494-1)*(N494^(H494*'Externe blootstelling'!$D$23/2)-1)/(N494-1))","v":3.623812252046362},{"$f":"G494*EXP(-H494*'Externe blootstelling'!$D$23/2)*O494","v":2.9152706025502708E-8}]
[null," g ",0.6303200000000001,1.0085120000000002E-13,2.9300000000000002E-4,{"$f":"_xlfn.IFNA(INDEX('hp (pSv cm2)'!$B$2:$B$52,MATCH($C495,'hp (pSv cm2)'!$A$2:$A$52,1))+($C495-INDEX('hp (pSv cm2)'!$A$2:$A$52,MATCH($C495,'hp (pSv cm2)'!$A$2:$A$52,1)))*(INDEX('hp (pSv cm2)'!$B$2:$B$52,MATCH($C495,'hp (pSv cm2)'!$A$2:$A$52,1)+1)-INDEX('hp (pSv cm2)'!$B$2:$B$52,MATCH($C495,'hp (pSv cm2)'!$A$2:$A$52,1)))/(INDEX('hp (pSv cm2)'!$A$2:$A$52,MATCH($C495,'hp (pSv cm2)'!$A$2:$A$52,1)+1)-INDEX('hp (pSv cm2)'!$A$2:$A$52,MATCH($C495,'hp (pSv cm2)'!$A$2:$A$52,1))),$C495*'hp (pSv cm2)'!$B$2/'hp (pSv cm2)'!$A$2)","v":3.0343120000000008},8.8905341600000029E-4,{"$f":"_xlfn.IFNA(0.997*(INDEX('Mass attenuation coefficients'!$B$2:$B$37,MATCH($C495,'Mass attenuation coefficients'!$A$2:$A$37,1))+($C495-INDEX('Mass attenuation coefficients'!$A$2:$A$37,MATCH($C495,'Mass attenuation coefficients'!$A$2:$A$37,1)))*(INDEX('Mass attenuation coefficients'!$B$2:$B$37,MATCH($C495,'Mass attenuation coefficients'!$A$2:$A$37,1)+1)-INDEX('Mass attenuation coefficients'!$B$2:$B$37,MATCH($C495,'Mass attenuation coefficients'!$A$2:$A$37,1)))/(INDEX('Mass attenuation coefficients'!$A$2:$A$37,MATCH($C495,'Mass attenuation coefficients'!$A$2:$A$37,1)+1)-INDEX('Mass attenuation coefficients'!$A$2:$A$37,MATCH($C495,'Mass attenuation coefficients'!$A$2:$A$37,1)))),0.997*$C495*'Mass attenuation coefficients'!$B$2/'Mass attenuation coefficients'!$A$2)","v":8.7642325867999984E-2},{"$f":"_xlfn.IFNA(INDEX('Shultis Faw'!$C$2:$C$26,MATCH($C495,'Shultis Faw'!$A$2:$A$26,1))+($C495-INDEX('Shultis Faw'!$A$2:$A$26,MATCH($C495,'Shultis Faw'!$A$2:$A$26,1)))*(INDEX('Shultis Faw'!$C$2:$C$26,MATCH($C495,'Shultis Faw'!$A$2:$A$26,1)+1)-INDEX('Shultis Faw'!$C$2:$C$26,MATCH($C495,'Shultis Faw'!$A$2:$A$26,1)))/(INDEX('Shultis Faw'!$A$2:$A$26,MATCH($C495,'Shultis Faw'!$A$2:$A$26,1)+1)-INDEX('Shultis Faw'!$A$2:$A$26,MATCH($C495,'Shultis Faw'!$A$2:$A$26,1))),$C495*'Shultis Faw'!$C$2/'Shultis Faw'!$A$2)","v":2.3519859999999997},{"$f":"_xlfn.IFNA(INDEX('Shultis Faw'!$D$2:$D$26,MATCH($C495,'Shultis Faw'!$A$2:$A$26,1))+($C495-INDEX('Shultis Faw'!$A$2:$A$26,MATCH($C495,'Shultis Faw'!$A$2:$A$26,1)))*(INDEX('Shultis Faw'!$D$2:$D$26,MATCH($C495,'Shultis Faw'!$A$2:$A$26,1)+1)-INDEX('Shultis Faw'!$D$2:$D$26,MATCH($C495,'Shultis Faw'!$A$2:$A$26,1)))/(INDEX('Shultis Faw'!$A$2:$A$26,MATCH($C495,'Shultis Faw'!$A$2:$A$26,1)+1)-INDEX('Shultis Faw'!$A$2:$A$26,MATCH($C495,'Shultis Faw'!$A$2:$A$26,1))),$C495*'Shultis Faw'!$D$2/'Shultis Faw'!$A$2)","v":1.658534},{"$f":"_xlfn.IFNA(INDEX('Shultis Faw'!$B$2:$B$26,MATCH($C495,'Shultis Faw'!$A$2:$A$26,1))+($C495-INDEX('Shultis Faw'!$A$2:$A$26,MATCH($C495,'Shultis Faw'!$A$2:$A$26,1)))*(INDEX('Shultis Faw'!$B$2:$B$26,MATCH($C495,'Shultis Faw'!$A$2:$A$26,1)+1)-INDEX('Shultis Faw'!$B$2:$B$26,MATCH($C495,'Shultis Faw'!$A$2:$A$26,1)))/(INDEX('Shultis Faw'!$A$2:$A$26,MATCH($C495,'Shultis Faw'!$A$2:$A$26,1)+1)-INDEX('Shultis Faw'!$A$2:$A$26,MATCH($C495,'Shultis Faw'!$A$2:$A$26,1))),$C495*'Shultis Faw'!$B$2/'Shultis Faw'!$A$2)","v":-0.12111959999999999},{"$f":"_xlfn.IFNA(INDEX('Shultis Faw'!$E$2:$E$26,MATCH($C495,'Shultis Faw'!$A$2:$A$26,1))+($C495-INDEX('Shultis Faw'!$A$2:$A$26,MATCH($C495,'Shultis Faw'!$A$2:$A$26,1)))*(INDEX('Shultis Faw'!$E$2:$E$26,MATCH($C495,'Shultis Faw'!$A$2:$A$26,1)+1)-INDEX('Shultis Faw'!$E$2:$E$26,MATCH($C495,'Shultis Faw'!$A$2:$A$26,1)))/(INDEX('Shultis Faw'!$A$2:$A$26,MATCH($C495,'Shultis Faw'!$A$2:$A$26,1)+1)-INDEX('Shultis Faw'!$A$2:$A$26,MATCH($C495,'Shultis Faw'!$A$2:$A$26,1))),$C495*'Shultis Faw'!$E$2/'Shultis Faw'!$A$2)","v":4.9299439999999993E-2},{"$f":"_xlfn.IFNA(INDEX('Shultis Faw'!$F$2:$F$26,MATCH($C495,'Shultis Faw'!$A$2:$A$26,1))+($C495-INDEX('Shultis Faw'!$A$2:$A$26,MATCH($C495,'Shultis Faw'!$A$2:$A$26,1)))*(INDEX('Shultis Faw'!$F$2:$F$26,MATCH($C495,'Shultis Faw'!$A$2:$A$26,1)+1)-INDEX('Shultis Faw'!$F$2:$F$26,MATCH($C495,'Shultis Faw'!$A$2:$A$26,1)))/(INDEX('Shultis Faw'!$A$2:$A$26,MATCH($C495,'Shultis Faw'!$A$2:$A$26,1)+1)-INDEX('Shultis Faw'!$A$2:$A$26,MATCH($C495,'Shultis Faw'!$A$2:$A$26,1))),$C495*'Shultis Faw'!$F$2/'Shultis Faw'!$A$2)","v":14.249708},{"$f":"J495*(H495*'Externe blootstelling'!$D$23/2)^K495+L495*(TANH(((H495*'Externe blootstelling'!$D$23)/(2*M495))-2)-TANH(-2))/(1-TANH(-2))","v":1.6046606445114939},{"$f":"IF(N495=1,1+(I495-1)*H495*'Externe blootstelling'!$D$23/2,1+(I495-1)*(N495^(H495*'Externe blootstelling'!$D$23/2)-1)/(N495-1))","v":2.9276142489838555},{"$f":"G495*EXP(-H495*'Externe blootstelling'!$D$23/2)*O495","v":6.9904161326683105E-4}]
[null," g ",0.76747799999999999,1.2279647999999999E-13,3.2699999999999998E-4,{"$f":"_xlfn.IFNA(INDEX('hp (pSv cm2)'!$B$2:$B$52,MATCH($C496,'hp (pSv cm2)'!$A$2:$A$52,1))+($C496-INDEX('hp (pSv cm2)'!$A$2:$A$52,MATCH($C496,'hp (pSv cm2)'!$A$2:$A$52,1)))*(INDEX('hp (pSv cm2)'!$B$2:$B$52,MATCH($C496,'hp (pSv cm2)'!$A$2:$A$52,1)+1)-INDEX('hp (pSv cm2)'!$B$2:$B$52,MATCH($C496,'hp (pSv cm2)'!$A$2:$A$52,1)))/(INDEX('hp (pSv cm2)'!$A$2:$A$52,MATCH($C496,'hp (pSv cm2)'!$A$2:$A$52,1)+1)-INDEX('hp (pSv cm2)'!$A$2:$A$52,MATCH($C496,'hp (pSv cm2)'!$A$2:$A$52,1))),$C496*'hp (pSv cm2)'!$B$2/'hp (pSv cm2)'!$A$2)","v":3.5966597999999999},1.1761077545999999E-3,{"$f":"_xlfn.IFNA(0.997*(INDEX('Mass attenuation coefficients'!$B$2:$B$37,MATCH($C496,'Mass attenuation coefficients'!$A$2:$A$37,1))+($C496-INDEX('Mass attenuation coefficients'!$A$2:$A$37,MATCH($C496,'Mass attenuation coefficients'!$A$2:$A$37,1)))*(INDEX('Mass attenuation coefficients'!$B$2:$B$37,MATCH($C496,'Mass attenuation coefficients'!$A$2:$A$37,1)+1)-INDEX('Mass attenuation coefficients'!$B$2:$B$37,MATCH($C496,'Mass attenuation coefficients'!$A$2:$A$37,1)))/(INDEX('Mass attenuation coefficients'!$A$2:$A$37,MATCH($C496,'Mass attenuation coefficients'!$A$2:$A$37,1)+1)-INDEX('Mass attenuation coefficients'!$A$2:$A$37,MATCH($C496,'Mass attenuation coefficients'!$A$2:$A$37,1)))),0.997*$C496*'Mass attenuation coefficients'!$B$2/'Mass attenuation coefficients'!$A$2)","v":8.0182802874700004E-2},{"$f":"_xlfn.IFNA(INDEX('Shultis Faw'!$C$2:$C$26,MATCH($C496,'Shultis Faw'!$A$2:$A$26,1))+($C496-INDEX('Shultis Faw'!$A$2:$A$26,MATCH($C496,'Shultis Faw'!$A$2:$A$26,1)))*(INDEX('Shultis Faw'!$C$2:$C$26,MATCH($C496,'Shultis Faw'!$A$2:$A$26,1)+1)-INDEX('Shultis Faw'!$C$2:$C$26,MATCH($C496,'Shultis Faw'!$A$2:$A$26,1)))/(INDEX('Shultis Faw'!$A$2:$A$26,MATCH($C496,'Shultis Faw'!$A$2:$A$26,1)+1)-INDEX('Shultis Faw'!$A$2:$A$26,MATCH($C496,'Shultis Faw'!$A$2:$A$26,1))),$C496*'Shultis Faw'!$C$2/'Shultis Faw'!$A$2)","v":2.2388306500000001},{"$f":"_xlfn.IFNA(INDEX('Shultis Faw'!$D$2:$D$26,MATCH($C496,'Shultis Faw'!$A$2:$A$26,1))+($C496-INDEX('Shultis Faw'!$A$2:$A$26,MATCH($C496,'Shultis Faw'!$A$2:$A$26,1)))*(INDEX('Shultis Faw'!$D$2:$D$26,MATCH($C496,'Shultis Faw'!$A$2:$A$26,1)+1)-INDEX('Shultis Faw'!$D$2:$D$26,MATCH($C496,'Shultis Faw'!$A$2:$A$26,1)))/(INDEX('Shultis Faw'!$A$2:$A$26,MATCH($C496,'Shultis Faw'!$A$2:$A$26,1)+1)-INDEX('Shultis Faw'!$A$2:$A$26,MATCH($C496,'Shultis Faw'!$A$2:$A$26,1))),$C496*'Shultis Faw'!$D$2/'Shultis Faw'!$A$2)","v":1.5659523500000001},{"$f":"_xlfn.IFNA(INDEX('Shultis Faw'!$B$2:$B$26,MATCH($C496,'Shultis Faw'!$A$2:$A$26,1))+($C496-INDEX('Shultis Faw'!$A$2:$A$26,MATCH($C496,'Shultis Faw'!$A$2:$A$26,1)))*(INDEX('Shultis Faw'!$B$2:$B$26,MATCH($C496,'Shultis Faw'!$A$2:$A$26,1)+1)-INDEX('Shultis Faw'!$B$2:$B$26,MATCH($C496,'Shultis Faw'!$A$2:$A$26,1)))/(INDEX('Shultis Faw'!$A$2:$A$26,MATCH($C496,'Shultis Faw'!$A$2:$A$26,1)+1)-INDEX('Shultis Faw'!$A$2:$A$26,MATCH($C496,'Shultis Faw'!$A$2:$A$26,1))),$C496*'Shultis Faw'!$B$2/'Shultis Faw'!$A$2)","v":-0.10808959},{"$f":"_xlfn.IFNA(INDEX('Shultis Faw'!$E$2:$E$26,MATCH($C496,'Shultis Faw'!$A$2:$A$26,1))+($C496-INDEX('Shultis Faw'!$A$2:$A$26,MATCH($C496,'Shultis Faw'!$A$2:$A$26,1)))*(INDEX('Shultis Faw'!$E$2:$E$26,MATCH($C496,'Shultis Faw'!$A$2:$A$26,1)+1)-INDEX('Shultis Faw'!$E$2:$E$26,MATCH($C496,'Shultis Faw'!$A$2:$A$26,1)))/(INDEX('Shultis Faw'!$A$2:$A$26,MATCH($C496,'Shultis Faw'!$A$2:$A$26,1)+1)-INDEX('Shultis Faw'!$A$2:$A$26,MATCH($C496,'Shultis Faw'!$A$2:$A$26,1))),$C496*'Shultis Faw'!$E$2/'Shultis Faw'!$A$2)","v":4.4773226000000006E-2},{"$f":"_xlfn.IFNA(INDEX('Shultis Faw'!$F$2:$F$26,MATCH($C496,'Shultis Faw'!$A$2:$A$26,1))+($C496-INDEX('Shultis Faw'!$A$2:$A$26,MATCH($C496,'Shultis Faw'!$A$2:$A$26,1)))*(INDEX('Shultis Faw'!$F$2:$F$26,MATCH($C496,'Shultis Faw'!$A$2:$A$26,1)+1)-INDEX('Shultis Faw'!$F$2:$F$26,MATCH($C496,'Shultis Faw'!$A$2:$A$26,1)))/(INDEX('Shultis Faw'!$A$2:$A$26,MATCH($C496,'Shultis Faw'!$A$2:$A$26,1)+1)-INDEX('Shultis Faw'!$A$2:$A$26,MATCH($C496,'Shultis Faw'!$A$2:$A$26,1))),$C496*'Shultis Faw'!$F$2/'Shultis Faw'!$A$2)","v":14.3388607},{"$f":"J496*(H496*'Externe blootstelling'!$D$23/2)^K496+L496*(TANH(((H496*'Externe blootstelling'!$D$23)/(2*M496))-2)-TANH(-2))/(1-TANH(-2))","v":1.5351619878578477},{"$f":"IF(N496=1,1+(I496-1)*H496*'Externe blootstelling'!$D$23/2,1+(I496-1)*(N496^(H496*'Externe blootstelling'!$D$23/2)-1)/(N496-1))","v":2.5614723893699738},{"$f":"G496*EXP(-H496*'Externe blootstelling'!$D$23/2)*O496","v":9.0488327226113138E-4}]
[null," g ",0.77332000000000001,1.237312E-13,2.1999999999999998E-7,{"$f":"_xlfn.IFNA(INDEX('hp (pSv cm2)'!$B$2:$B$52,MATCH($C497,'hp (pSv cm2)'!$A$2:$A$52,1))+($C497-INDEX('hp (pSv cm2)'!$A$2:$A$52,MATCH($C497,'hp (pSv cm2)'!$A$2:$A$52,1)))*(INDEX('hp (pSv cm2)'!$B$2:$B$52,MATCH($C497,'hp (pSv cm2)'!$A$2:$A$52,1)+1)-INDEX('hp (pSv cm2)'!$B$2:$B$52,MATCH($C497,'hp (pSv cm2)'!$A$2:$A$52,1)))/(INDEX('hp (pSv cm2)'!$A$2:$A$52,MATCH($C497,'hp (pSv cm2)'!$A$2:$A$52,1)+1)-INDEX('hp (pSv cm2)'!$A$2:$A$52,MATCH($C497,'hp (pSv cm2)'!$A$2:$A$52,1))),$C497*'hp (pSv cm2)'!$B$2/'hp (pSv cm2)'!$A$2)","v":3.6206119999999999},7.9653463999999989E-7,{"$f":"_xlfn.IFNA(0.997*(INDEX('Mass attenuation coefficients'!$B$2:$B$37,MATCH($C497,'Mass attenuation coefficients'!$A$2:$A$37,1))+($C497-INDEX('Mass attenuation coefficients'!$A$2:$A$37,MATCH($C497,'Mass attenuation coefficients'!$A$2:$A$37,1)))*(INDEX('Mass attenuation coefficients'!$B$2:$B$37,MATCH($C497,'Mass attenuation coefficients'!$A$2:$A$37,1)+1)-INDEX('Mass attenuation coefficients'!$B$2:$B$37,MATCH($C497,'Mass attenuation coefficients'!$A$2:$A$37,1)))/(INDEX('Mass attenuation coefficients'!$A$2:$A$37,MATCH($C497,'Mass attenuation coefficients'!$A$2:$A$37,1)+1)-INDEX('Mass attenuation coefficients'!$A$2:$A$37,MATCH($C497,'Mass attenuation coefficients'!$A$2:$A$37,1)))),0.997*$C497*'Mass attenuation coefficients'!$B$2/'Mass attenuation coefficients'!$A$2)","v":7.9865077817999994E-2},{"$f":"_xlfn.IFNA(INDEX('Shultis Faw'!$C$2:$C$26,MATCH($C497,'Shultis Faw'!$A$2:$A$26,1))+($C497-INDEX('Shultis Faw'!$A$2:$A$26,MATCH($C497,'Shultis Faw'!$A$2:$A$26,1)))*(INDEX('Shultis Faw'!$C$2:$C$26,MATCH($C497,'Shultis Faw'!$A$2:$A$26,1)+1)-INDEX('Shultis Faw'!$C$2:$C$26,MATCH($C497,'Shultis Faw'!$A$2:$A$26,1)))/(INDEX('Shultis Faw'!$A$2:$A$26,MATCH($C497,'Shultis Faw'!$A$2:$A$26,1)+1)-INDEX('Shultis Faw'!$A$2:$A$26,MATCH($C497,'Shultis Faw'!$A$2:$A$26,1))),$C497*'Shultis Faw'!$C$2/'Shultis Faw'!$A$2)","v":2.2340110000000002},{"$f":"_xlfn.IFNA(INDEX('Shultis Faw'!$D$2:$D$26,MATCH($C497,'Shultis Faw'!$A$2:$A$26,1))+($C497-INDEX('Shultis Faw'!$A$2:$A$26,MATCH($C497,'Shultis Faw'!$A$2:$A$26,1)))*(INDEX('Shultis Faw'!$D$2:$D$26,MATCH($C497,'Shultis Faw'!$A$2:$A$26,1)+1)-INDEX('Shultis Faw'!$D$2:$D$26,MATCH($C497,'Shultis Faw'!$A$2:$A$26,1)))/(INDEX('Shultis Faw'!$A$2:$A$26,MATCH($C497,'Shultis Faw'!$A$2:$A$26,1)+1)-INDEX('Shultis Faw'!$A$2:$A$26,MATCH($C497,'Shultis Faw'!$A$2:$A$26,1))),$C497*'Shultis Faw'!$D$2/'Shultis Faw'!$A$2)","v":1.562009},{"$f":"_xlfn.IFNA(INDEX('Shultis Faw'!$B$2:$B$26,MATCH($C497,'Shultis Faw'!$A$2:$A$26,1))+($C497-INDEX('Shultis Faw'!$A$2:$A$26,MATCH($C497,'Shultis Faw'!$A$2:$A$26,1)))*(INDEX('Shultis Faw'!$B$2:$B$26,MATCH($C497,'Shultis Faw'!$A$2:$A$26,1)+1)-INDEX('Shultis Faw'!$B$2:$B$26,MATCH($C497,'Shultis Faw'!$A$2:$A$26,1)))/(INDEX('Shultis Faw'!$A$2:$A$26,MATCH($C497,'Shultis Faw'!$A$2:$A$26,1)+1)-INDEX('Shultis Faw'!$A$2:$A$26,MATCH($C497,'Shultis Faw'!$A$2:$A$26,1))),$C497*'Shultis Faw'!$B$2/'Shultis Faw'!$A$2)","v":-0.10753459999999999},{"$f":"_xlfn.IFNA(INDEX('Shultis Faw'!$E$2:$E$26,MATCH($C497,'Shultis Faw'!$A$2:$A$26,1))+($C497-INDEX('Shultis Faw'!$A$2:$A$26,MATCH($C497,'Shultis Faw'!$A$2:$A$26,1)))*(INDEX('Shultis Faw'!$E$2:$E$26,MATCH($C497,'Shultis Faw'!$A$2:$A$26,1)+1)-INDEX('Shultis Faw'!$E$2:$E$26,MATCH($C497,'Shultis Faw'!$A$2:$A$26,1)))/(INDEX('Shultis Faw'!$A$2:$A$26,MATCH($C497,'Shultis Faw'!$A$2:$A$26,1)+1)-INDEX('Shultis Faw'!$A$2:$A$26,MATCH($C497,'Shultis Faw'!$A$2:$A$26,1))),$C497*'Shultis Faw'!$E$2/'Shultis Faw'!$A$2)","v":4.4580439999999999E-2},{"$f":"_xlfn.IFNA(INDEX('Shultis Faw'!$F$2:$F$26,MATCH($C497,'Shultis Faw'!$A$2:$A$26,1))+($C497-INDEX('Shultis Faw'!$A$2:$A$26,MATCH($C497,'Shultis Faw'!$A$2:$A$26,1)))*(INDEX('Shultis Faw'!$F$2:$F$26,MATCH($C497,'Shultis Faw'!$A$2:$A$26,1)+1)-INDEX('Shultis Faw'!$F$2:$F$26,MATCH($C497,'Shultis Faw'!$A$2:$A$26,1)))/(INDEX('Shultis Faw'!$A$2:$A$26,MATCH($C497,'Shultis Faw'!$A$2:$A$26,1)+1)-INDEX('Shultis Faw'!$A$2:$A$26,MATCH($C497,'Shultis Faw'!$A$2:$A$26,1))),$C497*'Shultis Faw'!$F$2/'Shultis Faw'!$A$2)","v":14.342658},{"$f":"J497*(H497*'Externe blootstelling'!$D$23/2)^K497+L497*(TANH(((H497*'Externe blootstelling'!$D$23)/(2*M497))-2)-TANH(-2))/(1-TANH(-2))","v":1.5321060592635412},{"$f":"IF(N497=1,1+(I497-1)*H497*'Externe blootstelling'!$D$23/2,1+(I497-1)*(N497^(H497*'Externe blootstelling'!$D$23/2)-1)/(N497-1))","v":2.5471650093159335},{"$f":"G497*EXP(-H497*'Externe blootstelling'!$D$23/2)*O497","v":6.1233249719907634E-7}]
[null,null,null,null,null,null,null,null,null,null,null,null,null,null,null,null,{"$f":"SUM(P479:P497)/SUM(G479:G497)","v":1.1227562394284381}]
[]
["188Re","X-ray",1.0369999999999999E-2,{"$f":"C500*1000000*1.6E-19","v":1.6591999999999996E-15},0.03,{"$f":"_xlfn.IFNA(INDEX('hp (pSv cm2)'!$B$2:$B$52,MATCH($C500,'hp (pSv cm2)'!$A$2:$A$52,1))+($C500-INDEX('hp (pSv cm2)'!$A$2:$A$52,MATCH($C500,'hp (pSv cm2)'!$A$2:$A$52,1)))*(INDEX('hp (pSv cm2)'!$B$2:$B$52,MATCH($C500,'hp (pSv cm2)'!$A$2:$A$52,1)+1)-INDEX('hp (pSv cm2)'!$B$2:$B$52,MATCH($C500,'hp (pSv cm2)'!$A$2:$A$52,1)))/(INDEX('hp (pSv cm2)'!$A$2:$A$52,MATCH($C500,'hp (pSv cm2)'!$A$2:$A$52,1)+1)-INDEX('hp (pSv cm2)'!$A$2:$A$52,MATCH($C500,'hp (pSv cm2)'!$A$2:$A$52,1))),$C500*'hp (pSv cm2)'!$B$2/'hp (pSv cm2)'!$A$2)","v":7.5252499999999986E-2},{"$f":"F500*E500","v":2.2575749999999995E-3},{"$f":"_xlfn.IFNA(0.997*(INDEX('Mass attenuation coefficients'!$B$2:$B$37,MATCH($C500,'Mass attenuation coefficients'!$A$2:$A$37,1))+($C500-INDEX('Mass attenuation coefficients'!$A$2:$A$37,MATCH($C500,'Mass attenuation coefficients'!$A$2:$A$37,1)))*(INDEX('Mass attenuation coefficients'!$B$2:$B$37,MATCH($C500,'Mass attenuation coefficients'!$A$2:$A$37,1)+1)-INDEX('Mass attenuation coefficients'!$B$2:$B$37,MATCH($C500,'Mass attenuation coefficients'!$A$2:$A$37,1)))/(INDEX('Mass attenuation coefficients'!$A$2:$A$37,MATCH($C500,'Mass attenuation coefficients'!$A$2:$A$37,1)+1)-INDEX('Mass attenuation coefficients'!$A$2:$A$37,MATCH($C500,'Mass attenuation coefficients'!$A$2:$A$37,1)))),0.997*$C500*'Mass attenuation coefficients'!$B$2/'Mass attenuation coefficients'!$A$2)","v":5.0432806320000001},{"$f":"_xlfn.IFNA(INDEX('Shultis Faw'!$C$2:$C$26,MATCH($C500,'Shultis Faw'!$A$2:$A$26,1))+($C500-INDEX('Shultis Faw'!$A$2:$A$26,MATCH($C500,'Shultis Faw'!$A$2:$A$26,1)))*(INDEX('Shultis Faw'!$C$2:$C$26,MATCH($C500,'Shultis Faw'!$A$2:$A$26,1)+1)-INDEX('Shultis Faw'!$C$2:$C$26,MATCH($C500,'Shultis Faw'!$A$2:$A$26,1)))/(INDEX('Shultis Faw'!$A$2:$A$26,MATCH($C500,'Shultis Faw'!$A$2:$A$26,1)+1)-INDEX('Shultis Faw'!$A$2:$A$26,MATCH($C500,'Shultis Faw'!$A$2:$A$26,1))),$C500*'Shultis Faw'!$C$2/'Shultis Faw'!$A$2)","v":0.81715599999999988},{"$f":"_xlfn.IFNA(INDEX('Shultis Faw'!$D$2:$D$26,MATCH($C500,'Shultis Faw'!$A$2:$A$26,1))+($C500-INDEX('Shultis Faw'!$A$2:$A$26,MATCH($C500,'Shultis Faw'!$A$2:$A$26,1)))*(INDEX('Shultis Faw'!$D$2:$D$26,MATCH($C500,'Shultis Faw'!$A$2:$A$26,1)+1)-INDEX('Shultis Faw'!$D$2:$D$26,MATCH($C500,'Shultis Faw'!$A$2:$A$26,1)))/(INDEX('Shultis Faw'!$A$2:$A$26,MATCH($C500,'Shultis Faw'!$A$2:$A$26,1)+1)-INDEX('Shultis Faw'!$A$2:$A$26,MATCH($C500,'Shultis Faw'!$A$2:$A$26,1))),$C500*'Shultis Faw'!$D$2/'Shultis Faw'!$A$2)","v":0.32008733333333333},{"$f":"_xlfn.IFNA(INDEX('Shultis Faw'!$B$2:$B$26,MATCH($C500,'Shultis Faw'!$A$2:$A$26,1))+($C500-INDEX('Shultis Faw'!$A$2:$A$26,MATCH($C500,'Shultis Faw'!$A$2:$A$26,1)))*(INDEX('Shultis Faw'!$B$2:$B$26,MATCH($C500,'Shultis Faw'!$A$2:$A$26,1)+1)-INDEX('Shultis Faw'!$B$2:$B$26,MATCH($C500,'Shultis Faw'!$A$2:$A$26,1)))/(INDEX('Shultis Faw'!$A$2:$A$26,MATCH($C500,'Shultis Faw'!$A$2:$A$26,1)+1)-INDEX('Shultis Faw'!$A$2:$A$26,MATCH($C500,'Shultis Faw'!$A$2:$A$26,1))),$C500*'Shultis Faw'!$B$2/'Shultis Faw'!$A$2)","v":0.11890933333333333},{"$f":"_xlfn.IFNA(INDEX('Shultis Faw'!$E$2:$E$26,MATCH($C500,'Shultis Faw'!$A$2:$A$26,1))+($C500-INDEX('Shultis Faw'!$A$2:$A$26,MATCH($C500,'Shultis Faw'!$A$2:$A$26,1)))*(INDEX('Shultis Faw'!$E$2:$E$26,MATCH($C500,'Shultis Faw'!$A$2:$A$26,1)+1)-INDEX('Shultis Faw'!$E$2:$E$26,MATCH($C500,'Shultis Faw'!$A$2:$A$26,1)))/(INDEX('Shultis Faw'!$A$2:$A$26,MATCH($C500,'Shultis Faw'!$A$2:$A$26,1)+1)-INDEX('Shultis Faw'!$A$2:$A$26,MATCH($C500,'Shultis Faw'!$A$2:$A$26,1))),$C500*'Shultis Faw'!$E$2/'Shultis Faw'!$A$2)","v":-6.2773066666666669E-2},{"$f":"_xlfn.IFNA(INDEX('Shultis Faw'!$F$2:$F$26,MATCH($C500,'Shultis Faw'!$A$2:$A$26,1))+($C500-INDEX('Shultis Faw'!$A$2:$A$26,MATCH($C500,'Shultis Faw'!$A$2:$A$26,1)))*(INDEX('Shultis Faw'!$F$2:$F$26,MATCH($C500,'Shultis Faw'!$A$2:$A$26,1)+1)-INDEX('Shultis Faw'!$F$2:$F$26,MATCH($C500,'Shultis Faw'!$A$2:$A$26,1)))/(INDEX('Shultis Faw'!$A$2:$A$26,MATCH($C500,'Shultis Faw'!$A$2:$A$26,1)+1)-INDEX('Shultis Faw'!$A$2:$A$26,MATCH($C500,'Shultis Faw'!$A$2:$A$26,1))),$C500*'Shultis Faw'!$F$2/'Shultis Faw'!$A$2)","v":9.8376733333333313},{"$f":"J500*(H500*'Externe blootstelling'!$D$23/2)^K500+L500*(TANH(((H500*'Externe blootstelling'!$D$23)/(2*M500))-2)-TANH(-2))/(1-TANH(-2))","v":0.47262458113888783},{"$f":"IF(N500=1,1+(I500-1)*H500*'Externe blootstelling'!$D$23/2,1+(I500-1)*(N500^(H500*'Externe blootstelling'!$D$23/2)-1)/(N500-1))","v":0.65329442089876144},{"$f":"G500*EXP(-H500*'Externe blootstelling'!$D$23/2)*O500","v":2.0640342471719769E-36}]
[null,"X-ray",6.1487299999999995E-2,9.8379679999999988E-15,1.3600000000000001E-2,{"$f":"_xlfn.IFNA(INDEX('hp (pSv cm2)'!$B$2:$B$52,MATCH($C501,'hp (pSv cm2)'!$A$2:$A$52,1))+($C501-INDEX('hp (pSv cm2)'!$A$2:$A$52,MATCH($C501,'hp (pSv cm2)'!$A$2:$A$52,1)))*(INDEX('hp (pSv cm2)'!$B$2:$B$52,MATCH($C501,'hp (pSv cm2)'!$A$2:$A$52,1)+1)-INDEX('hp (pSv cm2)'!$B$2:$B$52,MATCH($C501,'hp (pSv cm2)'!$A$2:$A$52,1)))/(INDEX('hp (pSv cm2)'!$A$2:$A$52,MATCH($C501,'hp (pSv cm2)'!$A$2:$A$52,1)+1)-INDEX('hp (pSv cm2)'!$A$2:$A$52,MATCH($C501,'hp (pSv cm2)'!$A$2:$A$52,1))),$C501*'hp (pSv cm2)'!$B$2/'hp (pSv cm2)'!$A$2)","v":0.39227205999999998},5.334900016E-3,{"$f":"_xlfn.IFNA(0.997*(INDEX('Mass attenuation coefficients'!$B$2:$B$37,MATCH($C501,'Mass attenuation coefficients'!$A$2:$A$37,1))+($C501-INDEX('Mass attenuation coefficients'!$A$2:$A$37,MATCH($C501,'Mass attenuation coefficients'!$A$2:$A$37,1)))*(INDEX('Mass attenuation coefficients'!$B$2:$B$37,MATCH($C501,'Mass attenuation coefficients'!$A$2:$A$37,1)+1)-INDEX('Mass attenuation coefficients'!$B$2:$B$37,MATCH($C501,'Mass attenuation coefficients'!$A$2:$A$37,1)))/(INDEX('Mass attenuation coefficients'!$A$2:$A$37,MATCH($C501,'Mass attenuation coefficients'!$A$2:$A$37,1)+1)-INDEX('Mass attenuation coefficients'!$A$2:$A$37,MATCH($C501,'Mass attenuation coefficients'!$A$2:$A$37,1)))),0.997*$C501*'Mass attenuation coefficients'!$B$2/'Mass attenuation coefficients'!$A$2)","v":0.20363634970899999},{"$f":"_xlfn.IFNA(INDEX('Shultis Faw'!$C$2:$C$26,MATCH($C501,'Shultis Faw'!$A$2:$A$26,1))+($C501-INDEX('Shultis Faw'!$A$2:$A$26,MATCH($C501,'Shultis Faw'!$A$2:$A$26,1)))*(INDEX('Shultis Faw'!$C$2:$C$26,MATCH($C501,'Shultis Faw'!$A$2:$A$26,1)+1)-INDEX('Shultis Faw'!$C$2:$C$26,MATCH($C501,'Shultis Faw'!$A$2:$A$26,1)))/(INDEX('Shultis Faw'!$A$2:$A$26,MATCH($C501,'Shultis Faw'!$A$2:$A$26,1)+1)-INDEX('Shultis Faw'!$A$2:$A$26,MATCH($C501,'Shultis Faw'!$A$2:$A$26,1))),$C501*'Shultis Faw'!$C$2/'Shultis Faw'!$A$2)","v":4.9886517399999999},{"$f":"_xlfn.IFNA(INDEX('Shultis Faw'!$D$2:$D$26,MATCH($C501,'Shultis Faw'!$A$2:$A$26,1))+($C501-INDEX('Shultis Faw'!$A$2:$A$26,MATCH($C501,'Shultis Faw'!$A$2:$A$26,1)))*(INDEX('Shultis Faw'!$D$2:$D$26,MATCH($C501,'Shultis Faw'!$A$2:$A$26,1)+1)-INDEX('Shultis Faw'!$D$2:$D$26,MATCH($C501,'Shultis Faw'!$A$2:$A$26,1)))/(INDEX('Shultis Faw'!$A$2:$A$26,MATCH($C501,'Shultis Faw'!$A$2:$A$26,1)+1)-INDEX('Shultis Faw'!$A$2:$A$26,MATCH($C501,'Shultis Faw'!$A$2:$A$26,1))),$C501*'Shultis Faw'!$D$2/'Shultis Faw'!$A$2)","v":1.754466085},{"$f":"_xlfn.IFNA(INDEX('Shultis Faw'!$B$2:$B$26,MATCH($C501,'Shultis Faw'!$A$2:$A$26,1))+($C501-INDEX('Shultis Faw'!$A$2:$A$26,MATCH($C501,'Shultis Faw'!$A$2:$A$26,1)))*(INDEX('Shultis Faw'!$B$2:$B$26,MATCH($C501,'Shultis Faw'!$A$2:$A$26,1)+1)-INDEX('Shultis Faw'!$B$2:$B$26,MATCH($C501,'Shultis Faw'!$A$2:$A$26,1)))/(INDEX('Shultis Faw'!$A$2:$A$26,MATCH($C501,'Shultis Faw'!$A$2:$A$26,1)+1)-INDEX('Shultis Faw'!$A$2:$A$26,MATCH($C501,'Shultis Faw'!$A$2:$A$26,1))),$C501*'Shultis Faw'!$B$2/'Shultis Faw'!$A$2)","v":-0.12912332999999998},{"$f":"_xlfn.IFNA(INDEX('Shultis Faw'!$E$2:$E$26,MATCH($C501,'Shultis Faw'!$A$2:$A$26,1))+($C501-INDEX('Shultis Faw'!$A$2:$A$26,MATCH($C501,'Shultis Faw'!$A$2:$A$26,1)))*(INDEX('Shultis Faw'!$E$2:$E$26,MATCH($C501,'Shultis Faw'!$A$2:$A$26,1)+1)-INDEX('Shultis Faw'!$E$2:$E$26,MATCH($C501,'Shultis Faw'!$A$2:$A$26,1)))/(INDEX('Shultis Faw'!$A$2:$A$26,MATCH($C501,'Shultis Faw'!$A$2:$A$26,1)+1)-INDEX('Shultis Faw'!$A$2:$A$26,MATCH($C501,'Shultis Faw'!$A$2:$A$26,1))),$C501*'Shultis Faw'!$E$2/'Shultis Faw'!$A$2)","v":5.7654228499999995E-2},{"$f":"_xlfn.IFNA(INDEX('Shultis Faw'!$F$2:$F$26,MATCH($C501,'Shultis Faw'!$A$2:$A$26,1))+($C501-INDEX('Shultis Faw'!$A$2:$A$26,MATCH($C501,'Shultis Faw'!$A$2:$A$26,1)))*(INDEX('Shultis Faw'!$F$2:$F$26,MATCH($C501,'Shultis Faw'!$A$2:$A$26,1)+1)-INDEX('Shultis Faw'!$F$2:$F$26,MATCH($C501,'Shultis Faw'!$A$2:$A$26,1)))/(INDEX('Shultis Faw'!$A$2:$A$26,MATCH($C501,'Shultis Faw'!$A$2:$A$26,1)+1)-INDEX('Shultis Faw'!$A$2:$A$26,MATCH($C501,'Shultis Faw'!$A$2:$A$26,1))),$C501*'Shultis Faw'!$F$2/'Shultis Faw'!$A$2)","v":13.64223095},{"$f":"J501*(H501*'Externe blootstelling'!$D$23/2)^K501+L501*(TANH(((H501*'Externe blootstelling'!$D$23)/(2*M501))-2)-TANH(-2))/(1-TANH(-2))","v":1.519472461903066},{"$f":"IF(N501=1,1+(I501-1)*H501*'Externe blootstelling'!$D$23/2,1+(I501-1)*(N501^(H501*'Externe blootstelling'!$D$23/2)-1)/(N501-1))","v":20.880035573954327},{"$f":"G501*EXP(-H501*'Externe blootstelling'!$D$23/2)*O501","v":5.2515242329211958E-3}]
[null,"X-ray",6.3001100000000004E-2,1.0080176000000001E-14,2.35E-2,{"$f":"_xlfn.IFNA(INDEX('hp (pSv cm2)'!$B$2:$B$52,MATCH($C502,'hp (pSv cm2)'!$A$2:$A$52,1))+($C502-INDEX('hp (pSv cm2)'!$A$2:$A$52,MATCH($C502,'hp (pSv cm2)'!$A$2:$A$52,1)))*(INDEX('hp (pSv cm2)'!$B$2:$B$52,MATCH($C502,'hp (pSv cm2)'!$A$2:$A$52,1)+1)-INDEX('hp (pSv cm2)'!$B$2:$B$52,MATCH($C502,'hp (pSv cm2)'!$A$2:$A$52,1)))/(INDEX('hp (pSv cm2)'!$A$2:$A$52,MATCH($C502,'hp (pSv cm2)'!$A$2:$A$52,1)+1)-INDEX('hp (pSv cm2)'!$A$2:$A$52,MATCH($C502,'hp (pSv cm2)'!$A$2:$A$52,1))),$C502*'hp (pSv cm2)'!$B$2/'hp (pSv cm2)'!$A$2)","v":0.39560242000000001},9.2966568699999995E-3,{"$f":"_xlfn.IFNA(0.997*(INDEX('Mass attenuation coefficients'!$B$2:$B$37,MATCH($C502,'Mass attenuation coefficients'!$A$2:$A$37,1))+($C502-INDEX('Mass attenuation coefficients'!$A$2:$A$37,MATCH($C502,'Mass attenuation coefficients'!$A$2:$A$37,1)))*(INDEX('Mass attenuation coefficients'!$B$2:$B$37,MATCH($C502,'Mass attenuation coefficients'!$A$2:$A$37,1)+1)-INDEX('Mass attenuation coefficients'!$B$2:$B$37,MATCH($C502,'Mass attenuation coefficients'!$A$2:$A$37,1)))/(INDEX('Mass attenuation coefficients'!$A$2:$A$37,MATCH($C502,'Mass attenuation coefficients'!$A$2:$A$37,1)+1)-INDEX('Mass attenuation coefficients'!$A$2:$A$37,MATCH($C502,'Mass attenuation coefficients'!$A$2:$A$37,1)))),0.997*$C502*'Mass attenuation coefficients'!$B$2/'Mass attenuation coefficients'!$A$2)","v":0.20196107266300001},{"$f":"_xlfn.IFNA(INDEX('Shultis Faw'!$C$2:$C$26,MATCH($C502,'Shultis Faw'!$A$2:$A$26,1))+($C502-INDEX('Shultis Faw'!$A$2:$A$26,MATCH($C502,'Shultis Faw'!$A$2:$A$26,1)))*(INDEX('Shultis Faw'!$C$2:$C$26,MATCH($C502,'Shultis Faw'!$A$2:$A$26,1)+1)-INDEX('Shultis Faw'!$C$2:$C$26,MATCH($C502,'Shultis Faw'!$A$2:$A$26,1)))/(INDEX('Shultis Faw'!$A$2:$A$26,MATCH($C502,'Shultis Faw'!$A$2:$A$26,1)+1)-INDEX('Shultis Faw'!$A$2:$A$26,MATCH($C502,'Shultis Faw'!$A$2:$A$26,1))),$C502*'Shultis Faw'!$C$2/'Shultis Faw'!$A$2)","v":4.9944041800000001},{"$f":"_xlfn.IFNA(INDEX('Shultis Faw'!$D$2:$D$26,MATCH($C502,'Shultis Faw'!$A$2:$A$26,1))+($C502-INDEX('Shultis Faw'!$A$2:$A$26,MATCH($C502,'Shultis Faw'!$A$2:$A$26,1)))*(INDEX('Shultis Faw'!$D$2:$D$26,MATCH($C502,'Shultis Faw'!$A$2:$A$26,1)+1)-INDEX('Shultis Faw'!$D$2:$D$26,MATCH($C502,'Shultis Faw'!$A$2:$A$26,1)))/(INDEX('Shultis Faw'!$A$2:$A$26,MATCH($C502,'Shultis Faw'!$A$2:$A$26,1)+1)-INDEX('Shultis Faw'!$A$2:$A$26,MATCH($C502,'Shultis Faw'!$A$2:$A$26,1))),$C502*'Shultis Faw'!$D$2/'Shultis Faw'!$A$2)","v":1.7793680950000001},{"$f":"_xlfn.IFNA(INDEX('Shultis Faw'!$B$2:$B$26,MATCH($C502,'Shultis Faw'!$A$2:$A$26,1))+($C502-INDEX('Shultis Faw'!$A$2:$A$26,MATCH($C502,'Shultis Faw'!$A$2:$A$26,1)))*(INDEX('Shultis Faw'!$B$2:$B$26,MATCH($C502,'Shultis Faw'!$A$2:$A$26,1)+1)-INDEX('Shultis Faw'!$B$2:$B$26,MATCH($C502,'Shultis Faw'!$A$2:$A$26,1)))/(INDEX('Shultis Faw'!$A$2:$A$26,MATCH($C502,'Shultis Faw'!$A$2:$A$26,1)+1)-INDEX('Shultis Faw'!$A$2:$A$26,MATCH($C502,'Shultis Faw'!$A$2:$A$26,1))),$C502*'Shultis Faw'!$B$2/'Shultis Faw'!$A$2)","v":-0.13230231000000001},{"$f":"_xlfn.IFNA(INDEX('Shultis Faw'!$E$2:$E$26,MATCH($C502,'Shultis Faw'!$A$2:$A$26,1))+($C502-INDEX('Shultis Faw'!$A$2:$A$26,MATCH($C502,'Shultis Faw'!$A$2:$A$26,1)))*(INDEX('Shultis Faw'!$E$2:$E$26,MATCH($C502,'Shultis Faw'!$A$2:$A$26,1)+1)-INDEX('Shultis Faw'!$E$2:$E$26,MATCH($C502,'Shultis Faw'!$A$2:$A$26,1)))/(INDEX('Shultis Faw'!$A$2:$A$26,MATCH($C502,'Shultis Faw'!$A$2:$A$26,1)+1)-INDEX('Shultis Faw'!$A$2:$A$26,MATCH($C502,'Shultis Faw'!$A$2:$A$26,1))),$C502*'Shultis Faw'!$E$2/'Shultis Faw'!$A$2)","v":5.9236149500000002E-2},{"$f":"_xlfn.IFNA(INDEX('Shultis Faw'!$F$2:$F$26,MATCH($C502,'Shultis Faw'!$A$2:$A$26,1))+($C502-INDEX('Shultis Faw'!$A$2:$A$26,MATCH($C502,'Shultis Faw'!$A$2:$A$26,1)))*(INDEX('Shultis Faw'!$F$2:$F$26,MATCH($C502,'Shultis Faw'!$A$2:$A$26,1)+1)-INDEX('Shultis Faw'!$F$2:$F$26,MATCH($C502,'Shultis Faw'!$A$2:$A$26,1)))/(INDEX('Shultis Faw'!$A$2:$A$26,MATCH($C502,'Shultis Faw'!$A$2:$A$26,1)+1)-INDEX('Shultis Faw'!$A$2:$A$26,MATCH($C502,'Shultis Faw'!$A$2:$A$26,1))),$C502*'Shultis Faw'!$F$2/'Shultis Faw'!$A$2)","v":13.64450165},{"$f":"J502*(H502*'Externe blootstelling'!$D$23/2)^K502+L502*(TANH(((H502*'Externe blootstelling'!$D$23)/(2*M502))-2)-TANH(-2))/(1-TANH(-2))","v":1.5372606770667412},{"$f":"IF(N502=1,1+(I502-1)*H502*'Externe blootstelling'!$D$23/2,1+(I502-1)*(N502^(H502*'Externe blootstelling'!$D$23/2)-1)/(N502-1))","v":20.918109216716246},{"$f":"G502*EXP(-H502*'Externe blootstelling'!$D$23/2)*O502","v":9.4013568325243477E-3}]
[null,"X-ray",7.1448999999999999E-2,1.143184E-14,7.9000000000000008E-3,{"$f":"_xlfn.IFNA(INDEX('hp (pSv cm2)'!$B$2:$B$52,MATCH($C503,'hp (pSv cm2)'!$A$2:$A$52,1))+($C503-INDEX('hp (pSv cm2)'!$A$2:$A$52,MATCH($C503,'hp (pSv cm2)'!$A$2:$A$52,1)))*(INDEX('hp (pSv cm2)'!$B$2:$B$52,MATCH($C503,'hp (pSv cm2)'!$A$2:$A$52,1)+1)-INDEX('hp (pSv cm2)'!$B$2:$B$52,MATCH($C503,'hp (pSv cm2)'!$A$2:$A$52,1)))/(INDEX('hp (pSv cm2)'!$A$2:$A$52,MATCH($C503,'hp (pSv cm2)'!$A$2:$A$52,1)+1)-INDEX('hp (pSv cm2)'!$A$2:$A$52,MATCH($C503,'hp (pSv cm2)'!$A$2:$A$52,1))),$C503*'hp (pSv cm2)'!$B$2/'hp (pSv cm2)'!$A$2)","v":0.41563679999999997},3.2835307199999999E-3,{"$f":"_xlfn.IFNA(0.997*(INDEX('Mass attenuation coefficients'!$B$2:$B$37,MATCH($C503,'Mass attenuation coefficients'!$A$2:$A$37,1))+($C503-INDEX('Mass attenuation coefficients'!$A$2:$A$37,MATCH($C503,'Mass attenuation coefficients'!$A$2:$A$37,1)))*(INDEX('Mass attenuation coefficients'!$B$2:$B$37,MATCH($C503,'Mass attenuation coefficients'!$A$2:$A$37,1)+1)-INDEX('Mass attenuation coefficients'!$B$2:$B$37,MATCH($C503,'Mass attenuation coefficients'!$A$2:$A$37,1)))/(INDEX('Mass attenuation coefficients'!$A$2:$A$37,MATCH($C503,'Mass attenuation coefficients'!$A$2:$A$37,1)+1)-INDEX('Mass attenuation coefficients'!$A$2:$A$37,MATCH($C503,'Mass attenuation coefficients'!$A$2:$A$37,1)))),0.997*$C503*'Mass attenuation coefficients'!$B$2/'Mass attenuation coefficients'!$A$2)","v":0.19261203517},{"$f":"_xlfn.IFNA(INDEX('Shultis Faw'!$C$2:$C$26,MATCH($C503,'Shultis Faw'!$A$2:$A$26,1))+($C503-INDEX('Shultis Faw'!$A$2:$A$26,MATCH($C503,'Shultis Faw'!$A$2:$A$26,1)))*(INDEX('Shultis Faw'!$C$2:$C$26,MATCH($C503,'Shultis Faw'!$A$2:$A$26,1)+1)-INDEX('Shultis Faw'!$C$2:$C$26,MATCH($C503,'Shultis Faw'!$A$2:$A$26,1)))/(INDEX('Shultis Faw'!$A$2:$A$26,MATCH($C503,'Shultis Faw'!$A$2:$A$26,1)+1)-INDEX('Shultis Faw'!$A$2:$A$26,MATCH($C503,'Shultis Faw'!$A$2:$A$26,1))),$C503*'Shultis Faw'!$C$2/'Shultis Faw'!$A$2)","v":5.0265062},{"$f":"_xlfn.IFNA(INDEX('Shultis Faw'!$D$2:$D$26,MATCH($C503,'Shultis Faw'!$A$2:$A$26,1))+($C503-INDEX('Shultis Faw'!$A$2:$A$26,MATCH($C503,'Shultis Faw'!$A$2:$A$26,1)))*(INDEX('Shultis Faw'!$D$2:$D$26,MATCH($C503,'Shultis Faw'!$A$2:$A$26,1)+1)-INDEX('Shultis Faw'!$D$2:$D$26,MATCH($C503,'Shultis Faw'!$A$2:$A$26,1)))/(INDEX('Shultis Faw'!$A$2:$A$26,MATCH($C503,'Shultis Faw'!$A$2:$A$26,1)+1)-INDEX('Shultis Faw'!$A$2:$A$26,MATCH($C503,'Shultis Faw'!$A$2:$A$26,1))),$C503*'Shultis Faw'!$D$2/'Shultis Faw'!$A$2)","v":1.9183360500000002},{"$f":"_xlfn.IFNA(INDEX('Shultis Faw'!$B$2:$B$26,MATCH($C503,'Shultis Faw'!$A$2:$A$26,1))+($C503-INDEX('Shultis Faw'!$A$2:$A$26,MATCH($C503,'Shultis Faw'!$A$2:$A$26,1)))*(INDEX('Shultis Faw'!$B$2:$B$26,MATCH($C503,'Shultis Faw'!$A$2:$A$26,1)+1)-INDEX('Shultis Faw'!$B$2:$B$26,MATCH($C503,'Shultis Faw'!$A$2:$A$26,1)))/(INDEX('Shultis Faw'!$A$2:$A$26,MATCH($C503,'Shultis Faw'!$A$2:$A$26,1)+1)-INDEX('Shultis Faw'!$A$2:$A$26,MATCH($C503,'Shultis Faw'!$A$2:$A$26,1))),$C503*'Shultis Faw'!$B$2/'Shultis Faw'!$A$2)","v":-0.15004290000000001},{"$f":"_xlfn.IFNA(INDEX('Shultis Faw'!$E$2:$E$26,MATCH($C503,'Shultis Faw'!$A$2:$A$26,1))+($C503-INDEX('Shultis Faw'!$A$2:$A$26,MATCH($C503,'Shultis Faw'!$A$2:$A$26,1)))*(INDEX('Shultis Faw'!$E$2:$E$26,MATCH($C503,'Shultis Faw'!$A$2:$A$26,1)+1)-INDEX('Shultis Faw'!$E$2:$E$26,MATCH($C503,'Shultis Faw'!$A$2:$A$26,1)))/(INDEX('Shultis Faw'!$A$2:$A$26,MATCH($C503,'Shultis Faw'!$A$2:$A$26,1)+1)-INDEX('Shultis Faw'!$A$2:$A$26,MATCH($C503,'Shultis Faw'!$A$2:$A$26,1))),$C503*'Shultis Faw'!$E$2/'Shultis Faw'!$A$2)","v":6.8064205000000003E-2},{"$f":"_xlfn.IFNA(INDEX('Shultis Faw'!$F$2:$F$26,MATCH($C503,'Shultis Faw'!$A$2:$A$26,1))+($C503-INDEX('Shultis Faw'!$A$2:$A$26,MATCH($C503,'Shultis Faw'!$A$2:$A$26,1)))*(INDEX('Shultis Faw'!$F$2:$F$26,MATCH($C503,'Shultis Faw'!$A$2:$A$26,1)+1)-INDEX('Shultis Faw'!$F$2:$F$26,MATCH($C503,'Shultis Faw'!$A$2:$A$26,1)))/(INDEX('Shultis Faw'!$A$2:$A$26,MATCH($C503,'Shultis Faw'!$A$2:$A$26,1)+1)-INDEX('Shultis Faw'!$A$2:$A$26,MATCH($C503,'Shultis Faw'!$A$2:$A$26,1))),$C503*'Shultis Faw'!$F$2/'Shultis Faw'!$A$2)","v":13.657173500000001},{"$f":"J503*(H503*'Externe blootstelling'!$D$23/2)^K503+L503*(TANH(((H503*'Externe blootstelling'!$D$23)/(2*M503))-2)-TANH(-2))/(1-TANH(-2))","v":1.6366591467041516},{"$f":"IF(N503=1,1+(I503-1)*H503*'Externe blootstelling'!$D$23/2,1+(I503-1)*(N503^(H503*'Externe blootstelling'!$D$23/2)-1)/(N503-1))","v":20.928959135888075},{"$f":"G503*EXP(-H503*'Externe blootstelling'!$D$23/2)*O503","v":3.8223773020081859E-3}]
[null,"X-ray",7.3584300000000005E-2,1.1773488E-14,2.2000000000000001E-3,{"$f":"_xlfn.IFNA(INDEX('hp (pSv cm2)'!$B$2:$B$52,MATCH($C504,'hp (pSv cm2)'!$A$2:$A$52,1))+($C504-INDEX('hp (pSv cm2)'!$A$2:$A$52,MATCH($C504,'hp (pSv cm2)'!$A$2:$A$52,1)))*(INDEX('hp (pSv cm2)'!$B$2:$B$52,MATCH($C504,'hp (pSv cm2)'!$A$2:$A$52,1)+1)-INDEX('hp (pSv cm2)'!$B$2:$B$52,MATCH($C504,'hp (pSv cm2)'!$A$2:$A$52,1)))/(INDEX('hp (pSv cm2)'!$A$2:$A$52,MATCH($C504,'hp (pSv cm2)'!$A$2:$A$52,1)+1)-INDEX('hp (pSv cm2)'!$A$2:$A$52,MATCH($C504,'hp (pSv cm2)'!$A$2:$A$52,1))),$C504*'hp (pSv cm2)'!$B$2/'hp (pSv cm2)'!$A$2)","v":0.42246975999999997},9.2943347199999997E-4,{"$f":"_xlfn.IFNA(0.997*(INDEX('Mass attenuation coefficients'!$B$2:$B$37,MATCH($C504,'Mass attenuation coefficients'!$A$2:$A$37,1))+($C504-INDEX('Mass attenuation coefficients'!$A$2:$A$37,MATCH($C504,'Mass attenuation coefficients'!$A$2:$A$37,1)))*(INDEX('Mass attenuation coefficients'!$B$2:$B$37,MATCH($C504,'Mass attenuation coefficients'!$A$2:$A$37,1)+1)-INDEX('Mass attenuation coefficients'!$B$2:$B$37,MATCH($C504,'Mass attenuation coefficients'!$A$2:$A$37,1)))/(INDEX('Mass attenuation coefficients'!$A$2:$A$37,MATCH($C504,'Mass attenuation coefficients'!$A$2:$A$37,1)+1)-INDEX('Mass attenuation coefficients'!$A$2:$A$37,MATCH($C504,'Mass attenuation coefficients'!$A$2:$A$37,1)))),0.997*$C504*'Mass attenuation coefficients'!$B$2/'Mass attenuation coefficients'!$A$2)","v":0.19024896271899999},{"$f":"_xlfn.IFNA(INDEX('Shultis Faw'!$C$2:$C$26,MATCH($C504,'Shultis Faw'!$A$2:$A$26,1))+($C504-INDEX('Shultis Faw'!$A$2:$A$26,MATCH($C504,'Shultis Faw'!$A$2:$A$26,1)))*(INDEX('Shultis Faw'!$C$2:$C$26,MATCH($C504,'Shultis Faw'!$A$2:$A$26,1)+1)-INDEX('Shultis Faw'!$C$2:$C$26,MATCH($C504,'Shultis Faw'!$A$2:$A$26,1)))/(INDEX('Shultis Faw'!$A$2:$A$26,MATCH($C504,'Shultis Faw'!$A$2:$A$26,1)+1)-INDEX('Shultis Faw'!$A$2:$A$26,MATCH($C504,'Shultis Faw'!$A$2:$A$26,1))),$C504*'Shultis Faw'!$C$2/'Shultis Faw'!$A$2)","v":5.03462034},{"$f":"_xlfn.IFNA(INDEX('Shultis Faw'!$D$2:$D$26,MATCH($C504,'Shultis Faw'!$A$2:$A$26,1))+($C504-INDEX('Shultis Faw'!$A$2:$A$26,MATCH($C504,'Shultis Faw'!$A$2:$A$26,1)))*(INDEX('Shultis Faw'!$D$2:$D$26,MATCH($C504,'Shultis Faw'!$A$2:$A$26,1)+1)-INDEX('Shultis Faw'!$D$2:$D$26,MATCH($C504,'Shultis Faw'!$A$2:$A$26,1)))/(INDEX('Shultis Faw'!$A$2:$A$26,MATCH($C504,'Shultis Faw'!$A$2:$A$26,1)+1)-INDEX('Shultis Faw'!$A$2:$A$26,MATCH($C504,'Shultis Faw'!$A$2:$A$26,1))),$C504*'Shultis Faw'!$D$2/'Shultis Faw'!$A$2)","v":1.9534617350000001},{"$f":"_xlfn.IFNA(INDEX('Shultis Faw'!$B$2:$B$26,MATCH($C504,'Shultis Faw'!$A$2:$A$26,1))+($C504-INDEX('Shultis Faw'!$A$2:$A$26,MATCH($C504,'Shultis Faw'!$A$2:$A$26,1)))*(INDEX('Shultis Faw'!$B$2:$B$26,MATCH($C504,'Shultis Faw'!$A$2:$A$26,1)+1)-INDEX('Shultis Faw'!$B$2:$B$26,MATCH($C504,'Shultis Faw'!$A$2:$A$26,1)))/(INDEX('Shultis Faw'!$A$2:$A$26,MATCH($C504,'Shultis Faw'!$A$2:$A$26,1)+1)-INDEX('Shultis Faw'!$A$2:$A$26,MATCH($C504,'Shultis Faw'!$A$2:$A$26,1))),$C504*'Shultis Faw'!$B$2/'Shultis Faw'!$A$2)","v":-0.15452703000000001},{"$f":"_xlfn.IFNA(INDEX('Shultis Faw'!$E$2:$E$26,MATCH($C504,'Shultis Faw'!$A$2:$A$26,1))+($C504-INDEX('Shultis Faw'!$A$2:$A$26,MATCH($C504,'Shultis Faw'!$A$2:$A$26,1)))*(INDEX('Shultis Faw'!$E$2:$E$26,MATCH($C504,'Shultis Faw'!$A$2:$A$26,1)+1)-INDEX('Shultis Faw'!$E$2:$E$26,MATCH($C504,'Shultis Faw'!$A$2:$A$26,1)))/(INDEX('Shultis Faw'!$A$2:$A$26,MATCH($C504,'Shultis Faw'!$A$2:$A$26,1)+1)-INDEX('Shultis Faw'!$A$2:$A$26,MATCH($C504,'Shultis Faw'!$A$2:$A$26,1))),$C504*'Shultis Faw'!$E$2/'Shultis Faw'!$A$2)","v":7.0295593500000003E-2},{"$f":"_xlfn.IFNA(INDEX('Shultis Faw'!$F$2:$F$26,MATCH($C504,'Shultis Faw'!$A$2:$A$26,1))+($C504-INDEX('Shultis Faw'!$A$2:$A$26,MATCH($C504,'Shultis Faw'!$A$2:$A$26,1)))*(INDEX('Shultis Faw'!$F$2:$F$26,MATCH($C504,'Shultis Faw'!$A$2:$A$26,1)+1)-INDEX('Shultis Faw'!$F$2:$F$26,MATCH($C504,'Shultis Faw'!$A$2:$A$26,1)))/(INDEX('Shultis Faw'!$A$2:$A$26,MATCH($C504,'Shultis Faw'!$A$2:$A$26,1)+1)-INDEX('Shultis Faw'!$A$2:$A$26,MATCH($C504,'Shultis Faw'!$A$2:$A$26,1))),$C504*'Shultis Faw'!$F$2/'Shultis Faw'!$A$2)","v":13.660376449999999},{"$f":"J504*(H504*'Externe blootstelling'!$D$23/2)^K504+L504*(TANH(((H504*'Externe blootstelling'!$D$23)/(2*M504))-2)-TANH(-2))/(1-TANH(-2))","v":1.6618851803271359},{"$f":"IF(N504=1,1+(I504-1)*H504*'Externe blootstelling'!$D$23/2,1+(I504-1)*(N504^(H504*'Externe blootstelling'!$D$23/2)-1)/(N504-1))","v":20.879420335330991},{"$f":"G504*EXP(-H504*'Externe blootstelling'!$D$23/2)*O504","v":1.1183445502997609E-3}]
[null," g ",0.155,2.4799999999999999E-14,5.8999999999999998E-5,{"$f":"_xlfn.IFNA(INDEX('hp (pSv cm2)'!$B$2:$B$52,MATCH($C505,'hp (pSv cm2)'!$A$2:$A$52,1))+($C505-INDEX('hp (pSv cm2)'!$A$2:$A$52,MATCH($C505,'hp (pSv cm2)'!$A$2:$A$52,1)))*(INDEX('hp (pSv cm2)'!$B$2:$B$52,MATCH($C505,'hp (pSv cm2)'!$A$2:$A$52,1)+1)-INDEX('hp (pSv cm2)'!$B$2:$B$52,MATCH($C505,'hp (pSv cm2)'!$A$2:$A$52,1)))/(INDEX('hp (pSv cm2)'!$A$2:$A$52,MATCH($C505,'hp (pSv cm2)'!$A$2:$A$52,1)+1)-INDEX('hp (pSv cm2)'!$A$2:$A$52,MATCH($C505,'hp (pSv cm2)'!$A$2:$A$52,1))),$C505*'hp (pSv cm2)'!$B$2/'hp (pSv cm2)'!$A$2)","v":0.77229999999999999},4.5565699999999996E-5,{"$f":"_xlfn.IFNA(0.997*(INDEX('Mass attenuation coefficients'!$B$2:$B$37,MATCH($C505,'Mass attenuation coefficients'!$A$2:$A$37,1))+($C505-INDEX('Mass attenuation coefficients'!$A$2:$A$37,MATCH($C505,'Mass attenuation coefficients'!$A$2:$A$37,1)))*(INDEX('Mass attenuation coefficients'!$B$2:$B$37,MATCH($C505,'Mass attenuation coefficients'!$A$2:$A$37,1)+1)-INDEX('Mass attenuation coefficients'!$B$2:$B$37,MATCH($C505,'Mass attenuation coefficients'!$A$2:$A$37,1)))/(INDEX('Mass attenuation coefficients'!$A$2:$A$37,MATCH($C505,'Mass attenuation coefficients'!$A$2:$A$37,1)+1)-INDEX('Mass attenuation coefficients'!$A$2:$A$37,MATCH($C505,'Mass attenuation coefficients'!$A$2:$A$37,1)))),0.997*$C505*'Mass attenuation coefficients'!$B$2/'Mass attenuation coefficients'!$A$2)","v":0.14870255000000002},{"$f":"_xlfn.IFNA(INDEX('Shultis Faw'!$C$2:$C$26,MATCH($C505,'Shultis Faw'!$A$2:$A$26,1))+($C505-INDEX('Shultis Faw'!$A$2:$A$26,MATCH($C505,'Shultis Faw'!$A$2:$A$26,1)))*(INDEX('Shultis Faw'!$C$2:$C$26,MATCH($C505,'Shultis Faw'!$A$2:$A$26,1)+1)-INDEX('Shultis Faw'!$C$2:$C$26,MATCH($C505,'Shultis Faw'!$A$2:$A$26,1)))/(INDEX('Shultis Faw'!$A$2:$A$26,MATCH($C505,'Shultis Faw'!$A$2:$A$26,1)+1)-INDEX('Shultis Faw'!$A$2:$A$26,MATCH($C505,'Shultis Faw'!$A$2:$A$26,1))),$C505*'Shultis Faw'!$C$2/'Shultis Faw'!$A$2)","v":3.8550999999999997},{"$f":"_xlfn.IFNA(INDEX('Shultis Faw'!$D$2:$D$26,MATCH($C505,'Shultis Faw'!$A$2:$A$26,1))+($C505-INDEX('Shultis Faw'!$A$2:$A$26,MATCH($C505,'Shultis Faw'!$A$2:$A$26,1)))*(INDEX('Shultis Faw'!$D$2:$D$26,MATCH($C505,'Shultis Faw'!$A$2:$A$26,1)+1)-INDEX('Shultis Faw'!$D$2:$D$26,MATCH($C505,'Shultis Faw'!$A$2:$A$26,1)))/(INDEX('Shultis Faw'!$A$2:$A$26,MATCH($C505,'Shultis Faw'!$A$2:$A$26,1)+1)-INDEX('Shultis Faw'!$A$2:$A$26,MATCH($C505,'Shultis Faw'!$A$2:$A$26,1))),$C505*'Shultis Faw'!$D$2/'Shultis Faw'!$A$2)","v":2.2332000000000001},{"$f":"_xlfn.IFNA(INDEX('Shultis Faw'!$B$2:$B$26,MATCH($C505,'Shultis Faw'!$A$2:$A$26,1))+($C505-INDEX('Shultis Faw'!$A$2:$A$26,MATCH($C505,'Shultis Faw'!$A$2:$A$26,1)))*(INDEX('Shultis Faw'!$B$2:$B$26,MATCH($C505,'Shultis Faw'!$A$2:$A$26,1)+1)-INDEX('Shultis Faw'!$B$2:$B$26,MATCH($C505,'Shultis Faw'!$A$2:$A$26,1)))/(INDEX('Shultis Faw'!$A$2:$A$26,MATCH($C505,'Shultis Faw'!$A$2:$A$26,1)+1)-INDEX('Shultis Faw'!$A$2:$A$26,MATCH($C505,'Shultis Faw'!$A$2:$A$26,1))),$C505*'Shultis Faw'!$B$2/'Shultis Faw'!$A$2)","v":-0.18409999999999999},{"$f":"_xlfn.IFNA(INDEX('Shultis Faw'!$E$2:$E$26,MATCH($C505,'Shultis Faw'!$A$2:$A$26,1))+($C505-INDEX('Shultis Faw'!$A$2:$A$26,MATCH($C505,'Shultis Faw'!$A$2:$A$26,1)))*(INDEX('Shultis Faw'!$E$2:$E$26,MATCH($C505,'Shultis Faw'!$A$2:$A$26,1)+1)-INDEX('Shultis Faw'!$E$2:$E$26,MATCH($C505,'Shultis Faw'!$A$2:$A$26,1)))/(INDEX('Shultis Faw'!$A$2:$A$26,MATCH($C505,'Shultis Faw'!$A$2:$A$26,1)+1)-INDEX('Shultis Faw'!$A$2:$A$26,MATCH($C505,'Shultis Faw'!$A$2:$A$26,1))),$C505*'Shultis Faw'!$E$2/'Shultis Faw'!$A$2)","v":7.7670000000000003E-2},{"$f":"_xlfn.IFNA(INDEX('Shultis Faw'!$F$2:$F$26,MATCH($C505,'Shultis Faw'!$A$2:$A$26,1))+($C505-INDEX('Shultis Faw'!$A$2:$A$26,MATCH($C505,'Shultis Faw'!$A$2:$A$26,1)))*(INDEX('Shultis Faw'!$F$2:$F$26,MATCH($C505,'Shultis Faw'!$A$2:$A$26,1)+1)-INDEX('Shultis Faw'!$F$2:$F$26,MATCH($C505,'Shultis Faw'!$A$2:$A$26,1)))/(INDEX('Shultis Faw'!$A$2:$A$26,MATCH($C505,'Shultis Faw'!$A$2:$A$26,1)+1)-INDEX('Shultis Faw'!$A$2:$A$26,MATCH($C505,'Shultis Faw'!$A$2:$A$26,1))),$C505*'Shultis Faw'!$F$2/'Shultis Faw'!$A$2)","v":14.221},{"$f":"J505*(H505*'Externe blootstelling'!$D$23/2)^K505+L505*(TANH(((H505*'Externe blootstelling'!$D$23)/(2*M505))-2)-TANH(-2))/(1-TANH(-2))","v":1.9270840478668456},{"$f":"IF(N505=1,1+(I505-1)*H505*'Externe blootstelling'!$D$23/2,1+(I505-1)*(N505^(H505*'Externe blootstelling'!$D$23/2)-1)/(N505-1))","v":11.224398812260659},{"$f":"G505*EXP(-H505*'Externe blootstelling'!$D$23/2)*O505","v":5.4965563159667113E-5}]
[null," g ",0.15504099999999998,2.4806559999999995E-14,0.152,{"$f":"_xlfn.IFNA(INDEX('hp (pSv cm2)'!$B$2:$B$52,MATCH($C506,'hp (pSv cm2)'!$A$2:$A$52,1))+($C506-INDEX('hp (pSv cm2)'!$A$2:$A$52,MATCH($C506,'hp (pSv cm2)'!$A$2:$A$52,1)))*(INDEX('hp (pSv cm2)'!$B$2:$B$52,MATCH($C506,'hp (pSv cm2)'!$A$2:$A$52,1)+1)-INDEX('hp (pSv cm2)'!$B$2:$B$52,MATCH($C506,'hp (pSv cm2)'!$A$2:$A$52,1)))/(INDEX('hp (pSv cm2)'!$A$2:$A$52,MATCH($C506,'hp (pSv cm2)'!$A$2:$A$52,1)+1)-INDEX('hp (pSv cm2)'!$A$2:$A$52,MATCH($C506,'hp (pSv cm2)'!$A$2:$A$52,1))),$C506*'hp (pSv cm2)'!$B$2/'hp (pSv cm2)'!$A$2)","v":0.77250745999999992},0.11742113391999999,{"$f":"_xlfn.IFNA(0.997*(INDEX('Mass attenuation coefficients'!$B$2:$B$37,MATCH($C506,'Mass attenuation coefficients'!$A$2:$A$37,1))+($C506-INDEX('Mass attenuation coefficients'!$A$2:$A$37,MATCH($C506,'Mass attenuation coefficients'!$A$2:$A$37,1)))*(INDEX('Mass attenuation coefficients'!$B$2:$B$37,MATCH($C506,'Mass attenuation coefficients'!$A$2:$A$37,1)+1)-INDEX('Mass attenuation coefficients'!$B$2:$B$37,MATCH($C506,'Mass attenuation coefficients'!$A$2:$A$37,1)))/(INDEX('Mass attenuation coefficients'!$A$2:$A$37,MATCH($C506,'Mass attenuation coefficients'!$A$2:$A$37,1)+1)-INDEX('Mass attenuation coefficients'!$A$2:$A$37,MATCH($C506,'Mass attenuation coefficients'!$A$2:$A$37,1)))),0.997*$C506*'Mass attenuation coefficients'!$B$2/'Mass attenuation coefficients'!$A$2)","v":0.14869151321000001},{"$f":"_xlfn.IFNA(INDEX('Shultis Faw'!$C$2:$C$26,MATCH($C506,'Shultis Faw'!$A$2:$A$26,1))+($C506-INDEX('Shultis Faw'!$A$2:$A$26,MATCH($C506,'Shultis Faw'!$A$2:$A$26,1)))*(INDEX('Shultis Faw'!$C$2:$C$26,MATCH($C506,'Shultis Faw'!$A$2:$A$26,1)+1)-INDEX('Shultis Faw'!$C$2:$C$26,MATCH($C506,'Shultis Faw'!$A$2:$A$26,1)))/(INDEX('Shultis Faw'!$A$2:$A$26,MATCH($C506,'Shultis Faw'!$A$2:$A$26,1)+1)-INDEX('Shultis Faw'!$A$2:$A$26,MATCH($C506,'Shultis Faw'!$A$2:$A$26,1))),$C506*'Shultis Faw'!$C$2/'Shultis Faw'!$A$2)","v":3.8547564199999997},{"$f":"_xlfn.IFNA(INDEX('Shultis Faw'!$D$2:$D$26,MATCH($C506,'Shultis Faw'!$A$2:$A$26,1))+($C506-INDEX('Shultis Faw'!$A$2:$A$26,MATCH($C506,'Shultis Faw'!$A$2:$A$26,1)))*(INDEX('Shultis Faw'!$D$2:$D$26,MATCH($C506,'Shultis Faw'!$A$2:$A$26,1)+1)-INDEX('Shultis Faw'!$D$2:$D$26,MATCH($C506,'Shultis Faw'!$A$2:$A$26,1)))/(INDEX('Shultis Faw'!$A$2:$A$26,MATCH($C506,'Shultis Faw'!$A$2:$A$26,1)+1)-INDEX('Shultis Faw'!$A$2:$A$26,MATCH($C506,'Shultis Faw'!$A$2:$A$26,1))),$C506*'Shultis Faw'!$D$2/'Shultis Faw'!$A$2)","v":2.2331278399999999},{"$f":"_xlfn.IFNA(INDEX('Shultis Faw'!$B$2:$B$26,MATCH($C506,'Shultis Faw'!$A$2:$A$26,1))+($C506-INDEX('Shultis Faw'!$A$2:$A$26,MATCH($C506,'Shultis Faw'!$A$2:$A$26,1)))*(INDEX('Shultis Faw'!$B$2:$B$26,MATCH($C506,'Shultis Faw'!$A$2:$A$26,1)+1)-INDEX('Shultis Faw'!$B$2:$B$26,MATCH($C506,'Shultis Faw'!$A$2:$A$26,1)))/(INDEX('Shultis Faw'!$A$2:$A$26,MATCH($C506,'Shultis Faw'!$A$2:$A$26,1)+1)-INDEX('Shultis Faw'!$A$2:$A$26,MATCH($C506,'Shultis Faw'!$A$2:$A$26,1))),$C506*'Shultis Faw'!$B$2/'Shultis Faw'!$A$2)","v":-0.18409262000000001},{"$f":"_xlfn.IFNA(INDEX('Shultis Faw'!$E$2:$E$26,MATCH($C506,'Shultis Faw'!$A$2:$A$26,1))+($C506-INDEX('Shultis Faw'!$A$2:$A$26,MATCH($C506,'Shultis Faw'!$A$2:$A$26,1)))*(INDEX('Shultis Faw'!$E$2:$E$26,MATCH($C506,'Shultis Faw'!$A$2:$A$26,1)+1)-INDEX('Shultis Faw'!$E$2:$E$26,MATCH($C506,'Shultis Faw'!$A$2:$A$26,1)))/(INDEX('Shultis Faw'!$A$2:$A$26,MATCH($C506,'Shultis Faw'!$A$2:$A$26,1)+1)-INDEX('Shultis Faw'!$A$2:$A$26,MATCH($C506,'Shultis Faw'!$A$2:$A$26,1))),$C506*'Shultis Faw'!$E$2/'Shultis Faw'!$A$2)","v":7.7669754000000008E-2},{"$f":"_xlfn.IFNA(INDEX('Shultis Faw'!$F$2:$F$26,MATCH($C506,'Shultis Faw'!$A$2:$A$26,1))+($C506-INDEX('Shultis Faw'!$A$2:$A$26,MATCH($C506,'Shultis Faw'!$A$2:$A$26,1)))*(INDEX('Shultis Faw'!$F$2:$F$26,MATCH($C506,'Shultis Faw'!$A$2:$A$26,1)+1)-INDEX('Shultis Faw'!$F$2:$F$26,MATCH($C506,'Shultis Faw'!$A$2:$A$26,1)))/(INDEX('Shultis Faw'!$A$2:$A$26,MATCH($C506,'Shultis Faw'!$A$2:$A$26,1)+1)-INDEX('Shultis Faw'!$A$2:$A$26,MATCH($C506,'Shultis Faw'!$A$2:$A$26,1))),$C506*'Shultis Faw'!$F$2/'Shultis Faw'!$A$2)","v":14.221254199999999},{"$f":"J506*(H506*'Externe blootstelling'!$D$23/2)^K506+L506*(TANH(((H506*'Externe blootstelling'!$D$23)/(2*M506))-2)-TANH(-2))/(1-TANH(-2))","v":1.927059469755471},{"$f":"IF(N506=1,1+(I506-1)*H506*'Externe blootstelling'!$D$23/2,1+(I506-1)*(N506^(H506*'Externe blootstelling'!$D$23/2)-1)/(N506-1))","v":11.221616431666565},{"$f":"G506*EXP(-H506*'Externe blootstelling'!$D$23/2)*O506","v":0.14163256959974249}]
[null," g ",0.31200099999999997,4.992016E-14,4.2999999999999999E-4,{"$f":"_xlfn.IFNA(INDEX('hp (pSv cm2)'!$B$2:$B$52,MATCH($C507,'hp (pSv cm2)'!$A$2:$A$52,1))+($C507-INDEX('hp (pSv cm2)'!$A$2:$A$52,MATCH($C507,'hp (pSv cm2)'!$A$2:$A$52,1)))*(INDEX('hp (pSv cm2)'!$B$2:$B$52,MATCH($C507,'hp (pSv cm2)'!$A$2:$A$52,1)+1)-INDEX('hp (pSv cm2)'!$B$2:$B$52,MATCH($C507,'hp (pSv cm2)'!$A$2:$A$52,1)))/(INDEX('hp (pSv cm2)'!$A$2:$A$52,MATCH($C507,'hp (pSv cm2)'!$A$2:$A$52,1)+1)-INDEX('hp (pSv cm2)'!$A$2:$A$52,MATCH($C507,'hp (pSv cm2)'!$A$2:$A$52,1))),$C507*'hp (pSv cm2)'!$B$2/'hp (pSv cm2)'!$A$2)","v":1.5688048999999999},6.7458610699999992E-4,{"$f":"_xlfn.IFNA(0.997*(INDEX('Mass attenuation coefficients'!$B$2:$B$37,MATCH($C507,'Mass attenuation coefficients'!$A$2:$A$37,1))+($C507-INDEX('Mass attenuation coefficients'!$A$2:$A$37,MATCH($C507,'Mass attenuation coefficients'!$A$2:$A$37,1)))*(INDEX('Mass attenuation coefficients'!$B$2:$B$37,MATCH($C507,'Mass attenuation coefficients'!$A$2:$A$37,1)+1)-INDEX('Mass attenuation coefficients'!$B$2:$B$37,MATCH($C507,'Mass attenuation coefficients'!$A$2:$A$37,1)))/(INDEX('Mass attenuation coefficients'!$A$2:$A$37,MATCH($C507,'Mass attenuation coefficients'!$A$2:$A$37,1)+1)-INDEX('Mass attenuation coefficients'!$A$2:$A$37,MATCH($C507,'Mass attenuation coefficients'!$A$2:$A$37,1)))),0.997*$C507*'Mass attenuation coefficients'!$B$2/'Mass attenuation coefficients'!$A$2)","v":0.11674857537500001},{"$f":"_xlfn.IFNA(INDEX('Shultis Faw'!$C$2:$C$26,MATCH($C507,'Shultis Faw'!$A$2:$A$26,1))+($C507-INDEX('Shultis Faw'!$A$2:$A$26,MATCH($C507,'Shultis Faw'!$A$2:$A$26,1)))*(INDEX('Shultis Faw'!$C$2:$C$26,MATCH($C507,'Shultis Faw'!$A$2:$A$26,1)+1)-INDEX('Shultis Faw'!$C$2:$C$26,MATCH($C507,'Shultis Faw'!$A$2:$A$26,1)))/(INDEX('Shultis Faw'!$A$2:$A$26,MATCH($C507,'Shultis Faw'!$A$2:$A$26,1)+1)-INDEX('Shultis Faw'!$A$2:$A$26,MATCH($C507,'Shultis Faw'!$A$2:$A$26,1))),$C507*'Shultis Faw'!$C$2/'Shultis Faw'!$A$2)","v":2.8887974000000001},{"$f":"_xlfn.IFNA(INDEX('Shultis Faw'!$D$2:$D$26,MATCH($C507,'Shultis Faw'!$A$2:$A$26,1))+($C507-INDEX('Shultis Faw'!$A$2:$A$26,MATCH($C507,'Shultis Faw'!$A$2:$A$26,1)))*(INDEX('Shultis Faw'!$D$2:$D$26,MATCH($C507,'Shultis Faw'!$A$2:$A$26,1)+1)-INDEX('Shultis Faw'!$D$2:$D$26,MATCH($C507,'Shultis Faw'!$A$2:$A$26,1)))/(INDEX('Shultis Faw'!$A$2:$A$26,MATCH($C507,'Shultis Faw'!$A$2:$A$26,1)+1)-INDEX('Shultis Faw'!$A$2:$A$26,MATCH($C507,'Shultis Faw'!$A$2:$A$26,1))),$C507*'Shultis Faw'!$D$2/'Shultis Faw'!$A$2)","v":2.0051985999999999},{"$f":"_xlfn.IFNA(INDEX('Shultis Faw'!$B$2:$B$26,MATCH($C507,'Shultis Faw'!$A$2:$A$26,1))+($C507-INDEX('Shultis Faw'!$A$2:$A$26,MATCH($C507,'Shultis Faw'!$A$2:$A$26,1)))*(INDEX('Shultis Faw'!$B$2:$B$26,MATCH($C507,'Shultis Faw'!$A$2:$A$26,1)+1)-INDEX('Shultis Faw'!$B$2:$B$26,MATCH($C507,'Shultis Faw'!$A$2:$A$26,1)))/(INDEX('Shultis Faw'!$A$2:$A$26,MATCH($C507,'Shultis Faw'!$A$2:$A$26,1)+1)-INDEX('Shultis Faw'!$A$2:$A$26,MATCH($C507,'Shultis Faw'!$A$2:$A$26,1))),$C507*'Shultis Faw'!$B$2/'Shultis Faw'!$A$2)","v":-0.16219985000000001},{"$f":"_xlfn.IFNA(INDEX('Shultis Faw'!$E$2:$E$26,MATCH($C507,'Shultis Faw'!$A$2:$A$26,1))+($C507-INDEX('Shultis Faw'!$A$2:$A$26,MATCH($C507,'Shultis Faw'!$A$2:$A$26,1)))*(INDEX('Shultis Faw'!$E$2:$E$26,MATCH($C507,'Shultis Faw'!$A$2:$A$26,1)+1)-INDEX('Shultis Faw'!$E$2:$E$26,MATCH($C507,'Shultis Faw'!$A$2:$A$26,1)))/(INDEX('Shultis Faw'!$A$2:$A$26,MATCH($C507,'Shultis Faw'!$A$2:$A$26,1)+1)-INDEX('Shultis Faw'!$A$2:$A$26,MATCH($C507,'Shultis Faw'!$A$2:$A$26,1))),$C507*'Shultis Faw'!$E$2/'Shultis Faw'!$A$2)","v":6.4779940000000008E-2},{"$f":"_xlfn.IFNA(INDEX('Shultis Faw'!$F$2:$F$26,MATCH($C507,'Shultis Faw'!$A$2:$A$26,1))+($C507-INDEX('Shultis Faw'!$A$2:$A$26,MATCH($C507,'Shultis Faw'!$A$2:$A$26,1)))*(INDEX('Shultis Faw'!$F$2:$F$26,MATCH($C507,'Shultis Faw'!$A$2:$A$26,1)+1)-INDEX('Shultis Faw'!$F$2:$F$26,MATCH($C507,'Shultis Faw'!$A$2:$A$26,1)))/(INDEX('Shultis Faw'!$A$2:$A$26,MATCH($C507,'Shultis Faw'!$A$2:$A$26,1)+1)-INDEX('Shultis Faw'!$A$2:$A$26,MATCH($C507,'Shultis Faw'!$A$2:$A$26,1))),$C507*'Shultis Faw'!$F$2/'Shultis Faw'!$A$2)","v":14.213600300000001},{"$f":"J507*(H507*'Externe blootstelling'!$D$23/2)^K507+L507*(TANH(((H507*'Externe blootstelling'!$D$23)/(2*M507))-2)-TANH(-2))/(1-TANH(-2))","v":1.8313192066380717},{"$f":"IF(N507=1,1+(I507-1)*H507*'Externe blootstelling'!$D$23/2,1+(I507-1)*(N507^(H507*'Externe blootstelling'!$D$23/2)-1)/(N507-1))","v":5.2830240413495648},{"$f":"G507*EXP(-H507*'Externe blootstelling'!$D$23/2)*O507","v":6.1854464147966361E-4}]
[null," g ",0.32292999999999999,5.1668799999999997E-14,1.6199999999999998E-4,{"$f":"_xlfn.IFNA(INDEX('hp (pSv cm2)'!$B$2:$B$52,MATCH($C508,'hp (pSv cm2)'!$A$2:$A$52,1))+($C508-INDEX('hp (pSv cm2)'!$A$2:$A$52,MATCH($C508,'hp (pSv cm2)'!$A$2:$A$52,1)))*(INDEX('hp (pSv cm2)'!$B$2:$B$52,MATCH($C508,'hp (pSv cm2)'!$A$2:$A$52,1)+1)-INDEX('hp (pSv cm2)'!$B$2:$B$52,MATCH($C508,'hp (pSv cm2)'!$A$2:$A$52,1)))/(INDEX('hp (pSv cm2)'!$A$2:$A$52,MATCH($C508,'hp (pSv cm2)'!$A$2:$A$52,1)+1)-INDEX('hp (pSv cm2)'!$A$2:$A$52,MATCH($C508,'hp (pSv cm2)'!$A$2:$A$52,1))),$C508*'hp (pSv cm2)'!$B$2/'hp (pSv cm2)'!$A$2)","v":1.622357},2.6282183399999997E-4,{"$f":"_xlfn.IFNA(0.997*(INDEX('Mass attenuation coefficients'!$B$2:$B$37,MATCH($C508,'Mass attenuation coefficients'!$A$2:$A$37,1))+($C508-INDEX('Mass attenuation coefficients'!$A$2:$A$37,MATCH($C508,'Mass attenuation coefficients'!$A$2:$A$37,1)))*(INDEX('Mass attenuation coefficients'!$B$2:$B$37,MATCH($C508,'Mass attenuation coefficients'!$A$2:$A$37,1)+1)-INDEX('Mass attenuation coefficients'!$B$2:$B$37,MATCH($C508,'Mass attenuation coefficients'!$A$2:$A$37,1)))/(INDEX('Mass attenuation coefficients'!$A$2:$A$37,MATCH($C508,'Mass attenuation coefficients'!$A$2:$A$37,1)+1)-INDEX('Mass attenuation coefficients'!$A$2:$A$37,MATCH($C508,'Mass attenuation coefficients'!$A$2:$A$37,1)))),0.997*$C508*'Mass attenuation coefficients'!$B$2/'Mass attenuation coefficients'!$A$2)","v":0.11538654875},{"$f":"_xlfn.IFNA(INDEX('Shultis Faw'!$C$2:$C$26,MATCH($C508,'Shultis Faw'!$A$2:$A$26,1))+($C508-INDEX('Shultis Faw'!$A$2:$A$26,MATCH($C508,'Shultis Faw'!$A$2:$A$26,1)))*(INDEX('Shultis Faw'!$C$2:$C$26,MATCH($C508,'Shultis Faw'!$A$2:$A$26,1)+1)-INDEX('Shultis Faw'!$C$2:$C$26,MATCH($C508,'Shultis Faw'!$A$2:$A$26,1)))/(INDEX('Shultis Faw'!$A$2:$A$26,MATCH($C508,'Shultis Faw'!$A$2:$A$26,1)+1)-INDEX('Shultis Faw'!$A$2:$A$26,MATCH($C508,'Shultis Faw'!$A$2:$A$26,1))),$C508*'Shultis Faw'!$C$2/'Shultis Faw'!$A$2)","v":2.860382},{"$f":"_xlfn.IFNA(INDEX('Shultis Faw'!$D$2:$D$26,MATCH($C508,'Shultis Faw'!$A$2:$A$26,1))+($C508-INDEX('Shultis Faw'!$A$2:$A$26,MATCH($C508,'Shultis Faw'!$A$2:$A$26,1)))*(INDEX('Shultis Faw'!$D$2:$D$26,MATCH($C508,'Shultis Faw'!$A$2:$A$26,1)+1)-INDEX('Shultis Faw'!$D$2:$D$26,MATCH($C508,'Shultis Faw'!$A$2:$A$26,1)))/(INDEX('Shultis Faw'!$A$2:$A$26,MATCH($C508,'Shultis Faw'!$A$2:$A$26,1)+1)-INDEX('Shultis Faw'!$A$2:$A$26,MATCH($C508,'Shultis Faw'!$A$2:$A$26,1))),$C508*'Shultis Faw'!$D$2/'Shultis Faw'!$A$2)","v":1.9898979999999997},{"$f":"_xlfn.IFNA(INDEX('Shultis Faw'!$B$2:$B$26,MATCH($C508,'Shultis Faw'!$A$2:$A$26,1))+($C508-INDEX('Shultis Faw'!$A$2:$A$26,MATCH($C508,'Shultis Faw'!$A$2:$A$26,1)))*(INDEX('Shultis Faw'!$B$2:$B$26,MATCH($C508,'Shultis Faw'!$A$2:$A$26,1)+1)-INDEX('Shultis Faw'!$B$2:$B$26,MATCH($C508,'Shultis Faw'!$A$2:$A$26,1)))/(INDEX('Shultis Faw'!$A$2:$A$26,MATCH($C508,'Shultis Faw'!$A$2:$A$26,1)+1)-INDEX('Shultis Faw'!$A$2:$A$26,MATCH($C508,'Shultis Faw'!$A$2:$A$26,1))),$C508*'Shultis Faw'!$B$2/'Shultis Faw'!$A$2)","v":-0.16056049999999999},{"$f":"_xlfn.IFNA(INDEX('Shultis Faw'!$E$2:$E$26,MATCH($C508,'Shultis Faw'!$A$2:$A$26,1))+($C508-INDEX('Shultis Faw'!$A$2:$A$26,MATCH($C508,'Shultis Faw'!$A$2:$A$26,1)))*(INDEX('Shultis Faw'!$E$2:$E$26,MATCH($C508,'Shultis Faw'!$A$2:$A$26,1)+1)-INDEX('Shultis Faw'!$E$2:$E$26,MATCH($C508,'Shultis Faw'!$A$2:$A$26,1)))/(INDEX('Shultis Faw'!$A$2:$A$26,MATCH($C508,'Shultis Faw'!$A$2:$A$26,1)+1)-INDEX('Shultis Faw'!$A$2:$A$26,MATCH($C508,'Shultis Faw'!$A$2:$A$26,1))),$C508*'Shultis Faw'!$E$2/'Shultis Faw'!$A$2)","v":6.4124200000000006E-2},{"$f":"_xlfn.IFNA(INDEX('Shultis Faw'!$F$2:$F$26,MATCH($C508,'Shultis Faw'!$A$2:$A$26,1))+($C508-INDEX('Shultis Faw'!$A$2:$A$26,MATCH($C508,'Shultis Faw'!$A$2:$A$26,1)))*(INDEX('Shultis Faw'!$F$2:$F$26,MATCH($C508,'Shultis Faw'!$A$2:$A$26,1)+1)-INDEX('Shultis Faw'!$F$2:$F$26,MATCH($C508,'Shultis Faw'!$A$2:$A$26,1)))/(INDEX('Shultis Faw'!$A$2:$A$26,MATCH($C508,'Shultis Faw'!$A$2:$A$26,1)+1)-INDEX('Shultis Faw'!$A$2:$A$26,MATCH($C508,'Shultis Faw'!$A$2:$A$26,1))),$C508*'Shultis Faw'!$F$2/'Shultis Faw'!$A$2)","v":14.216879},{"$f":"J508*(H508*'Externe blootstelling'!$D$23/2)^K508+L508*(TANH(((H508*'Externe blootstelling'!$D$23)/(2*M508))-2)-TANH(-2))/(1-TANH(-2))","v":1.8224400558897342},{"$f":"IF(N508=1,1+(I508-1)*H508*'Externe blootstelling'!$D$23/2,1+(I508-1)*(N508^(H508*'Externe blootstelling'!$D$23/2)-1)/(N508-1))","v":5.1299621775970108},{"$f":"G508*EXP(-H508*'Externe blootstelling'!$D$23/2)*O508","v":2.3883583198930106E-4}]
[null," g ",0.45333999999999997,7.2534399999999985E-14,7.2999999999999996E-4,{"$f":"_xlfn.IFNA(INDEX('hp (pSv cm2)'!$B$2:$B$52,MATCH($C509,'hp (pSv cm2)'!$A$2:$A$52,1))+($C509-INDEX('hp (pSv cm2)'!$A$2:$A$52,MATCH($C509,'hp (pSv cm2)'!$A$2:$A$52,1)))*(INDEX('hp (pSv cm2)'!$B$2:$B$52,MATCH($C509,'hp (pSv cm2)'!$A$2:$A$52,1)+1)-INDEX('hp (pSv cm2)'!$B$2:$B$52,MATCH($C509,'hp (pSv cm2)'!$A$2:$A$52,1)))/(INDEX('hp (pSv cm2)'!$A$2:$A$52,MATCH($C509,'hp (pSv cm2)'!$A$2:$A$52,1)+1)-INDEX('hp (pSv cm2)'!$A$2:$A$52,MATCH($C509,'hp (pSv cm2)'!$A$2:$A$52,1))),$C509*'hp (pSv cm2)'!$B$2/'hp (pSv cm2)'!$A$2)","v":2.2506979999999999},1.6430095399999998E-3,{"$f":"_xlfn.IFNA(0.997*(INDEX('Mass attenuation coefficients'!$B$2:$B$37,MATCH($C509,'Mass attenuation coefficients'!$A$2:$A$37,1))+($C509-INDEX('Mass attenuation coefficients'!$A$2:$A$37,MATCH($C509,'Mass attenuation coefficients'!$A$2:$A$37,1)))*(INDEX('Mass attenuation coefficients'!$B$2:$B$37,MATCH($C509,'Mass attenuation coefficients'!$A$2:$A$37,1)+1)-INDEX('Mass attenuation coefficients'!$B$2:$B$37,MATCH($C509,'Mass attenuation coefficients'!$A$2:$A$37,1)))/(INDEX('Mass attenuation coefficients'!$A$2:$A$37,MATCH($C509,'Mass attenuation coefficients'!$A$2:$A$37,1)+1)-INDEX('Mass attenuation coefficients'!$A$2:$A$37,MATCH($C509,'Mass attenuation coefficients'!$A$2:$A$37,1)))),0.997*$C509*'Mass attenuation coefficients'!$B$2/'Mass attenuation coefficients'!$A$2)","v":0.100873187846},{"$f":"_xlfn.IFNA(INDEX('Shultis Faw'!$C$2:$C$26,MATCH($C509,'Shultis Faw'!$A$2:$A$26,1))+($C509-INDEX('Shultis Faw'!$A$2:$A$26,MATCH($C509,'Shultis Faw'!$A$2:$A$26,1)))*(INDEX('Shultis Faw'!$C$2:$C$26,MATCH($C509,'Shultis Faw'!$A$2:$A$26,1)+1)-INDEX('Shultis Faw'!$C$2:$C$26,MATCH($C509,'Shultis Faw'!$A$2:$A$26,1)))/(INDEX('Shultis Faw'!$A$2:$A$26,MATCH($C509,'Shultis Faw'!$A$2:$A$26,1)+1)-INDEX('Shultis Faw'!$A$2:$A$26,MATCH($C509,'Shultis Faw'!$A$2:$A$26,1))),$C509*'Shultis Faw'!$C$2/'Shultis Faw'!$A$2)","v":2.5746560000000001},{"$f":"_xlfn.IFNA(INDEX('Shultis Faw'!$D$2:$D$26,MATCH($C509,'Shultis Faw'!$A$2:$A$26,1))+($C509-INDEX('Shultis Faw'!$A$2:$A$26,MATCH($C509,'Shultis Faw'!$A$2:$A$26,1)))*(INDEX('Shultis Faw'!$D$2:$D$26,MATCH($C509,'Shultis Faw'!$A$2:$A$26,1)+1)-INDEX('Shultis Faw'!$D$2:$D$26,MATCH($C509,'Shultis Faw'!$A$2:$A$26,1)))/(INDEX('Shultis Faw'!$A$2:$A$26,MATCH($C509,'Shultis Faw'!$A$2:$A$26,1)+1)-INDEX('Shultis Faw'!$A$2:$A$26,MATCH($C509,'Shultis Faw'!$A$2:$A$26,1))),$C509*'Shultis Faw'!$D$2/'Shultis Faw'!$A$2)","v":1.8201256000000001},{"$f":"_xlfn.IFNA(INDEX('Shultis Faw'!$B$2:$B$26,MATCH($C509,'Shultis Faw'!$A$2:$A$26,1))+($C509-INDEX('Shultis Faw'!$A$2:$A$26,MATCH($C509,'Shultis Faw'!$A$2:$A$26,1)))*(INDEX('Shultis Faw'!$B$2:$B$26,MATCH($C509,'Shultis Faw'!$A$2:$A$26,1)+1)-INDEX('Shultis Faw'!$B$2:$B$26,MATCH($C509,'Shultis Faw'!$A$2:$A$26,1)))/(INDEX('Shultis Faw'!$A$2:$A$26,MATCH($C509,'Shultis Faw'!$A$2:$A$26,1)+1)-INDEX('Shultis Faw'!$A$2:$A$26,MATCH($C509,'Shultis Faw'!$A$2:$A$26,1))),$C509*'Shultis Faw'!$B$2/'Shultis Faw'!$A$2)","v":-0.1415324},{"$f":"_xlfn.IFNA(INDEX('Shultis Faw'!$E$2:$E$26,MATCH($C509,'Shultis Faw'!$A$2:$A$26,1))+($C509-INDEX('Shultis Faw'!$A$2:$A$26,MATCH($C509,'Shultis Faw'!$A$2:$A$26,1)))*(INDEX('Shultis Faw'!$E$2:$E$26,MATCH($C509,'Shultis Faw'!$A$2:$A$26,1)+1)-INDEX('Shultis Faw'!$E$2:$E$26,MATCH($C509,'Shultis Faw'!$A$2:$A$26,1)))/(INDEX('Shultis Faw'!$A$2:$A$26,MATCH($C509,'Shultis Faw'!$A$2:$A$26,1)+1)-INDEX('Shultis Faw'!$A$2:$A$26,MATCH($C509,'Shultis Faw'!$A$2:$A$26,1))),$C509*'Shultis Faw'!$E$2/'Shultis Faw'!$A$2)","v":5.6886340000000001E-2},{"$f":"_xlfn.IFNA(INDEX('Shultis Faw'!$F$2:$F$26,MATCH($C509,'Shultis Faw'!$A$2:$A$26,1))+($C509-INDEX('Shultis Faw'!$A$2:$A$26,MATCH($C509,'Shultis Faw'!$A$2:$A$26,1)))*(INDEX('Shultis Faw'!$F$2:$F$26,MATCH($C509,'Shultis Faw'!$A$2:$A$26,1)+1)-INDEX('Shultis Faw'!$F$2:$F$26,MATCH($C509,'Shultis Faw'!$A$2:$A$26,1)))/(INDEX('Shultis Faw'!$A$2:$A$26,MATCH($C509,'Shultis Faw'!$A$2:$A$26,1)+1)-INDEX('Shultis Faw'!$A$2:$A$26,MATCH($C509,'Shultis Faw'!$A$2:$A$26,1))),$C509*'Shultis Faw'!$F$2/'Shultis Faw'!$A$2)","v":14.288005999999999},{"$f":"J509*(H509*'Externe blootstelling'!$D$23/2)^K509+L509*(TANH(((H509*'Externe blootstelling'!$D$23)/(2*M509))-2)-TANH(-2))/(1-TANH(-2))","v":1.7167424860946949},{"$f":"IF(N509=1,1+(I509-1)*H509*'Externe blootstelling'!$D$23/2,1+(I509-1)*(N509^(H509*'Externe blootstelling'!$D$23/2)-1)/(N509-1))","v":3.7798862920603047},{"$f":"G509*EXP(-H509*'Externe blootstelling'!$D$23/2)*O509","v":1.3676935152135766E-3}]
[null," g ",0.47799200000000003,7.6478719999999996E-14,1.0200000000000001E-2,{"$f":"_xlfn.IFNA(INDEX('hp (pSv cm2)'!$B$2:$B$52,MATCH($C510,'hp (pSv cm2)'!$A$2:$A$52,1))+($C510-INDEX('hp (pSv cm2)'!$A$2:$A$52,MATCH($C510,'hp (pSv cm2)'!$A$2:$A$52,1)))*(INDEX('hp (pSv cm2)'!$B$2:$B$52,MATCH($C510,'hp (pSv cm2)'!$A$2:$A$52,1)+1)-INDEX('hp (pSv cm2)'!$B$2:$B$52,MATCH($C510,'hp (pSv cm2)'!$A$2:$A$52,1)))/(INDEX('hp (pSv cm2)'!$A$2:$A$52,MATCH($C510,'hp (pSv cm2)'!$A$2:$A$52,1)+1)-INDEX('hp (pSv cm2)'!$A$2:$A$52,MATCH($C510,'hp (pSv cm2)'!$A$2:$A$52,1))),$C510*'hp (pSv cm2)'!$B$2/'hp (pSv cm2)'!$A$2)","v":2.3665624000000003},2.4138936480000005E-2,{"$f":"_xlfn.IFNA(0.997*(INDEX('Mass attenuation coefficients'!$B$2:$B$37,MATCH($C510,'Mass attenuation coefficients'!$A$2:$A$37,1))+($C510-INDEX('Mass attenuation coefficients'!$A$2:$A$37,MATCH($C510,'Mass attenuation coefficients'!$A$2:$A$37,1)))*(INDEX('Mass attenuation coefficients'!$B$2:$B$37,MATCH($C510,'Mass attenuation coefficients'!$A$2:$A$37,1)+1)-INDEX('Mass attenuation coefficients'!$B$2:$B$37,MATCH($C510,'Mass attenuation coefficients'!$A$2:$A$37,1)))/(INDEX('Mass attenuation coefficients'!$A$2:$A$37,MATCH($C510,'Mass attenuation coefficients'!$A$2:$A$37,1)+1)-INDEX('Mass attenuation coefficients'!$A$2:$A$37,MATCH($C510,'Mass attenuation coefficients'!$A$2:$A$37,1)))),0.997*$C510*'Mass attenuation coefficients'!$B$2/'Mass attenuation coefficients'!$A$2)","v":9.8604634384799994E-2},{"$f":"_xlfn.IFNA(INDEX('Shultis Faw'!$C$2:$C$26,MATCH($C510,'Shultis Faw'!$A$2:$A$26,1))+($C510-INDEX('Shultis Faw'!$A$2:$A$26,MATCH($C510,'Shultis Faw'!$A$2:$A$26,1)))*(INDEX('Shultis Faw'!$C$2:$C$26,MATCH($C510,'Shultis Faw'!$A$2:$A$26,1)+1)-INDEX('Shultis Faw'!$C$2:$C$26,MATCH($C510,'Shultis Faw'!$A$2:$A$26,1)))/(INDEX('Shultis Faw'!$A$2:$A$26,MATCH($C510,'Shultis Faw'!$A$2:$A$26,1)+1)-INDEX('Shultis Faw'!$A$2:$A$26,MATCH($C510,'Shultis Faw'!$A$2:$A$26,1))),$C510*'Shultis Faw'!$C$2/'Shultis Faw'!$A$2)","v":2.5352128},{"$f":"_xlfn.IFNA(INDEX('Shultis Faw'!$D$2:$D$26,MATCH($C510,'Shultis Faw'!$A$2:$A$26,1))+($C510-INDEX('Shultis Faw'!$A$2:$A$26,MATCH($C510,'Shultis Faw'!$A$2:$A$26,1)))*(INDEX('Shultis Faw'!$D$2:$D$26,MATCH($C510,'Shultis Faw'!$A$2:$A$26,1)+1)-INDEX('Shultis Faw'!$D$2:$D$26,MATCH($C510,'Shultis Faw'!$A$2:$A$26,1)))/(INDEX('Shultis Faw'!$A$2:$A$26,MATCH($C510,'Shultis Faw'!$A$2:$A$26,1)+1)-INDEX('Shultis Faw'!$A$2:$A$26,MATCH($C510,'Shultis Faw'!$A$2:$A$26,1))),$C510*'Shultis Faw'!$D$2/'Shultis Faw'!$A$2)","v":1.79152928},{"$f":"_xlfn.IFNA(INDEX('Shultis Faw'!$B$2:$B$26,MATCH($C510,'Shultis Faw'!$A$2:$A$26,1))+($C510-INDEX('Shultis Faw'!$A$2:$A$26,MATCH($C510,'Shultis Faw'!$A$2:$A$26,1)))*(INDEX('Shultis Faw'!$B$2:$B$26,MATCH($C510,'Shultis Faw'!$A$2:$A$26,1)+1)-INDEX('Shultis Faw'!$B$2:$B$26,MATCH($C510,'Shultis Faw'!$A$2:$A$26,1)))/(INDEX('Shultis Faw'!$A$2:$A$26,MATCH($C510,'Shultis Faw'!$A$2:$A$26,1)+1)-INDEX('Shultis Faw'!$A$2:$A$26,MATCH($C510,'Shultis Faw'!$A$2:$A$26,1))),$C510*'Shultis Faw'!$B$2/'Shultis Faw'!$A$2)","v":-0.13808112},{"$f":"_xlfn.IFNA(INDEX('Shultis Faw'!$E$2:$E$26,MATCH($C510,'Shultis Faw'!$A$2:$A$26,1))+($C510-INDEX('Shultis Faw'!$A$2:$A$26,MATCH($C510,'Shultis Faw'!$A$2:$A$26,1)))*(INDEX('Shultis Faw'!$E$2:$E$26,MATCH($C510,'Shultis Faw'!$A$2:$A$26,1)+1)-INDEX('Shultis Faw'!$E$2:$E$26,MATCH($C510,'Shultis Faw'!$A$2:$A$26,1)))/(INDEX('Shultis Faw'!$A$2:$A$26,MATCH($C510,'Shultis Faw'!$A$2:$A$26,1)+1)-INDEX('Shultis Faw'!$A$2:$A$26,MATCH($C510,'Shultis Faw'!$A$2:$A$26,1))),$C510*'Shultis Faw'!$E$2/'Shultis Faw'!$A$2)","v":5.5678392E-2},{"$f":"_xlfn.IFNA(INDEX('Shultis Faw'!$F$2:$F$26,MATCH($C510,'Shultis Faw'!$A$2:$A$26,1))+($C510-INDEX('Shultis Faw'!$A$2:$A$26,MATCH($C510,'Shultis Faw'!$A$2:$A$26,1)))*(INDEX('Shultis Faw'!$F$2:$F$26,MATCH($C510,'Shultis Faw'!$A$2:$A$26,1)+1)-INDEX('Shultis Faw'!$F$2:$F$26,MATCH($C510,'Shultis Faw'!$A$2:$A$26,1)))/(INDEX('Shultis Faw'!$A$2:$A$26,MATCH($C510,'Shultis Faw'!$A$2:$A$26,1)+1)-INDEX('Shultis Faw'!$A$2:$A$26,MATCH($C510,'Shultis Faw'!$A$2:$A$26,1))),$C510*'Shultis Faw'!$F$2/'Shultis Faw'!$A$2)","v":14.310192799999999},{"$f":"J510*(H510*'Externe blootstelling'!$D$23/2)^K510+L510*(TANH(((H510*'Externe blootstelling'!$D$23)/(2*M510))-2)-TANH(-2))/(1-TANH(-2))","v":1.6975019930162747},{"$f":"IF(N510=1,1+(I510-1)*H510*'Externe blootstelling'!$D$23/2,1+(I510-1)*(N510^(H510*'Externe blootstelling'!$D$23/2)-1)/(N510-1))","v":3.6132331268072524},{"$f":"G510*EXP(-H510*'Externe blootstelling'!$D$23/2)*O510","v":1.9872952117417998E-2}]
[null," g ",0.48608699999999999,7.7773919999999994E-14,7.9000000000000001E-4,{"$f":"_xlfn.IFNA(INDEX('hp (pSv cm2)'!$B$2:$B$52,MATCH($C511,'hp (pSv cm2)'!$A$2:$A$52,1))+($C511-INDEX('hp (pSv cm2)'!$A$2:$A$52,MATCH($C511,'hp (pSv cm2)'!$A$2:$A$52,1)))*(INDEX('hp (pSv cm2)'!$B$2:$B$52,MATCH($C511,'hp (pSv cm2)'!$A$2:$A$52,1)+1)-INDEX('hp (pSv cm2)'!$B$2:$B$52,MATCH($C511,'hp (pSv cm2)'!$A$2:$A$52,1)))/(INDEX('hp (pSv cm2)'!$A$2:$A$52,MATCH($C511,'hp (pSv cm2)'!$A$2:$A$52,1)+1)-INDEX('hp (pSv cm2)'!$A$2:$A$52,MATCH($C511,'hp (pSv cm2)'!$A$2:$A$52,1))),$C511*'hp (pSv cm2)'!$B$2/'hp (pSv cm2)'!$A$2)","v":2.4046088999999999},1.899641031E-3,{"$f":"_xlfn.IFNA(0.997*(INDEX('Mass attenuation coefficients'!$B$2:$B$37,MATCH($C511,'Mass attenuation coefficients'!$A$2:$A$37,1))+($C511-INDEX('Mass attenuation coefficients'!$A$2:$A$37,MATCH($C511,'Mass attenuation coefficients'!$A$2:$A$37,1)))*(INDEX('Mass attenuation coefficients'!$B$2:$B$37,MATCH($C511,'Mass attenuation coefficients'!$A$2:$A$37,1)+1)-INDEX('Mass attenuation coefficients'!$B$2:$B$37,MATCH($C511,'Mass attenuation coefficients'!$A$2:$A$37,1)))/(INDEX('Mass attenuation coefficients'!$A$2:$A$37,MATCH($C511,'Mass attenuation coefficients'!$A$2:$A$37,1)+1)-INDEX('Mass attenuation coefficients'!$A$2:$A$37,MATCH($C511,'Mass attenuation coefficients'!$A$2:$A$37,1)))),0.997*$C511*'Mass attenuation coefficients'!$B$2/'Mass attenuation coefficients'!$A$2)","v":9.7859707390300005E-2},{"$f":"_xlfn.IFNA(INDEX('Shultis Faw'!$C$2:$C$26,MATCH($C511,'Shultis Faw'!$A$2:$A$26,1))+($C511-INDEX('Shultis Faw'!$A$2:$A$26,MATCH($C511,'Shultis Faw'!$A$2:$A$26,1)))*(INDEX('Shultis Faw'!$C$2:$C$26,MATCH($C511,'Shultis Faw'!$A$2:$A$26,1)+1)-INDEX('Shultis Faw'!$C$2:$C$26,MATCH($C511,'Shultis Faw'!$A$2:$A$26,1)))/(INDEX('Shultis Faw'!$A$2:$A$26,MATCH($C511,'Shultis Faw'!$A$2:$A$26,1)+1)-INDEX('Shultis Faw'!$A$2:$A$26,MATCH($C511,'Shultis Faw'!$A$2:$A$26,1))),$C511*'Shultis Faw'!$C$2/'Shultis Faw'!$A$2)","v":2.5222608000000002},{"$f":"_xlfn.IFNA(INDEX('Shultis Faw'!$D$2:$D$26,MATCH($C511,'Shultis Faw'!$A$2:$A$26,1))+($C511-INDEX('Shultis Faw'!$A$2:$A$26,MATCH($C511,'Shultis Faw'!$A$2:$A$26,1)))*(INDEX('Shultis Faw'!$D$2:$D$26,MATCH($C511,'Shultis Faw'!$A$2:$A$26,1)+1)-INDEX('Shultis Faw'!$D$2:$D$26,MATCH($C511,'Shultis Faw'!$A$2:$A$26,1)))/(INDEX('Shultis Faw'!$A$2:$A$26,MATCH($C511,'Shultis Faw'!$A$2:$A$26,1)+1)-INDEX('Shultis Faw'!$A$2:$A$26,MATCH($C511,'Shultis Faw'!$A$2:$A$26,1))),$C511*'Shultis Faw'!$D$2/'Shultis Faw'!$A$2)","v":1.7821390800000001},{"$f":"_xlfn.IFNA(INDEX('Shultis Faw'!$B$2:$B$26,MATCH($C511,'Shultis Faw'!$A$2:$A$26,1))+($C511-INDEX('Shultis Faw'!$A$2:$A$26,MATCH($C511,'Shultis Faw'!$A$2:$A$26,1)))*(INDEX('Shultis Faw'!$B$2:$B$26,MATCH($C511,'Shultis Faw'!$A$2:$A$26,1)+1)-INDEX('Shultis Faw'!$B$2:$B$26,MATCH($C511,'Shultis Faw'!$A$2:$A$26,1)))/(INDEX('Shultis Faw'!$A$2:$A$26,MATCH($C511,'Shultis Faw'!$A$2:$A$26,1)+1)-INDEX('Shultis Faw'!$A$2:$A$26,MATCH($C511,'Shultis Faw'!$A$2:$A$26,1))),$C511*'Shultis Faw'!$B$2/'Shultis Faw'!$A$2)","v":-0.13694782},{"$f":"_xlfn.IFNA(INDEX('Shultis Faw'!$E$2:$E$26,MATCH($C511,'Shultis Faw'!$A$2:$A$26,1))+($C511-INDEX('Shultis Faw'!$A$2:$A$26,MATCH($C511,'Shultis Faw'!$A$2:$A$26,1)))*(INDEX('Shultis Faw'!$E$2:$E$26,MATCH($C511,'Shultis Faw'!$A$2:$A$26,1)+1)-INDEX('Shultis Faw'!$E$2:$E$26,MATCH($C511,'Shultis Faw'!$A$2:$A$26,1)))/(INDEX('Shultis Faw'!$A$2:$A$26,MATCH($C511,'Shultis Faw'!$A$2:$A$26,1)+1)-INDEX('Shultis Faw'!$A$2:$A$26,MATCH($C511,'Shultis Faw'!$A$2:$A$26,1))),$C511*'Shultis Faw'!$E$2/'Shultis Faw'!$A$2)","v":5.5281737000000004E-2},{"$f":"_xlfn.IFNA(INDEX('Shultis Faw'!$F$2:$F$26,MATCH($C511,'Shultis Faw'!$A$2:$A$26,1))+($C511-INDEX('Shultis Faw'!$A$2:$A$26,MATCH($C511,'Shultis Faw'!$A$2:$A$26,1)))*(INDEX('Shultis Faw'!$F$2:$F$26,MATCH($C511,'Shultis Faw'!$A$2:$A$26,1)+1)-INDEX('Shultis Faw'!$F$2:$F$26,MATCH($C511,'Shultis Faw'!$A$2:$A$26,1)))/(INDEX('Shultis Faw'!$A$2:$A$26,MATCH($C511,'Shultis Faw'!$A$2:$A$26,1)+1)-INDEX('Shultis Faw'!$A$2:$A$26,MATCH($C511,'Shultis Faw'!$A$2:$A$26,1))),$C511*'Shultis Faw'!$F$2/'Shultis Faw'!$A$2)","v":14.317478299999999},{"$f":"J511*(H511*'Externe blootstelling'!$D$23/2)^K511+L511*(TANH(((H511*'Externe blootstelling'!$D$23)/(2*M511))-2)-TANH(-2))/(1-TANH(-2))","v":1.6911064043223858},{"$f":"IF(N511=1,1+(I511-1)*H511*'Externe blootstelling'!$D$23/2,1+(I511-1)*(N511^(H511*'Externe blootstelling'!$D$23/2)-1)/(N511-1))","v":3.5602984627038921},{"$f":"G511*EXP(-H511*'Externe blootstelling'!$D$23/2)*O511","v":1.5583283958101705E-3}]
[null," g ",0.51488,8.2380799999999993E-14,5.4000000000000005E-5,{"$f":"_xlfn.IFNA(INDEX('hp (pSv cm2)'!$B$2:$B$52,MATCH($C512,'hp (pSv cm2)'!$A$2:$A$52,1))+($C512-INDEX('hp (pSv cm2)'!$A$2:$A$52,MATCH($C512,'hp (pSv cm2)'!$A$2:$A$52,1)))*(INDEX('hp (pSv cm2)'!$B$2:$B$52,MATCH($C512,'hp (pSv cm2)'!$A$2:$A$52,1)+1)-INDEX('hp (pSv cm2)'!$B$2:$B$52,MATCH($C512,'hp (pSv cm2)'!$A$2:$A$52,1)))/(INDEX('hp (pSv cm2)'!$A$2:$A$52,MATCH($C512,'hp (pSv cm2)'!$A$2:$A$52,1)+1)-INDEX('hp (pSv cm2)'!$A$2:$A$52,MATCH($C512,'hp (pSv cm2)'!$A$2:$A$52,1))),$C512*'hp (pSv cm2)'!$B$2/'hp (pSv cm2)'!$A$2)","v":2.5354720000000004},1.3691548800000004E-4,{"$f":"_xlfn.IFNA(0.997*(INDEX('Mass attenuation coefficients'!$B$2:$B$37,MATCH($C512,'Mass attenuation coefficients'!$A$2:$A$37,1))+($C512-INDEX('Mass attenuation coefficients'!$A$2:$A$37,MATCH($C512,'Mass attenuation coefficients'!$A$2:$A$37,1)))*(INDEX('Mass attenuation coefficients'!$B$2:$B$37,MATCH($C512,'Mass attenuation coefficients'!$A$2:$A$37,1)+1)-INDEX('Mass attenuation coefficients'!$B$2:$B$37,MATCH($C512,'Mass attenuation coefficients'!$A$2:$A$37,1)))/(INDEX('Mass attenuation coefficients'!$A$2:$A$37,MATCH($C512,'Mass attenuation coefficients'!$A$2:$A$37,1)+1)-INDEX('Mass attenuation coefficients'!$A$2:$A$37,MATCH($C512,'Mass attenuation coefficients'!$A$2:$A$37,1)))),0.997*$C512*'Mass attenuation coefficients'!$B$2/'Mass attenuation coefficients'!$A$2)","v":9.5494925184000004E-2},{"$f":"_xlfn.IFNA(INDEX('Shultis Faw'!$C$2:$C$26,MATCH($C512,'Shultis Faw'!$A$2:$A$26,1))+($C512-INDEX('Shultis Faw'!$A$2:$A$26,MATCH($C512,'Shultis Faw'!$A$2:$A$26,1)))*(INDEX('Shultis Faw'!$C$2:$C$26,MATCH($C512,'Shultis Faw'!$A$2:$A$26,1)+1)-INDEX('Shultis Faw'!$C$2:$C$26,MATCH($C512,'Shultis Faw'!$A$2:$A$26,1)))/(INDEX('Shultis Faw'!$A$2:$A$26,MATCH($C512,'Shultis Faw'!$A$2:$A$26,1)+1)-INDEX('Shultis Faw'!$A$2:$A$26,MATCH($C512,'Shultis Faw'!$A$2:$A$26,1))),$C512*'Shultis Faw'!$C$2/'Shultis Faw'!$A$2)","v":2.4816975999999999},{"$f":"_xlfn.IFNA(INDEX('Shultis Faw'!$D$2:$D$26,MATCH($C512,'Shultis Faw'!$A$2:$A$26,1))+($C512-INDEX('Shultis Faw'!$A$2:$A$26,MATCH($C512,'Shultis Faw'!$A$2:$A$26,1)))*(INDEX('Shultis Faw'!$D$2:$D$26,MATCH($C512,'Shultis Faw'!$A$2:$A$26,1)+1)-INDEX('Shultis Faw'!$D$2:$D$26,MATCH($C512,'Shultis Faw'!$A$2:$A$26,1)))/(INDEX('Shultis Faw'!$A$2:$A$26,MATCH($C512,'Shultis Faw'!$A$2:$A$26,1)+1)-INDEX('Shultis Faw'!$A$2:$A$26,MATCH($C512,'Shultis Faw'!$A$2:$A$26,1))),$C512*'Shultis Faw'!$D$2/'Shultis Faw'!$A$2)","v":1.7530543999999999},{"$f":"_xlfn.IFNA(INDEX('Shultis Faw'!$B$2:$B$26,MATCH($C512,'Shultis Faw'!$A$2:$A$26,1))+($C512-INDEX('Shultis Faw'!$A$2:$A$26,MATCH($C512,'Shultis Faw'!$A$2:$A$26,1)))*(INDEX('Shultis Faw'!$B$2:$B$26,MATCH($C512,'Shultis Faw'!$A$2:$A$26,1)+1)-INDEX('Shultis Faw'!$B$2:$B$26,MATCH($C512,'Shultis Faw'!$A$2:$A$26,1)))/(INDEX('Shultis Faw'!$A$2:$A$26,MATCH($C512,'Shultis Faw'!$A$2:$A$26,1)+1)-INDEX('Shultis Faw'!$A$2:$A$26,MATCH($C512,'Shultis Faw'!$A$2:$A$26,1))),$C512*'Shultis Faw'!$B$2/'Shultis Faw'!$A$2)","v":-0.13336320000000002},{"$f":"_xlfn.IFNA(INDEX('Shultis Faw'!$E$2:$E$26,MATCH($C512,'Shultis Faw'!$A$2:$A$26,1))+($C512-INDEX('Shultis Faw'!$A$2:$A$26,MATCH($C512,'Shultis Faw'!$A$2:$A$26,1)))*(INDEX('Shultis Faw'!$E$2:$E$26,MATCH($C512,'Shultis Faw'!$A$2:$A$26,1)+1)-INDEX('Shultis Faw'!$E$2:$E$26,MATCH($C512,'Shultis Faw'!$A$2:$A$26,1)))/(INDEX('Shultis Faw'!$A$2:$A$26,MATCH($C512,'Shultis Faw'!$A$2:$A$26,1)+1)-INDEX('Shultis Faw'!$A$2:$A$26,MATCH($C512,'Shultis Faw'!$A$2:$A$26,1))),$C512*'Shultis Faw'!$E$2/'Shultis Faw'!$A$2)","v":5.396016E-2},{"$f":"_xlfn.IFNA(INDEX('Shultis Faw'!$F$2:$F$26,MATCH($C512,'Shultis Faw'!$A$2:$A$26,1))+($C512-INDEX('Shultis Faw'!$A$2:$A$26,MATCH($C512,'Shultis Faw'!$A$2:$A$26,1)))*(INDEX('Shultis Faw'!$F$2:$F$26,MATCH($C512,'Shultis Faw'!$A$2:$A$26,1)+1)-INDEX('Shultis Faw'!$F$2:$F$26,MATCH($C512,'Shultis Faw'!$A$2:$A$26,1)))/(INDEX('Shultis Faw'!$A$2:$A$26,MATCH($C512,'Shultis Faw'!$A$2:$A$26,1)+1)-INDEX('Shultis Faw'!$A$2:$A$26,MATCH($C512,'Shultis Faw'!$A$2:$A$26,1))),$C512*'Shultis Faw'!$F$2/'Shultis Faw'!$A$2)","v":14.31512},{"$f":"J512*(H512*'Externe blootstelling'!$D$23/2)^K512+L512*(TANH(((H512*'Externe blootstelling'!$D$23)/(2*M512))-2)-TANH(-2))/(1-TANH(-2))","v":1.671232421685708},{"$f":"IF(N512=1,1+(I512-1)*H512*'Externe blootstelling'!$D$23/2,1+(I512-1)*(N512^(H512*'Externe blootstelling'!$D$23/2)-1)/(N512-1))","v":3.3990596857830586},{"$f":"G512*EXP(-H512*'Externe blootstelling'!$D$23/2)*O512","v":1.1110090163908996E-4}]
[null," g ",0.55771000000000004,8.9233599999999998E-14,9.5000000000000005E-6,{"$f":"_xlfn.IFNA(INDEX('hp (pSv cm2)'!$B$2:$B$52,MATCH($C513,'hp (pSv cm2)'!$A$2:$A$52,1))+($C513-INDEX('hp (pSv cm2)'!$A$2:$A$52,MATCH($C513,'hp (pSv cm2)'!$A$2:$A$52,1)))*(INDEX('hp (pSv cm2)'!$B$2:$B$52,MATCH($C513,'hp (pSv cm2)'!$A$2:$A$52,1)+1)-INDEX('hp (pSv cm2)'!$B$2:$B$52,MATCH($C513,'hp (pSv cm2)'!$A$2:$A$52,1)))/(INDEX('hp (pSv cm2)'!$A$2:$A$52,MATCH($C513,'hp (pSv cm2)'!$A$2:$A$52,1)+1)-INDEX('hp (pSv cm2)'!$A$2:$A$52,MATCH($C513,'hp (pSv cm2)'!$A$2:$A$52,1))),$C513*'hp (pSv cm2)'!$B$2/'hp (pSv cm2)'!$A$2)","v":2.7239240000000002},2.5877278000000004E-5,{"$f":"_xlfn.IFNA(0.997*(INDEX('Mass attenuation coefficients'!$B$2:$B$37,MATCH($C513,'Mass attenuation coefficients'!$A$2:$A$37,1))+($C513-INDEX('Mass attenuation coefficients'!$A$2:$A$37,MATCH($C513,'Mass attenuation coefficients'!$A$2:$A$37,1)))*(INDEX('Mass attenuation coefficients'!$B$2:$B$37,MATCH($C513,'Mass attenuation coefficients'!$A$2:$A$37,1)+1)-INDEX('Mass attenuation coefficients'!$B$2:$B$37,MATCH($C513,'Mass attenuation coefficients'!$A$2:$A$37,1)))/(INDEX('Mass attenuation coefficients'!$A$2:$A$37,MATCH($C513,'Mass attenuation coefficients'!$A$2:$A$37,1)+1)-INDEX('Mass attenuation coefficients'!$A$2:$A$37,MATCH($C513,'Mass attenuation coefficients'!$A$2:$A$37,1)))),0.997*$C513*'Mass attenuation coefficients'!$B$2/'Mass attenuation coefficients'!$A$2)","v":9.2373444802999999E-2},{"$f":"_xlfn.IFNA(INDEX('Shultis Faw'!$C$2:$C$26,MATCH($C513,'Shultis Faw'!$A$2:$A$26,1))+($C513-INDEX('Shultis Faw'!$A$2:$A$26,MATCH($C513,'Shultis Faw'!$A$2:$A$26,1)))*(INDEX('Shultis Faw'!$C$2:$C$26,MATCH($C513,'Shultis Faw'!$A$2:$A$26,1)+1)-INDEX('Shultis Faw'!$C$2:$C$26,MATCH($C513,'Shultis Faw'!$A$2:$A$26,1)))/(INDEX('Shultis Faw'!$A$2:$A$26,MATCH($C513,'Shultis Faw'!$A$2:$A$26,1)+1)-INDEX('Shultis Faw'!$A$2:$A$26,MATCH($C513,'Shultis Faw'!$A$2:$A$26,1))),$C513*'Shultis Faw'!$C$2/'Shultis Faw'!$A$2)","v":2.4290167},{"$f":"_xlfn.IFNA(INDEX('Shultis Faw'!$D$2:$D$26,MATCH($C513,'Shultis Faw'!$A$2:$A$26,1))+($C513-INDEX('Shultis Faw'!$A$2:$A$26,MATCH($C513,'Shultis Faw'!$A$2:$A$26,1)))*(INDEX('Shultis Faw'!$D$2:$D$26,MATCH($C513,'Shultis Faw'!$A$2:$A$26,1)+1)-INDEX('Shultis Faw'!$D$2:$D$26,MATCH($C513,'Shultis Faw'!$A$2:$A$26,1)))/(INDEX('Shultis Faw'!$A$2:$A$26,MATCH($C513,'Shultis Faw'!$A$2:$A$26,1)+1)-INDEX('Shultis Faw'!$A$2:$A$26,MATCH($C513,'Shultis Faw'!$A$2:$A$26,1))),$C513*'Shultis Faw'!$D$2/'Shultis Faw'!$A$2)","v":1.7157922999999999},{"$f":"_xlfn.IFNA(INDEX('Shultis Faw'!$B$2:$B$26,MATCH($C513,'Shultis Faw'!$A$2:$A$26,1))+($C513-INDEX('Shultis Faw'!$A$2:$A$26,MATCH($C513,'Shultis Faw'!$A$2:$A$26,1)))*(INDEX('Shultis Faw'!$B$2:$B$26,MATCH($C513,'Shultis Faw'!$A$2:$A$26,1)+1)-INDEX('Shultis Faw'!$B$2:$B$26,MATCH($C513,'Shultis Faw'!$A$2:$A$26,1)))/(INDEX('Shultis Faw'!$A$2:$A$26,MATCH($C513,'Shultis Faw'!$A$2:$A$26,1)+1)-INDEX('Shultis Faw'!$A$2:$A$26,MATCH($C513,'Shultis Faw'!$A$2:$A$26,1))),$C513*'Shultis Faw'!$B$2/'Shultis Faw'!$A$2)","v":-0.12865189999999999},{"$f":"_xlfn.IFNA(INDEX('Shultis Faw'!$E$2:$E$26,MATCH($C513,'Shultis Faw'!$A$2:$A$26,1))+($C513-INDEX('Shultis Faw'!$A$2:$A$26,MATCH($C513,'Shultis Faw'!$A$2:$A$26,1)))*(INDEX('Shultis Faw'!$E$2:$E$26,MATCH($C513,'Shultis Faw'!$A$2:$A$26,1)+1)-INDEX('Shultis Faw'!$E$2:$E$26,MATCH($C513,'Shultis Faw'!$A$2:$A$26,1)))/(INDEX('Shultis Faw'!$A$2:$A$26,MATCH($C513,'Shultis Faw'!$A$2:$A$26,1)+1)-INDEX('Shultis Faw'!$A$2:$A$26,MATCH($C513,'Shultis Faw'!$A$2:$A$26,1))),$C513*'Shultis Faw'!$E$2/'Shultis Faw'!$A$2)","v":5.211847E-2},{"$f":"_xlfn.IFNA(INDEX('Shultis Faw'!$F$2:$F$26,MATCH($C513,'Shultis Faw'!$A$2:$A$26,1))+($C513-INDEX('Shultis Faw'!$A$2:$A$26,MATCH($C513,'Shultis Faw'!$A$2:$A$26,1)))*(INDEX('Shultis Faw'!$F$2:$F$26,MATCH($C513,'Shultis Faw'!$A$2:$A$26,1)+1)-INDEX('Shultis Faw'!$F$2:$F$26,MATCH($C513,'Shultis Faw'!$A$2:$A$26,1)))/(INDEX('Shultis Faw'!$A$2:$A$26,MATCH($C513,'Shultis Faw'!$A$2:$A$26,1)+1)-INDEX('Shultis Faw'!$A$2:$A$26,MATCH($C513,'Shultis Faw'!$A$2:$A$26,1))),$C513*'Shultis Faw'!$F$2/'Shultis Faw'!$A$2)","v":14.27229},{"$f":"J513*(H513*'Externe blootstelling'!$D$23/2)^K513+L513*(TANH(((H513*'Externe blootstelling'!$D$23)/(2*M513))-2)-TANH(-2))/(1-TANH(-2))","v":1.6454909005334568},{"$f":"IF(N513=1,1+(I513-1)*H513*'Externe blootstelling'!$D$23/2,1+(I513-1)*(N513^(H513*'Externe blootstelling'!$D$23/2)-1)/(N513-1))","v":3.2002998567057439},{"$f":"G513*EXP(-H513*'Externe blootstelling'!$D$23/2)*O513","v":2.0718108506933999E-5}]
[null," g ",0.62379999999999991,9.9807999999999975E-14,2.3999999999999997E-5,{"$f":"_xlfn.IFNA(INDEX('hp (pSv cm2)'!$B$2:$B$52,MATCH($C514,'hp (pSv cm2)'!$A$2:$A$52,1))+($C514-INDEX('hp (pSv cm2)'!$A$2:$A$52,MATCH($C514,'hp (pSv cm2)'!$A$2:$A$52,1)))*(INDEX('hp (pSv cm2)'!$B$2:$B$52,MATCH($C514,'hp (pSv cm2)'!$A$2:$A$52,1)+1)-INDEX('hp (pSv cm2)'!$B$2:$B$52,MATCH($C514,'hp (pSv cm2)'!$A$2:$A$52,1)))/(INDEX('hp (pSv cm2)'!$A$2:$A$52,MATCH($C514,'hp (pSv cm2)'!$A$2:$A$52,1)+1)-INDEX('hp (pSv cm2)'!$A$2:$A$52,MATCH($C514,'hp (pSv cm2)'!$A$2:$A$52,1))),$C514*'hp (pSv cm2)'!$B$2/'hp (pSv cm2)'!$A$2)","v":3.0075799999999999},7.2181919999999989E-5,{"$f":"_xlfn.IFNA(0.997*(INDEX('Mass attenuation coefficients'!$B$2:$B$37,MATCH($C514,'Mass attenuation coefficients'!$A$2:$A$37,1))+($C514-INDEX('Mass attenuation coefficients'!$A$2:$A$37,MATCH($C514,'Mass attenuation coefficients'!$A$2:$A$37,1)))*(INDEX('Mass attenuation coefficients'!$B$2:$B$37,MATCH($C514,'Mass attenuation coefficients'!$A$2:$A$37,1)+1)-INDEX('Mass attenuation coefficients'!$B$2:$B$37,MATCH($C514,'Mass attenuation coefficients'!$A$2:$A$37,1)))/(INDEX('Mass attenuation coefficients'!$A$2:$A$37,MATCH($C514,'Mass attenuation coefficients'!$A$2:$A$37,1)+1)-INDEX('Mass attenuation coefficients'!$A$2:$A$37,MATCH($C514,'Mass attenuation coefficients'!$A$2:$A$37,1)))),0.997*$C514*'Mass attenuation coefficients'!$B$2/'Mass attenuation coefficients'!$A$2)","v":8.7996924870000007E-2},{"$f":"_xlfn.IFNA(INDEX('Shultis Faw'!$C$2:$C$26,MATCH($C514,'Shultis Faw'!$A$2:$A$26,1))+($C514-INDEX('Shultis Faw'!$A$2:$A$26,MATCH($C514,'Shultis Faw'!$A$2:$A$26,1)))*(INDEX('Shultis Faw'!$C$2:$C$26,MATCH($C514,'Shultis Faw'!$A$2:$A$26,1)+1)-INDEX('Shultis Faw'!$C$2:$C$26,MATCH($C514,'Shultis Faw'!$A$2:$A$26,1)))/(INDEX('Shultis Faw'!$A$2:$A$26,MATCH($C514,'Shultis Faw'!$A$2:$A$26,1)+1)-INDEX('Shultis Faw'!$A$2:$A$26,MATCH($C514,'Shultis Faw'!$A$2:$A$26,1))),$C514*'Shultis Faw'!$C$2/'Shultis Faw'!$A$2)","v":2.3573649999999997},{"$f":"_xlfn.IFNA(INDEX('Shultis Faw'!$D$2:$D$26,MATCH($C514,'Shultis Faw'!$A$2:$A$26,1))+($C514-INDEX('Shultis Faw'!$A$2:$A$26,MATCH($C514,'Shultis Faw'!$A$2:$A$26,1)))*(INDEX('Shultis Faw'!$D$2:$D$26,MATCH($C514,'Shultis Faw'!$A$2:$A$26,1)+1)-INDEX('Shultis Faw'!$D$2:$D$26,MATCH($C514,'Shultis Faw'!$A$2:$A$26,1)))/(INDEX('Shultis Faw'!$A$2:$A$26,MATCH($C514,'Shultis Faw'!$A$2:$A$26,1)+1)-INDEX('Shultis Faw'!$A$2:$A$26,MATCH($C514,'Shultis Faw'!$A$2:$A$26,1))),$C514*'Shultis Faw'!$D$2/'Shultis Faw'!$A$2)","v":1.6629350000000001},{"$f":"_xlfn.IFNA(INDEX('Shultis Faw'!$B$2:$B$26,MATCH($C514,'Shultis Faw'!$A$2:$A$26,1))+($C514-INDEX('Shultis Faw'!$A$2:$A$26,MATCH($C514,'Shultis Faw'!$A$2:$A$26,1)))*(INDEX('Shultis Faw'!$B$2:$B$26,MATCH($C514,'Shultis Faw'!$A$2:$A$26,1)+1)-INDEX('Shultis Faw'!$B$2:$B$26,MATCH($C514,'Shultis Faw'!$A$2:$A$26,1)))/(INDEX('Shultis Faw'!$A$2:$A$26,MATCH($C514,'Shultis Faw'!$A$2:$A$26,1)+1)-INDEX('Shultis Faw'!$A$2:$A$26,MATCH($C514,'Shultis Faw'!$A$2:$A$26,1))),$C514*'Shultis Faw'!$B$2/'Shultis Faw'!$A$2)","v":-0.121739},{"$f":"_xlfn.IFNA(INDEX('Shultis Faw'!$E$2:$E$26,MATCH($C514,'Shultis Faw'!$A$2:$A$26,1))+($C514-INDEX('Shultis Faw'!$A$2:$A$26,MATCH($C514,'Shultis Faw'!$A$2:$A$26,1)))*(INDEX('Shultis Faw'!$E$2:$E$26,MATCH($C514,'Shultis Faw'!$A$2:$A$26,1)+1)-INDEX('Shultis Faw'!$E$2:$E$26,MATCH($C514,'Shultis Faw'!$A$2:$A$26,1)))/(INDEX('Shultis Faw'!$A$2:$A$26,MATCH($C514,'Shultis Faw'!$A$2:$A$26,1)+1)-INDEX('Shultis Faw'!$A$2:$A$26,MATCH($C514,'Shultis Faw'!$A$2:$A$26,1))),$C514*'Shultis Faw'!$E$2/'Shultis Faw'!$A$2)","v":4.9514599999999999E-2},{"$f":"_xlfn.IFNA(INDEX('Shultis Faw'!$F$2:$F$26,MATCH($C514,'Shultis Faw'!$A$2:$A$26,1))+($C514-INDEX('Shultis Faw'!$A$2:$A$26,MATCH($C514,'Shultis Faw'!$A$2:$A$26,1)))*(INDEX('Shultis Faw'!$F$2:$F$26,MATCH($C514,'Shultis Faw'!$A$2:$A$26,1)+1)-INDEX('Shultis Faw'!$F$2:$F$26,MATCH($C514,'Shultis Faw'!$A$2:$A$26,1)))/(INDEX('Shultis Faw'!$A$2:$A$26,MATCH($C514,'Shultis Faw'!$A$2:$A$26,1)+1)-INDEX('Shultis Faw'!$A$2:$A$26,MATCH($C514,'Shultis Faw'!$A$2:$A$26,1))),$C514*'Shultis Faw'!$F$2/'Shultis Faw'!$A$2)","v":14.245470000000001},{"$f":"J514*(H514*'Externe blootstelling'!$D$23/2)^K514+L514*(TANH(((H514*'Externe blootstelling'!$D$23)/(2*M514))-2)-TANH(-2))/(1-TANH(-2))","v":1.607856819327149},{"$f":"IF(N514=1,1+(I514-1)*H514*'Externe blootstelling'!$D$23/2,1+(I514-1)*(N514^(H514*'Externe blootstelling'!$D$23/2)-1)/(N514-1))","v":2.946543295225303},{"$f":"G514*EXP(-H514*'Externe blootstelling'!$D$23/2)*O514","v":5.6818867504581872E-5}]
[null," g ",0.63298100000000002,1.0127695999999999E-13,1.2800000000000001E-2,{"$f":"_xlfn.IFNA(INDEX('hp (pSv cm2)'!$B$2:$B$52,MATCH($C515,'hp (pSv cm2)'!$A$2:$A$52,1))+($C515-INDEX('hp (pSv cm2)'!$A$2:$A$52,MATCH($C515,'hp (pSv cm2)'!$A$2:$A$52,1)))*(INDEX('hp (pSv cm2)'!$B$2:$B$52,MATCH($C515,'hp (pSv cm2)'!$A$2:$A$52,1)+1)-INDEX('hp (pSv cm2)'!$B$2:$B$52,MATCH($C515,'hp (pSv cm2)'!$A$2:$A$52,1)))/(INDEX('hp (pSv cm2)'!$A$2:$A$52,MATCH($C515,'hp (pSv cm2)'!$A$2:$A$52,1)+1)-INDEX('hp (pSv cm2)'!$A$2:$A$52,MATCH($C515,'hp (pSv cm2)'!$A$2:$A$52,1))),$C515*'hp (pSv cm2)'!$B$2/'hp (pSv cm2)'!$A$2)","v":3.0452221000000002},3.8978842880000003E-2,{"$f":"_xlfn.IFNA(0.997*(INDEX('Mass attenuation coefficients'!$B$2:$B$37,MATCH($C515,'Mass attenuation coefficients'!$A$2:$A$37,1))+($C515-INDEX('Mass attenuation coefficients'!$A$2:$A$37,MATCH($C515,'Mass attenuation coefficients'!$A$2:$A$37,1)))*(INDEX('Mass attenuation coefficients'!$B$2:$B$37,MATCH($C515,'Mass attenuation coefficients'!$A$2:$A$37,1)+1)-INDEX('Mass attenuation coefficients'!$B$2:$B$37,MATCH($C515,'Mass attenuation coefficients'!$A$2:$A$37,1)))/(INDEX('Mass attenuation coefficients'!$A$2:$A$37,MATCH($C515,'Mass attenuation coefficients'!$A$2:$A$37,1)+1)-INDEX('Mass attenuation coefficients'!$A$2:$A$37,MATCH($C515,'Mass attenuation coefficients'!$A$2:$A$37,1)))),0.997*$C515*'Mass attenuation coefficients'!$B$2/'Mass attenuation coefficients'!$A$2)","v":8.7497603790649997E-2},{"$f":"_xlfn.IFNA(INDEX('Shultis Faw'!$C$2:$C$26,MATCH($C515,'Shultis Faw'!$A$2:$A$26,1))+($C515-INDEX('Shultis Faw'!$A$2:$A$26,MATCH($C515,'Shultis Faw'!$A$2:$A$26,1)))*(INDEX('Shultis Faw'!$C$2:$C$26,MATCH($C515,'Shultis Faw'!$A$2:$A$26,1)+1)-INDEX('Shultis Faw'!$C$2:$C$26,MATCH($C515,'Shultis Faw'!$A$2:$A$26,1)))/(INDEX('Shultis Faw'!$A$2:$A$26,MATCH($C515,'Shultis Faw'!$A$2:$A$26,1)+1)-INDEX('Shultis Faw'!$A$2:$A$26,MATCH($C515,'Shultis Faw'!$A$2:$A$26,1))),$C515*'Shultis Faw'!$C$2/'Shultis Faw'!$A$2)","v":2.3497906749999999},{"$f":"_xlfn.IFNA(INDEX('Shultis Faw'!$D$2:$D$26,MATCH($C515,'Shultis Faw'!$A$2:$A$26,1))+($C515-INDEX('Shultis Faw'!$A$2:$A$26,MATCH($C515,'Shultis Faw'!$A$2:$A$26,1)))*(INDEX('Shultis Faw'!$D$2:$D$26,MATCH($C515,'Shultis Faw'!$A$2:$A$26,1)+1)-INDEX('Shultis Faw'!$D$2:$D$26,MATCH($C515,'Shultis Faw'!$A$2:$A$26,1)))/(INDEX('Shultis Faw'!$A$2:$A$26,MATCH($C515,'Shultis Faw'!$A$2:$A$26,1)+1)-INDEX('Shultis Faw'!$A$2:$A$26,MATCH($C515,'Shultis Faw'!$A$2:$A$26,1))),$C515*'Shultis Faw'!$D$2/'Shultis Faw'!$A$2)","v":1.656737825},{"$f":"_xlfn.IFNA(INDEX('Shultis Faw'!$B$2:$B$26,MATCH($C515,'Shultis Faw'!$A$2:$A$26,1))+($C515-INDEX('Shultis Faw'!$A$2:$A$26,MATCH($C515,'Shultis Faw'!$A$2:$A$26,1)))*(INDEX('Shultis Faw'!$B$2:$B$26,MATCH($C515,'Shultis Faw'!$A$2:$A$26,1)+1)-INDEX('Shultis Faw'!$B$2:$B$26,MATCH($C515,'Shultis Faw'!$A$2:$A$26,1)))/(INDEX('Shultis Faw'!$A$2:$A$26,MATCH($C515,'Shultis Faw'!$A$2:$A$26,1)+1)-INDEX('Shultis Faw'!$A$2:$A$26,MATCH($C515,'Shultis Faw'!$A$2:$A$26,1))),$C515*'Shultis Faw'!$B$2/'Shultis Faw'!$A$2)","v":-0.12086680499999999},{"$f":"_xlfn.IFNA(INDEX('Shultis Faw'!$E$2:$E$26,MATCH($C515,'Shultis Faw'!$A$2:$A$26,1))+($C515-INDEX('Shultis Faw'!$A$2:$A$26,MATCH($C515,'Shultis Faw'!$A$2:$A$26,1)))*(INDEX('Shultis Faw'!$E$2:$E$26,MATCH($C515,'Shultis Faw'!$A$2:$A$26,1)+1)-INDEX('Shultis Faw'!$E$2:$E$26,MATCH($C515,'Shultis Faw'!$A$2:$A$26,1)))/(INDEX('Shultis Faw'!$A$2:$A$26,MATCH($C515,'Shultis Faw'!$A$2:$A$26,1)+1)-INDEX('Shultis Faw'!$A$2:$A$26,MATCH($C515,'Shultis Faw'!$A$2:$A$26,1))),$C515*'Shultis Faw'!$E$2/'Shultis Faw'!$A$2)","v":4.9211627000000001E-2},{"$f":"_xlfn.IFNA(INDEX('Shultis Faw'!$F$2:$F$26,MATCH($C515,'Shultis Faw'!$A$2:$A$26,1))+($C515-INDEX('Shultis Faw'!$A$2:$A$26,MATCH($C515,'Shultis Faw'!$A$2:$A$26,1)))*(INDEX('Shultis Faw'!$F$2:$F$26,MATCH($C515,'Shultis Faw'!$A$2:$A$26,1)+1)-INDEX('Shultis Faw'!$F$2:$F$26,MATCH($C515,'Shultis Faw'!$A$2:$A$26,1)))/(INDEX('Shultis Faw'!$A$2:$A$26,MATCH($C515,'Shultis Faw'!$A$2:$A$26,1)+1)-INDEX('Shultis Faw'!$A$2:$A$26,MATCH($C515,'Shultis Faw'!$A$2:$A$26,1))),$C515*'Shultis Faw'!$F$2/'Shultis Faw'!$A$2)","v":14.25143765},{"$f":"J515*(H515*'Externe blootstelling'!$D$23/2)^K515+L515*(TANH(((H515*'Externe blootstelling'!$D$23)/(2*M515))-2)-TANH(-2))/(1-TANH(-2))","v":1.6033533859805362},{"$f":"IF(N515=1,1+(I515-1)*H515*'Externe blootstelling'!$D$23/2,1+(I515-1)*(N515^(H515*'Externe blootstelling'!$D$23/2)-1)/(N515-1))","v":2.9199304463333147},{"$f":"G515*EXP(-H515*'Externe blootstelling'!$D$23/2)*O515","v":3.0634130036020696E-2}]
[null," g ",0.63497999999999999,1.015968E-13,1.48E-3,{"$f":"_xlfn.IFNA(INDEX('hp (pSv cm2)'!$B$2:$B$52,MATCH($C516,'hp (pSv cm2)'!$A$2:$A$52,1))+($C516-INDEX('hp (pSv cm2)'!$A$2:$A$52,MATCH($C516,'hp (pSv cm2)'!$A$2:$A$52,1)))*(INDEX('hp (pSv cm2)'!$B$2:$B$52,MATCH($C516,'hp (pSv cm2)'!$A$2:$A$52,1)+1)-INDEX('hp (pSv cm2)'!$B$2:$B$52,MATCH($C516,'hp (pSv cm2)'!$A$2:$A$52,1)))/(INDEX('hp (pSv cm2)'!$A$2:$A$52,MATCH($C516,'hp (pSv cm2)'!$A$2:$A$52,1)+1)-INDEX('hp (pSv cm2)'!$A$2:$A$52,MATCH($C516,'hp (pSv cm2)'!$A$2:$A$52,1))),$C516*'hp (pSv cm2)'!$B$2/'hp (pSv cm2)'!$A$2)","v":3.0534180000000002},4.5190586400000003E-3,{"$f":"_xlfn.IFNA(0.997*(INDEX('Mass attenuation coefficients'!$B$2:$B$37,MATCH($C516,'Mass attenuation coefficients'!$A$2:$A$37,1))+($C516-INDEX('Mass attenuation coefficients'!$A$2:$A$37,MATCH($C516,'Mass attenuation coefficients'!$A$2:$A$37,1)))*(INDEX('Mass attenuation coefficients'!$B$2:$B$37,MATCH($C516,'Mass attenuation coefficients'!$A$2:$A$37,1)+1)-INDEX('Mass attenuation coefficients'!$B$2:$B$37,MATCH($C516,'Mass attenuation coefficients'!$A$2:$A$37,1)))/(INDEX('Mass attenuation coefficients'!$A$2:$A$37,MATCH($C516,'Mass attenuation coefficients'!$A$2:$A$37,1)+1)-INDEX('Mass attenuation coefficients'!$A$2:$A$37,MATCH($C516,'Mass attenuation coefficients'!$A$2:$A$37,1)))),0.997*$C516*'Mass attenuation coefficients'!$B$2/'Mass attenuation coefficients'!$A$2)","v":8.7388885476999995E-2},{"$f":"_xlfn.IFNA(INDEX('Shultis Faw'!$C$2:$C$26,MATCH($C516,'Shultis Faw'!$A$2:$A$26,1))+($C516-INDEX('Shultis Faw'!$A$2:$A$26,MATCH($C516,'Shultis Faw'!$A$2:$A$26,1)))*(INDEX('Shultis Faw'!$C$2:$C$26,MATCH($C516,'Shultis Faw'!$A$2:$A$26,1)+1)-INDEX('Shultis Faw'!$C$2:$C$26,MATCH($C516,'Shultis Faw'!$A$2:$A$26,1)))/(INDEX('Shultis Faw'!$A$2:$A$26,MATCH($C516,'Shultis Faw'!$A$2:$A$26,1)+1)-INDEX('Shultis Faw'!$A$2:$A$26,MATCH($C516,'Shultis Faw'!$A$2:$A$26,1))),$C516*'Shultis Faw'!$C$2/'Shultis Faw'!$A$2)","v":2.3481414999999997},{"$f":"_xlfn.IFNA(INDEX('Shultis Faw'!$D$2:$D$26,MATCH($C516,'Shultis Faw'!$A$2:$A$26,1))+($C516-INDEX('Shultis Faw'!$A$2:$A$26,MATCH($C516,'Shultis Faw'!$A$2:$A$26,1)))*(INDEX('Shultis Faw'!$D$2:$D$26,MATCH($C516,'Shultis Faw'!$A$2:$A$26,1)+1)-INDEX('Shultis Faw'!$D$2:$D$26,MATCH($C516,'Shultis Faw'!$A$2:$A$26,1)))/(INDEX('Shultis Faw'!$A$2:$A$26,MATCH($C516,'Shultis Faw'!$A$2:$A$26,1)+1)-INDEX('Shultis Faw'!$A$2:$A$26,MATCH($C516,'Shultis Faw'!$A$2:$A$26,1))),$C516*'Shultis Faw'!$D$2/'Shultis Faw'!$A$2)","v":1.6553885000000002},{"$f":"_xlfn.IFNA(INDEX('Shultis Faw'!$B$2:$B$26,MATCH($C516,'Shultis Faw'!$A$2:$A$26,1))+($C516-INDEX('Shultis Faw'!$A$2:$A$26,MATCH($C516,'Shultis Faw'!$A$2:$A$26,1)))*(INDEX('Shultis Faw'!$B$2:$B$26,MATCH($C516,'Shultis Faw'!$A$2:$A$26,1)+1)-INDEX('Shultis Faw'!$B$2:$B$26,MATCH($C516,'Shultis Faw'!$A$2:$A$26,1)))/(INDEX('Shultis Faw'!$A$2:$A$26,MATCH($C516,'Shultis Faw'!$A$2:$A$26,1)+1)-INDEX('Shultis Faw'!$A$2:$A$26,MATCH($C516,'Shultis Faw'!$A$2:$A$26,1))),$C516*'Shultis Faw'!$B$2/'Shultis Faw'!$A$2)","v":-0.1206769},{"$f":"_xlfn.IFNA(INDEX('Shultis Faw'!$E$2:$E$26,MATCH($C516,'Shultis Faw'!$A$2:$A$26,1))+($C516-INDEX('Shultis Faw'!$A$2:$A$26,MATCH($C516,'Shultis Faw'!$A$2:$A$26,1)))*(INDEX('Shultis Faw'!$E$2:$E$26,MATCH($C516,'Shultis Faw'!$A$2:$A$26,1)+1)-INDEX('Shultis Faw'!$E$2:$E$26,MATCH($C516,'Shultis Faw'!$A$2:$A$26,1)))/(INDEX('Shultis Faw'!$A$2:$A$26,MATCH($C516,'Shultis Faw'!$A$2:$A$26,1)+1)-INDEX('Shultis Faw'!$A$2:$A$26,MATCH($C516,'Shultis Faw'!$A$2:$A$26,1))),$C516*'Shultis Faw'!$E$2/'Shultis Faw'!$A$2)","v":4.9145660000000001E-2},{"$f":"_xlfn.IFNA(INDEX('Shultis Faw'!$F$2:$F$26,MATCH($C516,'Shultis Faw'!$A$2:$A$26,1))+($C516-INDEX('Shultis Faw'!$A$2:$A$26,MATCH($C516,'Shultis Faw'!$A$2:$A$26,1)))*(INDEX('Shultis Faw'!$F$2:$F$26,MATCH($C516,'Shultis Faw'!$A$2:$A$26,1)+1)-INDEX('Shultis Faw'!$F$2:$F$26,MATCH($C516,'Shultis Faw'!$A$2:$A$26,1)))/(INDEX('Shultis Faw'!$A$2:$A$26,MATCH($C516,'Shultis Faw'!$A$2:$A$26,1)+1)-INDEX('Shultis Faw'!$A$2:$A$26,MATCH($C516,'Shultis Faw'!$A$2:$A$26,1))),$C516*'Shultis Faw'!$F$2/'Shultis Faw'!$A$2)","v":14.252737},{"$f":"J516*(H516*'Externe blootstelling'!$D$23/2)^K516+L516*(TANH(((H516*'Externe blootstelling'!$D$23)/(2*M516))-2)-TANH(-2))/(1-TANH(-2))","v":1.6023702750594202},{"$f":"IF(N516=1,1+(I516-1)*H516*'Externe blootstelling'!$D$23/2,1+(I516-1)*(N516^(H516*'Externe blootstelling'!$D$23/2)-1)/(N516-1))","v":2.9141740412521022},{"$f":"G516*EXP(-H516*'Externe blootstelling'!$D$23/2)*O516","v":3.5503878690083682E-3}]
[null," g ",0.67253499999999999,1.0760559999999999E-13,1.1200000000000001E-3,{"$f":"_xlfn.IFNA(INDEX('hp (pSv cm2)'!$B$2:$B$52,MATCH($C517,'hp (pSv cm2)'!$A$2:$A$52,1))+($C517-INDEX('hp (pSv cm2)'!$A$2:$A$52,MATCH($C517,'hp (pSv cm2)'!$A$2:$A$52,1)))*(INDEX('hp (pSv cm2)'!$B$2:$B$52,MATCH($C517,'hp (pSv cm2)'!$A$2:$A$52,1)+1)-INDEX('hp (pSv cm2)'!$B$2:$B$52,MATCH($C517,'hp (pSv cm2)'!$A$2:$A$52,1)))/(INDEX('hp (pSv cm2)'!$A$2:$A$52,MATCH($C517,'hp (pSv cm2)'!$A$2:$A$52,1)+1)-INDEX('hp (pSv cm2)'!$A$2:$A$52,MATCH($C517,'hp (pSv cm2)'!$A$2:$A$52,1))),$C517*'hp (pSv cm2)'!$B$2/'hp (pSv cm2)'!$A$2)","v":3.2073935000000002},3.5922807200000008E-3,{"$f":"_xlfn.IFNA(0.997*(INDEX('Mass attenuation coefficients'!$B$2:$B$37,MATCH($C517,'Mass attenuation coefficients'!$A$2:$A$37,1))+($C517-INDEX('Mass attenuation coefficients'!$A$2:$A$37,MATCH($C517,'Mass attenuation coefficients'!$A$2:$A$37,1)))*(INDEX('Mass attenuation coefficients'!$B$2:$B$37,MATCH($C517,'Mass attenuation coefficients'!$A$2:$A$37,1)+1)-INDEX('Mass attenuation coefficients'!$B$2:$B$37,MATCH($C517,'Mass attenuation coefficients'!$A$2:$A$37,1)))/(INDEX('Mass attenuation coefficients'!$A$2:$A$37,MATCH($C517,'Mass attenuation coefficients'!$A$2:$A$37,1)+1)-INDEX('Mass attenuation coefficients'!$A$2:$A$37,MATCH($C517,'Mass attenuation coefficients'!$A$2:$A$37,1)))),0.997*$C517*'Mass attenuation coefficients'!$B$2/'Mass attenuation coefficients'!$A$2)","v":8.5346406102750003E-2},{"$f":"_xlfn.IFNA(INDEX('Shultis Faw'!$C$2:$C$26,MATCH($C517,'Shultis Faw'!$A$2:$A$26,1))+($C517-INDEX('Shultis Faw'!$A$2:$A$26,MATCH($C517,'Shultis Faw'!$A$2:$A$26,1)))*(INDEX('Shultis Faw'!$C$2:$C$26,MATCH($C517,'Shultis Faw'!$A$2:$A$26,1)+1)-INDEX('Shultis Faw'!$C$2:$C$26,MATCH($C517,'Shultis Faw'!$A$2:$A$26,1)))/(INDEX('Shultis Faw'!$A$2:$A$26,MATCH($C517,'Shultis Faw'!$A$2:$A$26,1)+1)-INDEX('Shultis Faw'!$A$2:$A$26,MATCH($C517,'Shultis Faw'!$A$2:$A$26,1))),$C517*'Shultis Faw'!$C$2/'Shultis Faw'!$A$2)","v":2.3171586249999998},{"$f":"_xlfn.IFNA(INDEX('Shultis Faw'!$D$2:$D$26,MATCH($C517,'Shultis Faw'!$A$2:$A$26,1))+($C517-INDEX('Shultis Faw'!$A$2:$A$26,MATCH($C517,'Shultis Faw'!$A$2:$A$26,1)))*(INDEX('Shultis Faw'!$D$2:$D$26,MATCH($C517,'Shultis Faw'!$A$2:$A$26,1)+1)-INDEX('Shultis Faw'!$D$2:$D$26,MATCH($C517,'Shultis Faw'!$A$2:$A$26,1)))/(INDEX('Shultis Faw'!$A$2:$A$26,MATCH($C517,'Shultis Faw'!$A$2:$A$26,1)+1)-INDEX('Shultis Faw'!$A$2:$A$26,MATCH($C517,'Shultis Faw'!$A$2:$A$26,1))),$C517*'Shultis Faw'!$D$2/'Shultis Faw'!$A$2)","v":1.6300388750000001},{"$f":"_xlfn.IFNA(INDEX('Shultis Faw'!$B$2:$B$26,MATCH($C517,'Shultis Faw'!$A$2:$A$26,1))+($C517-INDEX('Shultis Faw'!$A$2:$A$26,MATCH($C517,'Shultis Faw'!$A$2:$A$26,1)))*(INDEX('Shultis Faw'!$B$2:$B$26,MATCH($C517,'Shultis Faw'!$A$2:$A$26,1)+1)-INDEX('Shultis Faw'!$B$2:$B$26,MATCH($C517,'Shultis Faw'!$A$2:$A$26,1)))/(INDEX('Shultis Faw'!$A$2:$A$26,MATCH($C517,'Shultis Faw'!$A$2:$A$26,1)+1)-INDEX('Shultis Faw'!$A$2:$A$26,MATCH($C517,'Shultis Faw'!$A$2:$A$26,1))),$C517*'Shultis Faw'!$B$2/'Shultis Faw'!$A$2)","v":-0.117109175},{"$f":"_xlfn.IFNA(INDEX('Shultis Faw'!$E$2:$E$26,MATCH($C517,'Shultis Faw'!$A$2:$A$26,1))+($C517-INDEX('Shultis Faw'!$A$2:$A$26,MATCH($C517,'Shultis Faw'!$A$2:$A$26,1)))*(INDEX('Shultis Faw'!$E$2:$E$26,MATCH($C517,'Shultis Faw'!$A$2:$A$26,1)+1)-INDEX('Shultis Faw'!$E$2:$E$26,MATCH($C517,'Shultis Faw'!$A$2:$A$26,1)))/(INDEX('Shultis Faw'!$A$2:$A$26,MATCH($C517,'Shultis Faw'!$A$2:$A$26,1)+1)-INDEX('Shultis Faw'!$A$2:$A$26,MATCH($C517,'Shultis Faw'!$A$2:$A$26,1))),$C517*'Shultis Faw'!$E$2/'Shultis Faw'!$A$2)","v":4.7906345000000003E-2},{"$f":"_xlfn.IFNA(INDEX('Shultis Faw'!$F$2:$F$26,MATCH($C517,'Shultis Faw'!$A$2:$A$26,1))+($C517-INDEX('Shultis Faw'!$A$2:$A$26,MATCH($C517,'Shultis Faw'!$A$2:$A$26,1)))*(INDEX('Shultis Faw'!$F$2:$F$26,MATCH($C517,'Shultis Faw'!$A$2:$A$26,1)+1)-INDEX('Shultis Faw'!$F$2:$F$26,MATCH($C517,'Shultis Faw'!$A$2:$A$26,1)))/(INDEX('Shultis Faw'!$A$2:$A$26,MATCH($C517,'Shultis Faw'!$A$2:$A$26,1)+1)-INDEX('Shultis Faw'!$A$2:$A$26,MATCH($C517,'Shultis Faw'!$A$2:$A$26,1))),$C517*'Shultis Faw'!$F$2/'Shultis Faw'!$A$2)","v":14.277147749999999},{"$f":"J517*(H517*'Externe blootstelling'!$D$23/2)^K517+L517*(TANH(((H517*'Externe blootstelling'!$D$23)/(2*M517))-2)-TANH(-2))/(1-TANH(-2))","v":1.583730025635024},{"$f":"IF(N517=1,1+(I517-1)*H517*'Externe blootstelling'!$D$23/2,1+(I517-1)*(N517^(H517*'Externe blootstelling'!$D$23/2)-1)/(N517-1))","v":2.8085157521125272},{"$f":"G517*EXP(-H517*'Externe blootstelling'!$D$23/2)*O517","v":2.8045619213205352E-3}]
[null," g ",0.81049000000000004,1.2967839999999999E-13,9.2E-6,{"$f":"_xlfn.IFNA(INDEX('hp (pSv cm2)'!$B$2:$B$52,MATCH($C518,'hp (pSv cm2)'!$A$2:$A$52,1))+($C518-INDEX('hp (pSv cm2)'!$A$2:$A$52,MATCH($C518,'hp (pSv cm2)'!$A$2:$A$52,1)))*(INDEX('hp (pSv cm2)'!$B$2:$B$52,MATCH($C518,'hp (pSv cm2)'!$A$2:$A$52,1)+1)-INDEX('hp (pSv cm2)'!$B$2:$B$52,MATCH($C518,'hp (pSv cm2)'!$A$2:$A$52,1)))/(INDEX('hp (pSv cm2)'!$A$2:$A$52,MATCH($C518,'hp (pSv cm2)'!$A$2:$A$52,1)+1)-INDEX('hp (pSv cm2)'!$A$2:$A$52,MATCH($C518,'hp (pSv cm2)'!$A$2:$A$52,1))),$C518*'hp (pSv cm2)'!$B$2/'hp (pSv cm2)'!$A$2)","v":3.7698619999999998},3.4682730400000001E-5,{"$f":"_xlfn.IFNA(0.997*(INDEX('Mass attenuation coefficients'!$B$2:$B$37,MATCH($C518,'Mass attenuation coefficients'!$A$2:$A$37,1))+($C518-INDEX('Mass attenuation coefficients'!$A$2:$A$37,MATCH($C518,'Mass attenuation coefficients'!$A$2:$A$37,1)))*(INDEX('Mass attenuation coefficients'!$B$2:$B$37,MATCH($C518,'Mass attenuation coefficients'!$A$2:$A$37,1)+1)-INDEX('Mass attenuation coefficients'!$B$2:$B$37,MATCH($C518,'Mass attenuation coefficients'!$A$2:$A$37,1)))/(INDEX('Mass attenuation coefficients'!$A$2:$A$37,MATCH($C518,'Mass attenuation coefficients'!$A$2:$A$37,1)+1)-INDEX('Mass attenuation coefficients'!$A$2:$A$37,MATCH($C518,'Mass attenuation coefficients'!$A$2:$A$37,1)))),0.997*$C518*'Mass attenuation coefficients'!$B$2/'Mass attenuation coefficients'!$A$2)","v":7.7999369285499998E-2},{"$f":"_xlfn.IFNA(INDEX('Shultis Faw'!$C$2:$C$26,MATCH($C518,'Shultis Faw'!$A$2:$A$26,1))+($C518-INDEX('Shultis Faw'!$A$2:$A$26,MATCH($C518,'Shultis Faw'!$A$2:$A$26,1)))*(INDEX('Shultis Faw'!$C$2:$C$26,MATCH($C518,'Shultis Faw'!$A$2:$A$26,1)+1)-INDEX('Shultis Faw'!$C$2:$C$26,MATCH($C518,'Shultis Faw'!$A$2:$A$26,1)))/(INDEX('Shultis Faw'!$A$2:$A$26,MATCH($C518,'Shultis Faw'!$A$2:$A$26,1)+1)-INDEX('Shultis Faw'!$A$2:$A$26,MATCH($C518,'Shultis Faw'!$A$2:$A$26,1))),$C518*'Shultis Faw'!$C$2/'Shultis Faw'!$A$2)","v":2.2062829500000003},{"$f":"_xlfn.IFNA(INDEX('Shultis Faw'!$D$2:$D$26,MATCH($C518,'Shultis Faw'!$A$2:$A$26,1))+($C518-INDEX('Shultis Faw'!$A$2:$A$26,MATCH($C518,'Shultis Faw'!$A$2:$A$26,1)))*(INDEX('Shultis Faw'!$D$2:$D$26,MATCH($C518,'Shultis Faw'!$A$2:$A$26,1)+1)-INDEX('Shultis Faw'!$D$2:$D$26,MATCH($C518,'Shultis Faw'!$A$2:$A$26,1)))/(INDEX('Shultis Faw'!$A$2:$A$26,MATCH($C518,'Shultis Faw'!$A$2:$A$26,1)+1)-INDEX('Shultis Faw'!$A$2:$A$26,MATCH($C518,'Shultis Faw'!$A$2:$A$26,1))),$C518*'Shultis Faw'!$D$2/'Shultis Faw'!$A$2)","v":1.53859765},{"$f":"_xlfn.IFNA(INDEX('Shultis Faw'!$B$2:$B$26,MATCH($C518,'Shultis Faw'!$A$2:$A$26,1))+($C518-INDEX('Shultis Faw'!$A$2:$A$26,MATCH($C518,'Shultis Faw'!$A$2:$A$26,1)))*(INDEX('Shultis Faw'!$B$2:$B$26,MATCH($C518,'Shultis Faw'!$A$2:$A$26,1)+1)-INDEX('Shultis Faw'!$B$2:$B$26,MATCH($C518,'Shultis Faw'!$A$2:$A$26,1)))/(INDEX('Shultis Faw'!$A$2:$A$26,MATCH($C518,'Shultis Faw'!$A$2:$A$26,1)+1)-INDEX('Shultis Faw'!$A$2:$A$26,MATCH($C518,'Shultis Faw'!$A$2:$A$26,1))),$C518*'Shultis Faw'!$B$2/'Shultis Faw'!$A$2)","v":-0.1041608},{"$f":"_xlfn.IFNA(INDEX('Shultis Faw'!$E$2:$E$26,MATCH($C518,'Shultis Faw'!$A$2:$A$26,1))+($C518-INDEX('Shultis Faw'!$A$2:$A$26,MATCH($C518,'Shultis Faw'!$A$2:$A$26,1)))*(INDEX('Shultis Faw'!$E$2:$E$26,MATCH($C518,'Shultis Faw'!$A$2:$A$26,1)+1)-INDEX('Shultis Faw'!$E$2:$E$26,MATCH($C518,'Shultis Faw'!$A$2:$A$26,1)))/(INDEX('Shultis Faw'!$A$2:$A$26,MATCH($C518,'Shultis Faw'!$A$2:$A$26,1)+1)-INDEX('Shultis Faw'!$A$2:$A$26,MATCH($C518,'Shultis Faw'!$A$2:$A$26,1))),$C518*'Shultis Faw'!$E$2/'Shultis Faw'!$A$2)","v":4.3390545000000003E-2},{"$f":"_xlfn.IFNA(INDEX('Shultis Faw'!$F$2:$F$26,MATCH($C518,'Shultis Faw'!$A$2:$A$26,1))+($C518-INDEX('Shultis Faw'!$A$2:$A$26,MATCH($C518,'Shultis Faw'!$A$2:$A$26,1)))*(INDEX('Shultis Faw'!$F$2:$F$26,MATCH($C518,'Shultis Faw'!$A$2:$A$26,1)+1)-INDEX('Shultis Faw'!$F$2:$F$26,MATCH($C518,'Shultis Faw'!$A$2:$A$26,1)))/(INDEX('Shultis Faw'!$A$2:$A$26,MATCH($C518,'Shultis Faw'!$A$2:$A$26,1)+1)-INDEX('Shultis Faw'!$A$2:$A$26,MATCH($C518,'Shultis Faw'!$A$2:$A$26,1))),$C518*'Shultis Faw'!$F$2/'Shultis Faw'!$A$2)","v":14.352656999999999},{"$f":"J518*(H518*'Externe blootstelling'!$D$23/2)^K518+L518*(TANH(((H518*'Externe blootstelling'!$D$23)/(2*M518))-2)-TANH(-2))/(1-TANH(-2))","v":1.5137796423440488},{"$f":"IF(N518=1,1+(I518-1)*H518*'Externe blootstelling'!$D$23/2,1+(I518-1)*(N518^(H518*'Externe blootstelling'!$D$23/2)-1)/(N518-1))","v":2.4658164474625943},{"$f":"G518*EXP(-H518*'Externe blootstelling'!$D$23/2)*O518","v":2.6543218980933274E-5}]
[null," g ",0.82520000000000004,1.3203199999999999E-13,1.7600000000000002E-4,{"$f":"_xlfn.IFNA(INDEX('hp (pSv cm2)'!$B$2:$B$52,MATCH($C519,'hp (pSv cm2)'!$A$2:$A$52,1))+($C519-INDEX('hp (pSv cm2)'!$A$2:$A$52,MATCH($C519,'hp (pSv cm2)'!$A$2:$A$52,1)))*(INDEX('hp (pSv cm2)'!$B$2:$B$52,MATCH($C519,'hp (pSv cm2)'!$A$2:$A$52,1)+1)-INDEX('hp (pSv cm2)'!$B$2:$B$52,MATCH($C519,'hp (pSv cm2)'!$A$2:$A$52,1)))/(INDEX('hp (pSv cm2)'!$A$2:$A$52,MATCH($C519,'hp (pSv cm2)'!$A$2:$A$52,1)+1)-INDEX('hp (pSv cm2)'!$A$2:$A$52,MATCH($C519,'hp (pSv cm2)'!$A$2:$A$52,1))),$C519*'hp (pSv cm2)'!$B$2/'hp (pSv cm2)'!$A$2)","v":3.8257599999999998},6.7333376000000003E-4,{"$f":"_xlfn.IFNA(0.997*(INDEX('Mass attenuation coefficients'!$B$2:$B$37,MATCH($C519,'Mass attenuation coefficients'!$A$2:$A$37,1))+($C519-INDEX('Mass attenuation coefficients'!$A$2:$A$37,MATCH($C519,'Mass attenuation coefficients'!$A$2:$A$37,1)))*(INDEX('Mass attenuation coefficients'!$B$2:$B$37,MATCH($C519,'Mass attenuation coefficients'!$A$2:$A$37,1)+1)-INDEX('Mass attenuation coefficients'!$B$2:$B$37,MATCH($C519,'Mass attenuation coefficients'!$A$2:$A$37,1)))/(INDEX('Mass attenuation coefficients'!$A$2:$A$37,MATCH($C519,'Mass attenuation coefficients'!$A$2:$A$37,1)+1)-INDEX('Mass attenuation coefficients'!$A$2:$A$37,MATCH($C519,'Mass attenuation coefficients'!$A$2:$A$37,1)))),0.997*$C519*'Mass attenuation coefficients'!$B$2/'Mass attenuation coefficients'!$A$2)","v":7.741786753999999E-2},{"$f":"_xlfn.IFNA(INDEX('Shultis Faw'!$C$2:$C$26,MATCH($C519,'Shultis Faw'!$A$2:$A$26,1))+($C519-INDEX('Shultis Faw'!$A$2:$A$26,MATCH($C519,'Shultis Faw'!$A$2:$A$26,1)))*(INDEX('Shultis Faw'!$C$2:$C$26,MATCH($C519,'Shultis Faw'!$A$2:$A$26,1)+1)-INDEX('Shultis Faw'!$C$2:$C$26,MATCH($C519,'Shultis Faw'!$A$2:$A$26,1)))/(INDEX('Shultis Faw'!$A$2:$A$26,MATCH($C519,'Shultis Faw'!$A$2:$A$26,1)+1)-INDEX('Shultis Faw'!$A$2:$A$26,MATCH($C519,'Shultis Faw'!$A$2:$A$26,1))),$C519*'Shultis Faw'!$C$2/'Shultis Faw'!$A$2)","v":2.1982660000000003},{"$f":"_xlfn.IFNA(INDEX('Shultis Faw'!$D$2:$D$26,MATCH($C519,'Shultis Faw'!$A$2:$A$26,1))+($C519-INDEX('Shultis Faw'!$A$2:$A$26,MATCH($C519,'Shultis Faw'!$A$2:$A$26,1)))*(INDEX('Shultis Faw'!$D$2:$D$26,MATCH($C519,'Shultis Faw'!$A$2:$A$26,1)+1)-INDEX('Shultis Faw'!$D$2:$D$26,MATCH($C519,'Shultis Faw'!$A$2:$A$26,1)))/(INDEX('Shultis Faw'!$A$2:$A$26,MATCH($C519,'Shultis Faw'!$A$2:$A$26,1)+1)-INDEX('Shultis Faw'!$A$2:$A$26,MATCH($C519,'Shultis Faw'!$A$2:$A$26,1))),$C519*'Shultis Faw'!$D$2/'Shultis Faw'!$A$2)","v":1.5310220000000001},{"$f":"_xlfn.IFNA(INDEX('Shultis Faw'!$B$2:$B$26,MATCH($C519,'Shultis Faw'!$A$2:$A$26,1))+($C519-INDEX('Shultis Faw'!$A$2:$A$26,MATCH($C519,'Shultis Faw'!$A$2:$A$26,1)))*(INDEX('Shultis Faw'!$B$2:$B$26,MATCH($C519,'Shultis Faw'!$A$2:$A$26,1)+1)-INDEX('Shultis Faw'!$B$2:$B$26,MATCH($C519,'Shultis Faw'!$A$2:$A$26,1)))/(INDEX('Shultis Faw'!$A$2:$A$26,MATCH($C519,'Shultis Faw'!$A$2:$A$26,1)+1)-INDEX('Shultis Faw'!$A$2:$A$26,MATCH($C519,'Shultis Faw'!$A$2:$A$26,1))),$C519*'Shultis Faw'!$B$2/'Shultis Faw'!$A$2)","v":-0.10298399999999999},{"$f":"_xlfn.IFNA(INDEX('Shultis Faw'!$E$2:$E$26,MATCH($C519,'Shultis Faw'!$A$2:$A$26,1))+($C519-INDEX('Shultis Faw'!$A$2:$A$26,MATCH($C519,'Shultis Faw'!$A$2:$A$26,1)))*(INDEX('Shultis Faw'!$E$2:$E$26,MATCH($C519,'Shultis Faw'!$A$2:$A$26,1)+1)-INDEX('Shultis Faw'!$E$2:$E$26,MATCH($C519,'Shultis Faw'!$A$2:$A$26,1)))/(INDEX('Shultis Faw'!$A$2:$A$26,MATCH($C519,'Shultis Faw'!$A$2:$A$26,1)+1)-INDEX('Shultis Faw'!$A$2:$A$26,MATCH($C519,'Shultis Faw'!$A$2:$A$26,1))),$C519*'Shultis Faw'!$E$2/'Shultis Faw'!$A$2)","v":4.2956600000000005E-2},{"$f":"_xlfn.IFNA(INDEX('Shultis Faw'!$F$2:$F$26,MATCH($C519,'Shultis Faw'!$A$2:$A$26,1))+($C519-INDEX('Shultis Faw'!$A$2:$A$26,MATCH($C519,'Shultis Faw'!$A$2:$A$26,1)))*(INDEX('Shultis Faw'!$F$2:$F$26,MATCH($C519,'Shultis Faw'!$A$2:$A$26,1)+1)-INDEX('Shultis Faw'!$F$2:$F$26,MATCH($C519,'Shultis Faw'!$A$2:$A$26,1)))/(INDEX('Shultis Faw'!$A$2:$A$26,MATCH($C519,'Shultis Faw'!$A$2:$A$26,1)+1)-INDEX('Shultis Faw'!$A$2:$A$26,MATCH($C519,'Shultis Faw'!$A$2:$A$26,1))),$C519*'Shultis Faw'!$F$2/'Shultis Faw'!$A$2)","v":14.342359999999999},{"$f":"J519*(H519*'Externe blootstelling'!$D$23/2)^K519+L519*(TANH(((H519*'Externe blootstelling'!$D$23)/(2*M519))-2)-TANH(-2))/(1-TANH(-2))","v":1.5077641923278851},{"$f":"IF(N519=1,1+(I519-1)*H519*'Externe blootstelling'!$D$23/2,1+(I519-1)*(N519^(H519*'Externe blootstelling'!$D$23/2)-1)/(N519-1))","v":2.4418677224169691},{"$f":"G519*EXP(-H519*'Externe blootstelling'!$D$23/2)*O519","v":5.1477830321524861E-4}]
[null," g ",0.82947000000000004,1.3271519999999999E-13,4.0999999999999995E-3,{"$f":"_xlfn.IFNA(INDEX('hp (pSv cm2)'!$B$2:$B$52,MATCH($C520,'hp (pSv cm2)'!$A$2:$A$52,1))+($C520-INDEX('hp (pSv cm2)'!$A$2:$A$52,MATCH($C520,'hp (pSv cm2)'!$A$2:$A$52,1)))*(INDEX('hp (pSv cm2)'!$B$2:$B$52,MATCH($C520,'hp (pSv cm2)'!$A$2:$A$52,1)+1)-INDEX('hp (pSv cm2)'!$B$2:$B$52,MATCH($C520,'hp (pSv cm2)'!$A$2:$A$52,1)))/(INDEX('hp (pSv cm2)'!$A$2:$A$52,MATCH($C520,'hp (pSv cm2)'!$A$2:$A$52,1)+1)-INDEX('hp (pSv cm2)'!$A$2:$A$52,MATCH($C520,'hp (pSv cm2)'!$A$2:$A$52,1))),$C520*'hp (pSv cm2)'!$B$2/'hp (pSv cm2)'!$A$2)","v":3.8419859999999999},1.5752142599999998E-2,{"$f":"_xlfn.IFNA(0.997*(INDEX('Mass attenuation coefficients'!$B$2:$B$37,MATCH($C520,'Mass attenuation coefficients'!$A$2:$A$37,1))+($C520-INDEX('Mass attenuation coefficients'!$A$2:$A$37,MATCH($C520,'Mass attenuation coefficients'!$A$2:$A$37,1)))*(INDEX('Mass attenuation coefficients'!$B$2:$B$37,MATCH($C520,'Mass attenuation coefficients'!$A$2:$A$37,1)+1)-INDEX('Mass attenuation coefficients'!$B$2:$B$37,MATCH($C520,'Mass attenuation coefficients'!$A$2:$A$37,1)))/(INDEX('Mass attenuation coefficients'!$A$2:$A$37,MATCH($C520,'Mass attenuation coefficients'!$A$2:$A$37,1)+1)-INDEX('Mass attenuation coefficients'!$A$2:$A$37,MATCH($C520,'Mass attenuation coefficients'!$A$2:$A$37,1)))),0.997*$C520*'Mass attenuation coefficients'!$B$2/'Mass attenuation coefficients'!$A$2)","v":7.7249069956500008E-2},{"$f":"_xlfn.IFNA(INDEX('Shultis Faw'!$C$2:$C$26,MATCH($C520,'Shultis Faw'!$A$2:$A$26,1))+($C520-INDEX('Shultis Faw'!$A$2:$A$26,MATCH($C520,'Shultis Faw'!$A$2:$A$26,1)))*(INDEX('Shultis Faw'!$C$2:$C$26,MATCH($C520,'Shultis Faw'!$A$2:$A$26,1)+1)-INDEX('Shultis Faw'!$C$2:$C$26,MATCH($C520,'Shultis Faw'!$A$2:$A$26,1)))/(INDEX('Shultis Faw'!$A$2:$A$26,MATCH($C520,'Shultis Faw'!$A$2:$A$26,1)+1)-INDEX('Shultis Faw'!$A$2:$A$26,MATCH($C520,'Shultis Faw'!$A$2:$A$26,1))),$C520*'Shultis Faw'!$C$2/'Shultis Faw'!$A$2)","v":2.1959388500000001},{"$f":"_xlfn.IFNA(INDEX('Shultis Faw'!$D$2:$D$26,MATCH($C520,'Shultis Faw'!$A$2:$A$26,1))+($C520-INDEX('Shultis Faw'!$A$2:$A$26,MATCH($C520,'Shultis Faw'!$A$2:$A$26,1)))*(INDEX('Shultis Faw'!$D$2:$D$26,MATCH($C520,'Shultis Faw'!$A$2:$A$26,1)+1)-INDEX('Shultis Faw'!$D$2:$D$26,MATCH($C520,'Shultis Faw'!$A$2:$A$26,1)))/(INDEX('Shultis Faw'!$A$2:$A$26,MATCH($C520,'Shultis Faw'!$A$2:$A$26,1)+1)-INDEX('Shultis Faw'!$A$2:$A$26,MATCH($C520,'Shultis Faw'!$A$2:$A$26,1))),$C520*'Shultis Faw'!$D$2/'Shultis Faw'!$A$2)","v":1.5288229500000001},{"$f":"_xlfn.IFNA(INDEX('Shultis Faw'!$B$2:$B$26,MATCH($C520,'Shultis Faw'!$A$2:$A$26,1))+($C520-INDEX('Shultis Faw'!$A$2:$A$26,MATCH($C520,'Shultis Faw'!$A$2:$A$26,1)))*(INDEX('Shultis Faw'!$B$2:$B$26,MATCH($C520,'Shultis Faw'!$A$2:$A$26,1)+1)-INDEX('Shultis Faw'!$B$2:$B$26,MATCH($C520,'Shultis Faw'!$A$2:$A$26,1)))/(INDEX('Shultis Faw'!$A$2:$A$26,MATCH($C520,'Shultis Faw'!$A$2:$A$26,1)+1)-INDEX('Shultis Faw'!$A$2:$A$26,MATCH($C520,'Shultis Faw'!$A$2:$A$26,1))),$C520*'Shultis Faw'!$B$2/'Shultis Faw'!$A$2)","v":-0.10264239999999999},{"$f":"_xlfn.IFNA(INDEX('Shultis Faw'!$E$2:$E$26,MATCH($C520,'Shultis Faw'!$A$2:$A$26,1))+($C520-INDEX('Shultis Faw'!$A$2:$A$26,MATCH($C520,'Shultis Faw'!$A$2:$A$26,1)))*(INDEX('Shultis Faw'!$E$2:$E$26,MATCH($C520,'Shultis Faw'!$A$2:$A$26,1)+1)-INDEX('Shultis Faw'!$E$2:$E$26,MATCH($C520,'Shultis Faw'!$A$2:$A$26,1)))/(INDEX('Shultis Faw'!$A$2:$A$26,MATCH($C520,'Shultis Faw'!$A$2:$A$26,1)+1)-INDEX('Shultis Faw'!$A$2:$A$26,MATCH($C520,'Shultis Faw'!$A$2:$A$26,1))),$C520*'Shultis Faw'!$E$2/'Shultis Faw'!$A$2)","v":4.2830634999999999E-2},{"$f":"_xlfn.IFNA(INDEX('Shultis Faw'!$F$2:$F$26,MATCH($C520,'Shultis Faw'!$A$2:$A$26,1))+($C520-INDEX('Shultis Faw'!$A$2:$A$26,MATCH($C520,'Shultis Faw'!$A$2:$A$26,1)))*(INDEX('Shultis Faw'!$F$2:$F$26,MATCH($C520,'Shultis Faw'!$A$2:$A$26,1)+1)-INDEX('Shultis Faw'!$F$2:$F$26,MATCH($C520,'Shultis Faw'!$A$2:$A$26,1)))/(INDEX('Shultis Faw'!$A$2:$A$26,MATCH($C520,'Shultis Faw'!$A$2:$A$26,1)+1)-INDEX('Shultis Faw'!$A$2:$A$26,MATCH($C520,'Shultis Faw'!$A$2:$A$26,1))),$C520*'Shultis Faw'!$F$2/'Shultis Faw'!$A$2)","v":14.339371},{"$f":"J520*(H520*'Externe blootstelling'!$D$23/2)^K520+L520*(TANH(((H520*'Externe blootstelling'!$D$23)/(2*M520))-2)-TANH(-2))/(1-TANH(-2))","v":1.5060122885366534},{"$f":"IF(N520=1,1+(I520-1)*H520*'Externe blootstelling'!$D$23/2,1+(I520-1)*(N520^(H520*'Externe blootstelling'!$D$23/2)-1)/(N520-1))","v":2.4349727113140922},{"$f":"G520*EXP(-H520*'Externe blootstelling'!$D$23/2)*O520","v":1.2039295132880896E-2}]
[null," g ",0.8450700000000001,1.3521120000000002E-13,6.4999999999999994E-5,{"$f":"_xlfn.IFNA(INDEX('hp (pSv cm2)'!$B$2:$B$52,MATCH($C521,'hp (pSv cm2)'!$A$2:$A$52,1))+($C521-INDEX('hp (pSv cm2)'!$A$2:$A$52,MATCH($C521,'hp (pSv cm2)'!$A$2:$A$52,1)))*(INDEX('hp (pSv cm2)'!$B$2:$B$52,MATCH($C521,'hp (pSv cm2)'!$A$2:$A$52,1)+1)-INDEX('hp (pSv cm2)'!$B$2:$B$52,MATCH($C521,'hp (pSv cm2)'!$A$2:$A$52,1)))/(INDEX('hp (pSv cm2)'!$A$2:$A$52,MATCH($C521,'hp (pSv cm2)'!$A$2:$A$52,1)+1)-INDEX('hp (pSv cm2)'!$A$2:$A$52,MATCH($C521,'hp (pSv cm2)'!$A$2:$A$52,1))),$C521*'hp (pSv cm2)'!$B$2/'hp (pSv cm2)'!$A$2)","v":3.9012660000000001},2.5358229000000001E-4,{"$f":"_xlfn.IFNA(0.997*(INDEX('Mass attenuation coefficients'!$B$2:$B$37,MATCH($C521,'Mass attenuation coefficients'!$A$2:$A$37,1))+($C521-INDEX('Mass attenuation coefficients'!$A$2:$A$37,MATCH($C521,'Mass attenuation coefficients'!$A$2:$A$37,1)))*(INDEX('Mass attenuation coefficients'!$B$2:$B$37,MATCH($C521,'Mass attenuation coefficients'!$A$2:$A$37,1)+1)-INDEX('Mass attenuation coefficients'!$B$2:$B$37,MATCH($C521,'Mass attenuation coefficients'!$A$2:$A$37,1)))/(INDEX('Mass attenuation coefficients'!$A$2:$A$37,MATCH($C521,'Mass attenuation coefficients'!$A$2:$A$37,1)+1)-INDEX('Mass attenuation coefficients'!$A$2:$A$37,MATCH($C521,'Mass attenuation coefficients'!$A$2:$A$37,1)))),0.997*$C521*'Mass attenuation coefficients'!$B$2/'Mass attenuation coefficients'!$A$2)","v":7.6632385576499998E-2},{"$f":"_xlfn.IFNA(INDEX('Shultis Faw'!$C$2:$C$26,MATCH($C521,'Shultis Faw'!$A$2:$A$26,1))+($C521-INDEX('Shultis Faw'!$A$2:$A$26,MATCH($C521,'Shultis Faw'!$A$2:$A$26,1)))*(INDEX('Shultis Faw'!$C$2:$C$26,MATCH($C521,'Shultis Faw'!$A$2:$A$26,1)+1)-INDEX('Shultis Faw'!$C$2:$C$26,MATCH($C521,'Shultis Faw'!$A$2:$A$26,1)))/(INDEX('Shultis Faw'!$A$2:$A$26,MATCH($C521,'Shultis Faw'!$A$2:$A$26,1)+1)-INDEX('Shultis Faw'!$A$2:$A$26,MATCH($C521,'Shultis Faw'!$A$2:$A$26,1))),$C521*'Shultis Faw'!$C$2/'Shultis Faw'!$A$2)","v":2.1874368500000001},{"$f":"_xlfn.IFNA(INDEX('Shultis Faw'!$D$2:$D$26,MATCH($C521,'Shultis Faw'!$A$2:$A$26,1))+($C521-INDEX('Shultis Faw'!$A$2:$A$26,MATCH($C521,'Shultis Faw'!$A$2:$A$26,1)))*(INDEX('Shultis Faw'!$D$2:$D$26,MATCH($C521,'Shultis Faw'!$A$2:$A$26,1)+1)-INDEX('Shultis Faw'!$D$2:$D$26,MATCH($C521,'Shultis Faw'!$A$2:$A$26,1)))/(INDEX('Shultis Faw'!$A$2:$A$26,MATCH($C521,'Shultis Faw'!$A$2:$A$26,1)+1)-INDEX('Shultis Faw'!$A$2:$A$26,MATCH($C521,'Shultis Faw'!$A$2:$A$26,1))),$C521*'Shultis Faw'!$D$2/'Shultis Faw'!$A$2)","v":1.52078895},{"$f":"_xlfn.IFNA(INDEX('Shultis Faw'!$B$2:$B$26,MATCH($C521,'Shultis Faw'!$A$2:$A$26,1))+($C521-INDEX('Shultis Faw'!$A$2:$A$26,MATCH($C521,'Shultis Faw'!$A$2:$A$26,1)))*(INDEX('Shultis Faw'!$B$2:$B$26,MATCH($C521,'Shultis Faw'!$A$2:$A$26,1)+1)-INDEX('Shultis Faw'!$B$2:$B$26,MATCH($C521,'Shultis Faw'!$A$2:$A$26,1)))/(INDEX('Shultis Faw'!$A$2:$A$26,MATCH($C521,'Shultis Faw'!$A$2:$A$26,1)+1)-INDEX('Shultis Faw'!$A$2:$A$26,MATCH($C521,'Shultis Faw'!$A$2:$A$26,1))),$C521*'Shultis Faw'!$B$2/'Shultis Faw'!$A$2)","v":-0.1013944},{"$f":"_xlfn.IFNA(INDEX('Shultis Faw'!$E$2:$E$26,MATCH($C521,'Shultis Faw'!$A$2:$A$26,1))+($C521-INDEX('Shultis Faw'!$A$2:$A$26,MATCH($C521,'Shultis Faw'!$A$2:$A$26,1)))*(INDEX('Shultis Faw'!$E$2:$E$26,MATCH($C521,'Shultis Faw'!$A$2:$A$26,1)+1)-INDEX('Shultis Faw'!$E$2:$E$26,MATCH($C521,'Shultis Faw'!$A$2:$A$26,1)))/(INDEX('Shultis Faw'!$A$2:$A$26,MATCH($C521,'Shultis Faw'!$A$2:$A$26,1)+1)-INDEX('Shultis Faw'!$A$2:$A$26,MATCH($C521,'Shultis Faw'!$A$2:$A$26,1))),$C521*'Shultis Faw'!$E$2/'Shultis Faw'!$A$2)","v":4.2370434999999998E-2},{"$f":"_xlfn.IFNA(INDEX('Shultis Faw'!$F$2:$F$26,MATCH($C521,'Shultis Faw'!$A$2:$A$26,1))+($C521-INDEX('Shultis Faw'!$A$2:$A$26,MATCH($C521,'Shultis Faw'!$A$2:$A$26,1)))*(INDEX('Shultis Faw'!$F$2:$F$26,MATCH($C521,'Shultis Faw'!$A$2:$A$26,1)+1)-INDEX('Shultis Faw'!$F$2:$F$26,MATCH($C521,'Shultis Faw'!$A$2:$A$26,1)))/(INDEX('Shultis Faw'!$A$2:$A$26,MATCH($C521,'Shultis Faw'!$A$2:$A$26,1)+1)-INDEX('Shultis Faw'!$A$2:$A$26,MATCH($C521,'Shultis Faw'!$A$2:$A$26,1))),$C521*'Shultis Faw'!$F$2/'Shultis Faw'!$A$2)","v":14.328450999999999},{"$f":"J521*(H521*'Externe blootstelling'!$D$23/2)^K521+L521*(TANH(((H521*'Externe blootstelling'!$D$23)/(2*M521))-2)-TANH(-2))/(1-TANH(-2))","v":1.4995899266515498},{"$f":"IF(N521=1,1+(I521-1)*H521*'Externe blootstelling'!$D$23/2,1+(I521-1)*(N521^(H521*'Externe blootstelling'!$D$23/2)-1)/(N521-1))","v":2.409997748432275},{"$f":"G521*EXP(-H521*'Externe blootstelling'!$D$23/2)*O521","v":1.9360662907261849E-4}]
[null," g ",0.93134499999999998,1.4901519999999999E-13,5.5000000000000005E-3,{"$f":"_xlfn.IFNA(INDEX('hp (pSv cm2)'!$B$2:$B$52,MATCH($C522,'hp (pSv cm2)'!$A$2:$A$52,1))+($C522-INDEX('hp (pSv cm2)'!$A$2:$A$52,MATCH($C522,'hp (pSv cm2)'!$A$2:$A$52,1)))*(INDEX('hp (pSv cm2)'!$B$2:$B$52,MATCH($C522,'hp (pSv cm2)'!$A$2:$A$52,1)+1)-INDEX('hp (pSv cm2)'!$B$2:$B$52,MATCH($C522,'hp (pSv cm2)'!$A$2:$A$52,1)))/(INDEX('hp (pSv cm2)'!$A$2:$A$52,MATCH($C522,'hp (pSv cm2)'!$A$2:$A$52,1)+1)-INDEX('hp (pSv cm2)'!$A$2:$A$52,MATCH($C522,'hp (pSv cm2)'!$A$2:$A$52,1))),$C522*'hp (pSv cm2)'!$B$2/'hp (pSv cm2)'!$A$2)","v":4.2291109999999996},2.32601105E-2,{"$f":"_xlfn.IFNA(0.997*(INDEX('Mass attenuation coefficients'!$B$2:$B$37,MATCH($C522,'Mass attenuation coefficients'!$A$2:$A$37,1))+($C522-INDEX('Mass attenuation coefficients'!$A$2:$A$37,MATCH($C522,'Mass attenuation coefficients'!$A$2:$A$37,1)))*(INDEX('Mass attenuation coefficients'!$B$2:$B$37,MATCH($C522,'Mass attenuation coefficients'!$A$2:$A$37,1)+1)-INDEX('Mass attenuation coefficients'!$B$2:$B$37,MATCH($C522,'Mass attenuation coefficients'!$A$2:$A$37,1)))/(INDEX('Mass attenuation coefficients'!$A$2:$A$37,MATCH($C522,'Mass attenuation coefficients'!$A$2:$A$37,1)+1)-INDEX('Mass attenuation coefficients'!$A$2:$A$37,MATCH($C522,'Mass attenuation coefficients'!$A$2:$A$37,1)))),0.997*$C522*'Mass attenuation coefficients'!$B$2/'Mass attenuation coefficients'!$A$2)","v":7.3221844237750008E-2},{"$f":"_xlfn.IFNA(INDEX('Shultis Faw'!$C$2:$C$26,MATCH($C522,'Shultis Faw'!$A$2:$A$26,1))+($C522-INDEX('Shultis Faw'!$A$2:$A$26,MATCH($C522,'Shultis Faw'!$A$2:$A$26,1)))*(INDEX('Shultis Faw'!$C$2:$C$26,MATCH($C522,'Shultis Faw'!$A$2:$A$26,1)+1)-INDEX('Shultis Faw'!$C$2:$C$26,MATCH($C522,'Shultis Faw'!$A$2:$A$26,1)))/(INDEX('Shultis Faw'!$A$2:$A$26,MATCH($C522,'Shultis Faw'!$A$2:$A$26,1)+1)-INDEX('Shultis Faw'!$A$2:$A$26,MATCH($C522,'Shultis Faw'!$A$2:$A$26,1))),$C522*'Shultis Faw'!$C$2/'Shultis Faw'!$A$2)","v":2.1404169750000004},{"$f":"_xlfn.IFNA(INDEX('Shultis Faw'!$D$2:$D$26,MATCH($C522,'Shultis Faw'!$A$2:$A$26,1))+($C522-INDEX('Shultis Faw'!$A$2:$A$26,MATCH($C522,'Shultis Faw'!$A$2:$A$26,1)))*(INDEX('Shultis Faw'!$D$2:$D$26,MATCH($C522,'Shultis Faw'!$A$2:$A$26,1)+1)-INDEX('Shultis Faw'!$D$2:$D$26,MATCH($C522,'Shultis Faw'!$A$2:$A$26,1)))/(INDEX('Shultis Faw'!$A$2:$A$26,MATCH($C522,'Shultis Faw'!$A$2:$A$26,1)+1)-INDEX('Shultis Faw'!$A$2:$A$26,MATCH($C522,'Shultis Faw'!$A$2:$A$26,1))),$C522*'Shultis Faw'!$D$2/'Shultis Faw'!$A$2)","v":1.4763573250000002},{"$f":"_xlfn.IFNA(INDEX('Shultis Faw'!$B$2:$B$26,MATCH($C522,'Shultis Faw'!$A$2:$A$26,1))+($C522-INDEX('Shultis Faw'!$A$2:$A$26,MATCH($C522,'Shultis Faw'!$A$2:$A$26,1)))*(INDEX('Shultis Faw'!$B$2:$B$26,MATCH($C522,'Shultis Faw'!$A$2:$A$26,1)+1)-INDEX('Shultis Faw'!$B$2:$B$26,MATCH($C522,'Shultis Faw'!$A$2:$A$26,1)))/(INDEX('Shultis Faw'!$A$2:$A$26,MATCH($C522,'Shultis Faw'!$A$2:$A$26,1)+1)-INDEX('Shultis Faw'!$A$2:$A$26,MATCH($C522,'Shultis Faw'!$A$2:$A$26,1))),$C522*'Shultis Faw'!$B$2/'Shultis Faw'!$A$2)","v":-9.4492400000000004E-2},{"$f":"_xlfn.IFNA(INDEX('Shultis Faw'!$E$2:$E$26,MATCH($C522,'Shultis Faw'!$A$2:$A$26,1))+($C522-INDEX('Shultis Faw'!$A$2:$A$26,MATCH($C522,'Shultis Faw'!$A$2:$A$26,1)))*(INDEX('Shultis Faw'!$E$2:$E$26,MATCH($C522,'Shultis Faw'!$A$2:$A$26,1)+1)-INDEX('Shultis Faw'!$E$2:$E$26,MATCH($C522,'Shultis Faw'!$A$2:$A$26,1)))/(INDEX('Shultis Faw'!$A$2:$A$26,MATCH($C522,'Shultis Faw'!$A$2:$A$26,1)+1)-INDEX('Shultis Faw'!$A$2:$A$26,MATCH($C522,'Shultis Faw'!$A$2:$A$26,1))),$C522*'Shultis Faw'!$E$2/'Shultis Faw'!$A$2)","v":3.9825322500000003E-2},{"$f":"_xlfn.IFNA(INDEX('Shultis Faw'!$F$2:$F$26,MATCH($C522,'Shultis Faw'!$A$2:$A$26,1))+($C522-INDEX('Shultis Faw'!$A$2:$A$26,MATCH($C522,'Shultis Faw'!$A$2:$A$26,1)))*(INDEX('Shultis Faw'!$F$2:$F$26,MATCH($C522,'Shultis Faw'!$A$2:$A$26,1)+1)-INDEX('Shultis Faw'!$F$2:$F$26,MATCH($C522,'Shultis Faw'!$A$2:$A$26,1)))/(INDEX('Shultis Faw'!$A$2:$A$26,MATCH($C522,'Shultis Faw'!$A$2:$A$26,1)+1)-INDEX('Shultis Faw'!$A$2:$A$26,MATCH($C522,'Shultis Faw'!$A$2:$A$26,1))),$C522*'Shultis Faw'!$F$2/'Shultis Faw'!$A$2)","v":14.2680585},{"$f":"J522*(H522*'Externe blootstelling'!$D$23/2)^K522+L522*(TANH(((H522*'Externe blootstelling'!$D$23)/(2*M522))-2)-TANH(-2))/(1-TANH(-2))","v":1.4634500447589365},{"$f":"IF(N522=1,1+(I522-1)*H522*'Externe blootstelling'!$D$23/2,1+(I522-1)*(N522^(H522*'Externe blootstelling'!$D$23/2)-1)/(N522-1))","v":2.2778096295890888},{"$f":"G522*EXP(-H522*'Externe blootstelling'!$D$23/2)*O522","v":1.766572862171522E-2}]
[null," g ",0.97924999999999995,1.5667999999999999E-13,1.0399999999999999E-5,{"$f":"_xlfn.IFNA(INDEX('hp (pSv cm2)'!$B$2:$B$52,MATCH($C523,'hp (pSv cm2)'!$A$2:$A$52,1))+($C523-INDEX('hp (pSv cm2)'!$A$2:$A$52,MATCH($C523,'hp (pSv cm2)'!$A$2:$A$52,1)))*(INDEX('hp (pSv cm2)'!$B$2:$B$52,MATCH($C523,'hp (pSv cm2)'!$A$2:$A$52,1)+1)-INDEX('hp (pSv cm2)'!$B$2:$B$52,MATCH($C523,'hp (pSv cm2)'!$A$2:$A$52,1)))/(INDEX('hp (pSv cm2)'!$A$2:$A$52,MATCH($C523,'hp (pSv cm2)'!$A$2:$A$52,1)+1)-INDEX('hp (pSv cm2)'!$A$2:$A$52,MATCH($C523,'hp (pSv cm2)'!$A$2:$A$52,1))),$C523*'hp (pSv cm2)'!$B$2/'hp (pSv cm2)'!$A$2)","v":4.4111500000000001},4.5875959999999996E-5,{"$f":"_xlfn.IFNA(0.997*(INDEX('Mass attenuation coefficients'!$B$2:$B$37,MATCH($C523,'Mass attenuation coefficients'!$A$2:$A$37,1))+($C523-INDEX('Mass attenuation coefficients'!$A$2:$A$37,MATCH($C523,'Mass attenuation coefficients'!$A$2:$A$37,1)))*(INDEX('Mass attenuation coefficients'!$B$2:$B$37,MATCH($C523,'Mass attenuation coefficients'!$A$2:$A$37,1)+1)-INDEX('Mass attenuation coefficients'!$B$2:$B$37,MATCH($C523,'Mass attenuation coefficients'!$A$2:$A$37,1)))/(INDEX('Mass attenuation coefficients'!$A$2:$A$37,MATCH($C523,'Mass attenuation coefficients'!$A$2:$A$37,1)+1)-INDEX('Mass attenuation coefficients'!$A$2:$A$37,MATCH($C523,'Mass attenuation coefficients'!$A$2:$A$37,1)))),0.997*$C523*'Mass attenuation coefficients'!$B$2/'Mass attenuation coefficients'!$A$2)","v":7.1328109287500011E-2},{"$f":"_xlfn.IFNA(INDEX('Shultis Faw'!$C$2:$C$26,MATCH($C523,'Shultis Faw'!$A$2:$A$26,1))+($C523-INDEX('Shultis Faw'!$A$2:$A$26,MATCH($C523,'Shultis Faw'!$A$2:$A$26,1)))*(INDEX('Shultis Faw'!$C$2:$C$26,MATCH($C523,'Shultis Faw'!$A$2:$A$26,1)+1)-INDEX('Shultis Faw'!$C$2:$C$26,MATCH($C523,'Shultis Faw'!$A$2:$A$26,1)))/(INDEX('Shultis Faw'!$A$2:$A$26,MATCH($C523,'Shultis Faw'!$A$2:$A$26,1)+1)-INDEX('Shultis Faw'!$A$2:$A$26,MATCH($C523,'Shultis Faw'!$A$2:$A$26,1))),$C523*'Shultis Faw'!$C$2/'Shultis Faw'!$A$2)","v":2.1143087500000002},{"$f":"_xlfn.IFNA(INDEX('Shultis Faw'!$D$2:$D$26,MATCH($C523,'Shultis Faw'!$A$2:$A$26,1))+($C523-INDEX('Shultis Faw'!$A$2:$A$26,MATCH($C523,'Shultis Faw'!$A$2:$A$26,1)))*(INDEX('Shultis Faw'!$D$2:$D$26,MATCH($C523,'Shultis Faw'!$A$2:$A$26,1)+1)-INDEX('Shultis Faw'!$D$2:$D$26,MATCH($C523,'Shultis Faw'!$A$2:$A$26,1)))/(INDEX('Shultis Faw'!$A$2:$A$26,MATCH($C523,'Shultis Faw'!$A$2:$A$26,1)+1)-INDEX('Shultis Faw'!$A$2:$A$26,MATCH($C523,'Shultis Faw'!$A$2:$A$26,1))),$C523*'Shultis Faw'!$D$2/'Shultis Faw'!$A$2)","v":1.4516862500000001},{"$f":"_xlfn.IFNA(INDEX('Shultis Faw'!$B$2:$B$26,MATCH($C523,'Shultis Faw'!$A$2:$A$26,1))+($C523-INDEX('Shultis Faw'!$A$2:$A$26,MATCH($C523,'Shultis Faw'!$A$2:$A$26,1)))*(INDEX('Shultis Faw'!$B$2:$B$26,MATCH($C523,'Shultis Faw'!$A$2:$A$26,1)+1)-INDEX('Shultis Faw'!$B$2:$B$26,MATCH($C523,'Shultis Faw'!$A$2:$A$26,1)))/(INDEX('Shultis Faw'!$A$2:$A$26,MATCH($C523,'Shultis Faw'!$A$2:$A$26,1)+1)-INDEX('Shultis Faw'!$A$2:$A$26,MATCH($C523,'Shultis Faw'!$A$2:$A$26,1))),$C523*'Shultis Faw'!$B$2/'Shultis Faw'!$A$2)","v":-9.0660000000000004E-2},{"$f":"_xlfn.IFNA(INDEX('Shultis Faw'!$E$2:$E$26,MATCH($C523,'Shultis Faw'!$A$2:$A$26,1))+($C523-INDEX('Shultis Faw'!$A$2:$A$26,MATCH($C523,'Shultis Faw'!$A$2:$A$26,1)))*(INDEX('Shultis Faw'!$E$2:$E$26,MATCH($C523,'Shultis Faw'!$A$2:$A$26,1)+1)-INDEX('Shultis Faw'!$E$2:$E$26,MATCH($C523,'Shultis Faw'!$A$2:$A$26,1)))/(INDEX('Shultis Faw'!$A$2:$A$26,MATCH($C523,'Shultis Faw'!$A$2:$A$26,1)+1)-INDEX('Shultis Faw'!$A$2:$A$26,MATCH($C523,'Shultis Faw'!$A$2:$A$26,1))),$C523*'Shultis Faw'!$E$2/'Shultis Faw'!$A$2)","v":3.8412125000000005E-2},{"$f":"_xlfn.IFNA(INDEX('Shultis Faw'!$F$2:$F$26,MATCH($C523,'Shultis Faw'!$A$2:$A$26,1))+($C523-INDEX('Shultis Faw'!$A$2:$A$26,MATCH($C523,'Shultis Faw'!$A$2:$A$26,1)))*(INDEX('Shultis Faw'!$F$2:$F$26,MATCH($C523,'Shultis Faw'!$A$2:$A$26,1)+1)-INDEX('Shultis Faw'!$F$2:$F$26,MATCH($C523,'Shultis Faw'!$A$2:$A$26,1)))/(INDEX('Shultis Faw'!$A$2:$A$26,MATCH($C523,'Shultis Faw'!$A$2:$A$26,1)+1)-INDEX('Shultis Faw'!$A$2:$A$26,MATCH($C523,'Shultis Faw'!$A$2:$A$26,1))),$C523*'Shultis Faw'!$F$2/'Shultis Faw'!$A$2)","v":14.234525000000001},{"$f":"J523*(H523*'Externe blootstelling'!$D$23/2)^K523+L523*(TANH(((H523*'Externe blootstelling'!$D$23)/(2*M523))-2)-TANH(-2))/(1-TANH(-2))","v":1.4429302841622575},{"$f":"IF(N523=1,1+(I523-1)*H523*'Externe blootstelling'!$D$23/2,1+(I523-1)*(N523^(H523*'Externe blootstelling'!$D$23/2)-1)/(N523-1))","v":2.2085820702568162},{"$f":"G523*EXP(-H523*'Externe blootstelling'!$D$23/2)*O523","v":3.4756628628632165E-5}]
[null," g ",0.98409999999999997,1.5745599999999998E-13,3.4000000000000001E-6,{"$f":"_xlfn.IFNA(INDEX('hp (pSv cm2)'!$B$2:$B$52,MATCH($C524,'hp (pSv cm2)'!$A$2:$A$52,1))+($C524-INDEX('hp (pSv cm2)'!$A$2:$A$52,MATCH($C524,'hp (pSv cm2)'!$A$2:$A$52,1)))*(INDEX('hp (pSv cm2)'!$B$2:$B$52,MATCH($C524,'hp (pSv cm2)'!$A$2:$A$52,1)+1)-INDEX('hp (pSv cm2)'!$B$2:$B$52,MATCH($C524,'hp (pSv cm2)'!$A$2:$A$52,1)))/(INDEX('hp (pSv cm2)'!$A$2:$A$52,MATCH($C524,'hp (pSv cm2)'!$A$2:$A$52,1)+1)-INDEX('hp (pSv cm2)'!$A$2:$A$52,MATCH($C524,'hp (pSv cm2)'!$A$2:$A$52,1))),$C524*'hp (pSv cm2)'!$B$2/'hp (pSv cm2)'!$A$2)","v":4.4295799999999996},1.5060572E-5,{"$f":"_xlfn.IFNA(0.997*(INDEX('Mass attenuation coefficients'!$B$2:$B$37,MATCH($C524,'Mass attenuation coefficients'!$A$2:$A$37,1))+($C524-INDEX('Mass attenuation coefficients'!$A$2:$A$37,MATCH($C524,'Mass attenuation coefficients'!$A$2:$A$37,1)))*(INDEX('Mass attenuation coefficients'!$B$2:$B$37,MATCH($C524,'Mass attenuation coefficients'!$A$2:$A$37,1)+1)-INDEX('Mass attenuation coefficients'!$B$2:$B$37,MATCH($C524,'Mass attenuation coefficients'!$A$2:$A$37,1)))/(INDEX('Mass attenuation coefficients'!$A$2:$A$37,MATCH($C524,'Mass attenuation coefficients'!$A$2:$A$37,1)+1)-INDEX('Mass attenuation coefficients'!$A$2:$A$37,MATCH($C524,'Mass attenuation coefficients'!$A$2:$A$37,1)))),0.997*$C524*'Mass attenuation coefficients'!$B$2/'Mass attenuation coefficients'!$A$2)","v":7.1136383694999999E-2},{"$f":"_xlfn.IFNA(INDEX('Shultis Faw'!$C$2:$C$26,MATCH($C524,'Shultis Faw'!$A$2:$A$26,1))+($C524-INDEX('Shultis Faw'!$A$2:$A$26,MATCH($C524,'Shultis Faw'!$A$2:$A$26,1)))*(INDEX('Shultis Faw'!$C$2:$C$26,MATCH($C524,'Shultis Faw'!$A$2:$A$26,1)+1)-INDEX('Shultis Faw'!$C$2:$C$26,MATCH($C524,'Shultis Faw'!$A$2:$A$26,1)))/(INDEX('Shultis Faw'!$A$2:$A$26,MATCH($C524,'Shultis Faw'!$A$2:$A$26,1)+1)-INDEX('Shultis Faw'!$A$2:$A$26,MATCH($C524,'Shultis Faw'!$A$2:$A$26,1))),$C524*'Shultis Faw'!$C$2/'Shultis Faw'!$A$2)","v":2.1116655000000004},{"$f":"_xlfn.IFNA(INDEX('Shultis Faw'!$D$2:$D$26,MATCH($C524,'Shultis Faw'!$A$2:$A$26,1))+($C524-INDEX('Shultis Faw'!$A$2:$A$26,MATCH($C524,'Shultis Faw'!$A$2:$A$26,1)))*(INDEX('Shultis Faw'!$D$2:$D$26,MATCH($C524,'Shultis Faw'!$A$2:$A$26,1)+1)-INDEX('Shultis Faw'!$D$2:$D$26,MATCH($C524,'Shultis Faw'!$A$2:$A$26,1)))/(INDEX('Shultis Faw'!$A$2:$A$26,MATCH($C524,'Shultis Faw'!$A$2:$A$26,1)+1)-INDEX('Shultis Faw'!$A$2:$A$26,MATCH($C524,'Shultis Faw'!$A$2:$A$26,1))),$C524*'Shultis Faw'!$D$2/'Shultis Faw'!$A$2)","v":1.4491885},{"$f":"_xlfn.IFNA(INDEX('Shultis Faw'!$B$2:$B$26,MATCH($C524,'Shultis Faw'!$A$2:$A$26,1))+($C524-INDEX('Shultis Faw'!$A$2:$A$26,MATCH($C524,'Shultis Faw'!$A$2:$A$26,1)))*(INDEX('Shultis Faw'!$B$2:$B$26,MATCH($C524,'Shultis Faw'!$A$2:$A$26,1)+1)-INDEX('Shultis Faw'!$B$2:$B$26,MATCH($C524,'Shultis Faw'!$A$2:$A$26,1)))/(INDEX('Shultis Faw'!$A$2:$A$26,MATCH($C524,'Shultis Faw'!$A$2:$A$26,1)+1)-INDEX('Shultis Faw'!$A$2:$A$26,MATCH($C524,'Shultis Faw'!$A$2:$A$26,1))),$C524*'Shultis Faw'!$B$2/'Shultis Faw'!$A$2)","v":-9.0272000000000005E-2},{"$f":"_xlfn.IFNA(INDEX('Shultis Faw'!$E$2:$E$26,MATCH($C524,'Shultis Faw'!$A$2:$A$26,1))+($C524-INDEX('Shultis Faw'!$A$2:$A$26,MATCH($C524,'Shultis Faw'!$A$2:$A$26,1)))*(INDEX('Shultis Faw'!$E$2:$E$26,MATCH($C524,'Shultis Faw'!$A$2:$A$26,1)+1)-INDEX('Shultis Faw'!$E$2:$E$26,MATCH($C524,'Shultis Faw'!$A$2:$A$26,1)))/(INDEX('Shultis Faw'!$A$2:$A$26,MATCH($C524,'Shultis Faw'!$A$2:$A$26,1)+1)-INDEX('Shultis Faw'!$A$2:$A$26,MATCH($C524,'Shultis Faw'!$A$2:$A$26,1))),$C524*'Shultis Faw'!$E$2/'Shultis Faw'!$A$2)","v":3.8269049999999999E-2},{"$f":"_xlfn.IFNA(INDEX('Shultis Faw'!$F$2:$F$26,MATCH($C524,'Shultis Faw'!$A$2:$A$26,1))+($C524-INDEX('Shultis Faw'!$A$2:$A$26,MATCH($C524,'Shultis Faw'!$A$2:$A$26,1)))*(INDEX('Shultis Faw'!$F$2:$F$26,MATCH($C524,'Shultis Faw'!$A$2:$A$26,1)+1)-INDEX('Shultis Faw'!$F$2:$F$26,MATCH($C524,'Shultis Faw'!$A$2:$A$26,1)))/(INDEX('Shultis Faw'!$A$2:$A$26,MATCH($C524,'Shultis Faw'!$A$2:$A$26,1)+1)-INDEX('Shultis Faw'!$A$2:$A$26,MATCH($C524,'Shultis Faw'!$A$2:$A$26,1))),$C524*'Shultis Faw'!$F$2/'Shultis Faw'!$A$2)","v":14.23113},{"$f":"J524*(H524*'Externe blootstelling'!$D$23/2)^K524+L524*(TANH(((H524*'Externe blootstelling'!$D$23)/(2*M524))-2)-TANH(-2))/(1-TANH(-2))","v":1.4408348668164577},{"$f":"IF(N524=1,1+(I524-1)*H524*'Externe blootstelling'!$D$23/2,1+(I524-1)*(N524^(H524*'Externe blootstelling'!$D$23/2)-1)/(N524-1))","v":2.2017332934823175},{"$f":"G524*EXP(-H524*'Externe blootstelling'!$D$23/2)*O524","v":1.1407594963868697E-5}]
[null," g ",1.0177,1.6283199999999999E-13,1.47E-4,{"$f":"_xlfn.IFNA(INDEX('hp (pSv cm2)'!$B$2:$B$52,MATCH($C525,'hp (pSv cm2)'!$A$2:$A$52,1))+($C525-INDEX('hp (pSv cm2)'!$A$2:$A$52,MATCH($C525,'hp (pSv cm2)'!$A$2:$A$52,1)))*(INDEX('hp (pSv cm2)'!$B$2:$B$52,MATCH($C525,'hp (pSv cm2)'!$A$2:$A$52,1)+1)-INDEX('hp (pSv cm2)'!$B$2:$B$52,MATCH($C525,'hp (pSv cm2)'!$A$2:$A$52,1)))/(INDEX('hp (pSv cm2)'!$A$2:$A$52,MATCH($C525,'hp (pSv cm2)'!$A$2:$A$52,1)+1)-INDEX('hp (pSv cm2)'!$A$2:$A$52,MATCH($C525,'hp (pSv cm2)'!$A$2:$A$52,1))),$C525*'hp (pSv cm2)'!$B$2/'hp (pSv cm2)'!$A$2)","v":4.5477020000000001},6.68512194E-4,{"$f":"_xlfn.IFNA(0.997*(INDEX('Mass attenuation coefficients'!$B$2:$B$37,MATCH($C525,'Mass attenuation coefficients'!$A$2:$A$37,1))+($C525-INDEX('Mass attenuation coefficients'!$A$2:$A$37,MATCH($C525,'Mass attenuation coefficients'!$A$2:$A$37,1)))*(INDEX('Mass attenuation coefficients'!$B$2:$B$37,MATCH($C525,'Mass attenuation coefficients'!$A$2:$A$37,1)+1)-INDEX('Mass attenuation coefficients'!$B$2:$B$37,MATCH($C525,'Mass attenuation coefficients'!$A$2:$A$37,1)))/(INDEX('Mass attenuation coefficients'!$A$2:$A$37,MATCH($C525,'Mass attenuation coefficients'!$A$2:$A$37,1)+1)-INDEX('Mass attenuation coefficients'!$A$2:$A$37,MATCH($C525,'Mass attenuation coefficients'!$A$2:$A$37,1)))),0.997*$C525*'Mass attenuation coefficients'!$B$2/'Mass attenuation coefficients'!$A$2)","v":6.9979138876000005E-2},{"$f":"_xlfn.IFNA(INDEX('Shultis Faw'!$C$2:$C$26,MATCH($C525,'Shultis Faw'!$A$2:$A$26,1))+($C525-INDEX('Shultis Faw'!$A$2:$A$26,MATCH($C525,'Shultis Faw'!$A$2:$A$26,1)))*(INDEX('Shultis Faw'!$C$2:$C$26,MATCH($C525,'Shultis Faw'!$A$2:$A$26,1)+1)-INDEX('Shultis Faw'!$C$2:$C$26,MATCH($C525,'Shultis Faw'!$A$2:$A$26,1)))/(INDEX('Shultis Faw'!$A$2:$A$26,MATCH($C525,'Shultis Faw'!$A$2:$A$26,1)+1)-INDEX('Shultis Faw'!$A$2:$A$26,MATCH($C525,'Shultis Faw'!$A$2:$A$26,1))),$C525*'Shultis Faw'!$C$2/'Shultis Faw'!$A$2)","v":2.0971944000000002},{"$f":"_xlfn.IFNA(INDEX('Shultis Faw'!$D$2:$D$26,MATCH($C525,'Shultis Faw'!$A$2:$A$26,1))+($C525-INDEX('Shultis Faw'!$A$2:$A$26,MATCH($C525,'Shultis Faw'!$A$2:$A$26,1)))*(INDEX('Shultis Faw'!$D$2:$D$26,MATCH($C525,'Shultis Faw'!$A$2:$A$26,1)+1)-INDEX('Shultis Faw'!$D$2:$D$26,MATCH($C525,'Shultis Faw'!$A$2:$A$26,1)))/(INDEX('Shultis Faw'!$A$2:$A$26,MATCH($C525,'Shultis Faw'!$A$2:$A$26,1)+1)-INDEX('Shultis Faw'!$A$2:$A$26,MATCH($C525,'Shultis Faw'!$A$2:$A$26,1))),$C525*'Shultis Faw'!$D$2/'Shultis Faw'!$A$2)","v":1.4349111999999999},{"$f":"_xlfn.IFNA(INDEX('Shultis Faw'!$B$2:$B$26,MATCH($C525,'Shultis Faw'!$A$2:$A$26,1))+($C525-INDEX('Shultis Faw'!$A$2:$A$26,MATCH($C525,'Shultis Faw'!$A$2:$A$26,1)))*(INDEX('Shultis Faw'!$B$2:$B$26,MATCH($C525,'Shultis Faw'!$A$2:$A$26,1)+1)-INDEX('Shultis Faw'!$B$2:$B$26,MATCH($C525,'Shultis Faw'!$A$2:$A$26,1)))/(INDEX('Shultis Faw'!$A$2:$A$26,MATCH($C525,'Shultis Faw'!$A$2:$A$26,1)+1)-INDEX('Shultis Faw'!$A$2:$A$26,MATCH($C525,'Shultis Faw'!$A$2:$A$26,1))),$C525*'Shultis Faw'!$B$2/'Shultis Faw'!$A$2)","v":-8.7902599999999997E-2},{"$f":"_xlfn.IFNA(INDEX('Shultis Faw'!$E$2:$E$26,MATCH($C525,'Shultis Faw'!$A$2:$A$26,1))+($C525-INDEX('Shultis Faw'!$A$2:$A$26,MATCH($C525,'Shultis Faw'!$A$2:$A$26,1)))*(INDEX('Shultis Faw'!$E$2:$E$26,MATCH($C525,'Shultis Faw'!$A$2:$A$26,1)+1)-INDEX('Shultis Faw'!$E$2:$E$26,MATCH($C525,'Shultis Faw'!$A$2:$A$26,1)))/(INDEX('Shultis Faw'!$A$2:$A$26,MATCH($C525,'Shultis Faw'!$A$2:$A$26,1)+1)-INDEX('Shultis Faw'!$A$2:$A$26,MATCH($C525,'Shultis Faw'!$A$2:$A$26,1))),$C525*'Shultis Faw'!$E$2/'Shultis Faw'!$A$2)","v":3.733272E-2},{"$f":"_xlfn.IFNA(INDEX('Shultis Faw'!$F$2:$F$26,MATCH($C525,'Shultis Faw'!$A$2:$A$26,1))+($C525-INDEX('Shultis Faw'!$A$2:$A$26,MATCH($C525,'Shultis Faw'!$A$2:$A$26,1)))*(INDEX('Shultis Faw'!$F$2:$F$26,MATCH($C525,'Shultis Faw'!$A$2:$A$26,1)+1)-INDEX('Shultis Faw'!$F$2:$F$26,MATCH($C525,'Shultis Faw'!$A$2:$A$26,1)))/(INDEX('Shultis Faw'!$A$2:$A$26,MATCH($C525,'Shultis Faw'!$A$2:$A$26,1)+1)-INDEX('Shultis Faw'!$A$2:$A$26,MATCH($C525,'Shultis Faw'!$A$2:$A$26,1))),$C525*'Shultis Faw'!$F$2/'Shultis Faw'!$A$2)","v":14.23062},{"$f":"J525*(H525*'Externe blootstelling'!$D$23/2)^K525+L525*(TANH(((H525*'Externe blootstelling'!$D$23)/(2*M525))-2)-TANH(-2))/(1-TANH(-2))","v":1.4289142255792695},{"$f":"IF(N525=1,1+(I525-1)*H525*'Externe blootstelling'!$D$23/2,1+(I525-1)*(N525^(H525*'Externe blootstelling'!$D$23/2)-1)/(N525-1))","v":2.1625953464077563},{"$f":"G525*EXP(-H525*'Externe blootstelling'!$D$23/2)*O525","v":5.0607081179225664E-4}]
[null," g ",1.0714000000000001,1.7142400000000003E-13,6.7000000000000002E-6,{"$f":"_xlfn.IFNA(INDEX('hp (pSv cm2)'!$B$2:$B$52,MATCH($C526,'hp (pSv cm2)'!$A$2:$A$52,1))+($C526-INDEX('hp (pSv cm2)'!$A$2:$A$52,MATCH($C526,'hp (pSv cm2)'!$A$2:$A$52,1)))*(INDEX('hp (pSv cm2)'!$B$2:$B$52,MATCH($C526,'hp (pSv cm2)'!$A$2:$A$52,1)+1)-INDEX('hp (pSv cm2)'!$B$2:$B$52,MATCH($C526,'hp (pSv cm2)'!$A$2:$A$52,1)))/(INDEX('hp (pSv cm2)'!$A$2:$A$52,MATCH($C526,'hp (pSv cm2)'!$A$2:$A$52,1)+1)-INDEX('hp (pSv cm2)'!$A$2:$A$52,MATCH($C526,'hp (pSv cm2)'!$A$2:$A$52,1))),$C526*'hp (pSv cm2)'!$B$2/'hp (pSv cm2)'!$A$2)","v":4.7227640000000006},3.1642518800000003E-5,{"$f":"_xlfn.IFNA(0.997*(INDEX('Mass attenuation coefficients'!$B$2:$B$37,MATCH($C526,'Mass attenuation coefficients'!$A$2:$A$37,1))+($C526-INDEX('Mass attenuation coefficients'!$A$2:$A$37,MATCH($C526,'Mass attenuation coefficients'!$A$2:$A$37,1)))*(INDEX('Mass attenuation coefficients'!$B$2:$B$37,MATCH($C526,'Mass attenuation coefficients'!$A$2:$A$37,1)+1)-INDEX('Mass attenuation coefficients'!$B$2:$B$37,MATCH($C526,'Mass attenuation coefficients'!$A$2:$A$37,1)))/(INDEX('Mass attenuation coefficients'!$A$2:$A$37,MATCH($C526,'Mass attenuation coefficients'!$A$2:$A$37,1)+1)-INDEX('Mass attenuation coefficients'!$A$2:$A$37,MATCH($C526,'Mass attenuation coefficients'!$A$2:$A$37,1)))),0.997*$C526*'Mass attenuation coefficients'!$B$2/'Mass attenuation coefficients'!$A$2)","v":6.8375113431999993E-2},{"$f":"_xlfn.IFNA(INDEX('Shultis Faw'!$C$2:$C$26,MATCH($C526,'Shultis Faw'!$A$2:$A$26,1))+($C526-INDEX('Shultis Faw'!$A$2:$A$26,MATCH($C526,'Shultis Faw'!$A$2:$A$26,1)))*(INDEX('Shultis Faw'!$C$2:$C$26,MATCH($C526,'Shultis Faw'!$A$2:$A$26,1)+1)-INDEX('Shultis Faw'!$C$2:$C$26,MATCH($C526,'Shultis Faw'!$A$2:$A$26,1)))/(INDEX('Shultis Faw'!$A$2:$A$26,MATCH($C526,'Shultis Faw'!$A$2:$A$26,1)+1)-INDEX('Shultis Faw'!$A$2:$A$26,MATCH($C526,'Shultis Faw'!$A$2:$A$26,1))),$C526*'Shultis Faw'!$C$2/'Shultis Faw'!$A$2)","v":2.0795808},{"$f":"_xlfn.IFNA(INDEX('Shultis Faw'!$D$2:$D$26,MATCH($C526,'Shultis Faw'!$A$2:$A$26,1))+($C526-INDEX('Shultis Faw'!$A$2:$A$26,MATCH($C526,'Shultis Faw'!$A$2:$A$26,1)))*(INDEX('Shultis Faw'!$D$2:$D$26,MATCH($C526,'Shultis Faw'!$A$2:$A$26,1)+1)-INDEX('Shultis Faw'!$D$2:$D$26,MATCH($C526,'Shultis Faw'!$A$2:$A$26,1)))/(INDEX('Shultis Faw'!$A$2:$A$26,MATCH($C526,'Shultis Faw'!$A$2:$A$26,1)+1)-INDEX('Shultis Faw'!$A$2:$A$26,MATCH($C526,'Shultis Faw'!$A$2:$A$26,1))),$C526*'Shultis Faw'!$D$2/'Shultis Faw'!$A$2)","v":1.4164384000000001},{"$f":"_xlfn.IFNA(INDEX('Shultis Faw'!$B$2:$B$26,MATCH($C526,'Shultis Faw'!$A$2:$A$26,1))+($C526-INDEX('Shultis Faw'!$A$2:$A$26,MATCH($C526,'Shultis Faw'!$A$2:$A$26,1)))*(INDEX('Shultis Faw'!$B$2:$B$26,MATCH($C526,'Shultis Faw'!$A$2:$A$26,1)+1)-INDEX('Shultis Faw'!$B$2:$B$26,MATCH($C526,'Shultis Faw'!$A$2:$A$26,1)))/(INDEX('Shultis Faw'!$A$2:$A$26,MATCH($C526,'Shultis Faw'!$A$2:$A$26,1)+1)-INDEX('Shultis Faw'!$A$2:$A$26,MATCH($C526,'Shultis Faw'!$A$2:$A$26,1))),$C526*'Shultis Faw'!$B$2/'Shultis Faw'!$A$2)","v":-8.4573199999999987E-2},{"$f":"_xlfn.IFNA(INDEX('Shultis Faw'!$E$2:$E$26,MATCH($C526,'Shultis Faw'!$A$2:$A$26,1))+($C526-INDEX('Shultis Faw'!$A$2:$A$26,MATCH($C526,'Shultis Faw'!$A$2:$A$26,1)))*(INDEX('Shultis Faw'!$E$2:$E$26,MATCH($C526,'Shultis Faw'!$A$2:$A$26,1)+1)-INDEX('Shultis Faw'!$E$2:$E$26,MATCH($C526,'Shultis Faw'!$A$2:$A$26,1)))/(INDEX('Shultis Faw'!$A$2:$A$26,MATCH($C526,'Shultis Faw'!$A$2:$A$26,1)+1)-INDEX('Shultis Faw'!$A$2:$A$26,MATCH($C526,'Shultis Faw'!$A$2:$A$26,1))),$C526*'Shultis Faw'!$E$2/'Shultis Faw'!$A$2)","v":3.5915039999999995E-2},{"$f":"_xlfn.IFNA(INDEX('Shultis Faw'!$F$2:$F$26,MATCH($C526,'Shultis Faw'!$A$2:$A$26,1))+($C526-INDEX('Shultis Faw'!$A$2:$A$26,MATCH($C526,'Shultis Faw'!$A$2:$A$26,1)))*(INDEX('Shultis Faw'!$F$2:$F$26,MATCH($C526,'Shultis Faw'!$A$2:$A$26,1)+1)-INDEX('Shultis Faw'!$F$2:$F$26,MATCH($C526,'Shultis Faw'!$A$2:$A$26,1)))/(INDEX('Shultis Faw'!$A$2:$A$26,MATCH($C526,'Shultis Faw'!$A$2:$A$26,1)+1)-INDEX('Shultis Faw'!$A$2:$A$26,MATCH($C526,'Shultis Faw'!$A$2:$A$26,1))),$C526*'Shultis Faw'!$F$2/'Shultis Faw'!$A$2)","v":14.262840000000001},{"$f":"J526*(H526*'Externe blootstelling'!$D$23/2)^K526+L526*(TANH(((H526*'Externe blootstelling'!$D$23)/(2*M526))-2)-TANH(-2))/(1-TANH(-2))","v":1.4135100632737232},{"$f":"IF(N526=1,1+(I526-1)*H526*'Externe blootstelling'!$D$23/2,1+(I526-1)*(N526^(H526*'Externe blootstelling'!$D$23/2)-1)/(N526-1))","v":2.1124553217912831},{"$f":"G526*EXP(-H526*'Externe blootstelling'!$D$23/2)*O526","v":2.396815266669322E-5}]
[null," g ",1.0968,1.75488E-13,6.4000000000000006E-6,{"$f":"_xlfn.IFNA(INDEX('hp (pSv cm2)'!$B$2:$B$52,MATCH($C527,'hp (pSv cm2)'!$A$2:$A$52,1))+($C527-INDEX('hp (pSv cm2)'!$A$2:$A$52,MATCH($C527,'hp (pSv cm2)'!$A$2:$A$52,1)))*(INDEX('hp (pSv cm2)'!$B$2:$B$52,MATCH($C527,'hp (pSv cm2)'!$A$2:$A$52,1)+1)-INDEX('hp (pSv cm2)'!$B$2:$B$52,MATCH($C527,'hp (pSv cm2)'!$A$2:$A$52,1)))/(INDEX('hp (pSv cm2)'!$A$2:$A$52,MATCH($C527,'hp (pSv cm2)'!$A$2:$A$52,1)+1)-INDEX('hp (pSv cm2)'!$A$2:$A$52,MATCH($C527,'hp (pSv cm2)'!$A$2:$A$52,1))),$C527*'hp (pSv cm2)'!$B$2/'hp (pSv cm2)'!$A$2)","v":4.8055680000000001},3.07556352E-5,{"$f":"_xlfn.IFNA(0.997*(INDEX('Mass attenuation coefficients'!$B$2:$B$37,MATCH($C527,'Mass attenuation coefficients'!$A$2:$A$37,1))+($C527-INDEX('Mass attenuation coefficients'!$A$2:$A$37,MATCH($C527,'Mass attenuation coefficients'!$A$2:$A$37,1)))*(INDEX('Mass attenuation coefficients'!$B$2:$B$37,MATCH($C527,'Mass attenuation coefficients'!$A$2:$A$37,1)+1)-INDEX('Mass attenuation coefficients'!$B$2:$B$37,MATCH($C527,'Mass attenuation coefficients'!$A$2:$A$37,1)))/(INDEX('Mass attenuation coefficients'!$A$2:$A$37,MATCH($C527,'Mass attenuation coefficients'!$A$2:$A$37,1)+1)-INDEX('Mass attenuation coefficients'!$A$2:$A$37,MATCH($C527,'Mass attenuation coefficients'!$A$2:$A$37,1)))),0.997*$C527*'Mass attenuation coefficients'!$B$2/'Mass attenuation coefficients'!$A$2)","v":6.7616412383999999E-2},{"$f":"_xlfn.IFNA(INDEX('Shultis Faw'!$C$2:$C$26,MATCH($C527,'Shultis Faw'!$A$2:$A$26,1))+($C527-INDEX('Shultis Faw'!$A$2:$A$26,MATCH($C527,'Shultis Faw'!$A$2:$A$26,1)))*(INDEX('Shultis Faw'!$C$2:$C$26,MATCH($C527,'Shultis Faw'!$A$2:$A$26,1)+1)-INDEX('Shultis Faw'!$C$2:$C$26,MATCH($C527,'Shultis Faw'!$A$2:$A$26,1)))/(INDEX('Shultis Faw'!$A$2:$A$26,MATCH($C527,'Shultis Faw'!$A$2:$A$26,1)+1)-INDEX('Shultis Faw'!$A$2:$A$26,MATCH($C527,'Shultis Faw'!$A$2:$A$26,1))),$C527*'Shultis Faw'!$C$2/'Shultis Faw'!$A$2)","v":2.0712496000000002},{"$f":"_xlfn.IFNA(INDEX('Shultis Faw'!$D$2:$D$26,MATCH($C527,'Shultis Faw'!$A$2:$A$26,1))+($C527-INDEX('Shultis Faw'!$A$2:$A$26,MATCH($C527,'Shultis Faw'!$A$2:$A$26,1)))*(INDEX('Shultis Faw'!$D$2:$D$26,MATCH($C527,'Shultis Faw'!$A$2:$A$26,1)+1)-INDEX('Shultis Faw'!$D$2:$D$26,MATCH($C527,'Shultis Faw'!$A$2:$A$26,1)))/(INDEX('Shultis Faw'!$A$2:$A$26,MATCH($C527,'Shultis Faw'!$A$2:$A$26,1)+1)-INDEX('Shultis Faw'!$A$2:$A$26,MATCH($C527,'Shultis Faw'!$A$2:$A$26,1))),$C527*'Shultis Faw'!$D$2/'Shultis Faw'!$A$2)","v":1.4077008},{"$f":"_xlfn.IFNA(INDEX('Shultis Faw'!$B$2:$B$26,MATCH($C527,'Shultis Faw'!$A$2:$A$26,1))+($C527-INDEX('Shultis Faw'!$A$2:$A$26,MATCH($C527,'Shultis Faw'!$A$2:$A$26,1)))*(INDEX('Shultis Faw'!$B$2:$B$26,MATCH($C527,'Shultis Faw'!$A$2:$A$26,1)+1)-INDEX('Shultis Faw'!$B$2:$B$26,MATCH($C527,'Shultis Faw'!$A$2:$A$26,1)))/(INDEX('Shultis Faw'!$A$2:$A$26,MATCH($C527,'Shultis Faw'!$A$2:$A$26,1)+1)-INDEX('Shultis Faw'!$A$2:$A$26,MATCH($C527,'Shultis Faw'!$A$2:$A$26,1))),$C527*'Shultis Faw'!$B$2/'Shultis Faw'!$A$2)","v":-8.29984E-2},{"$f":"_xlfn.IFNA(INDEX('Shultis Faw'!$E$2:$E$26,MATCH($C527,'Shultis Faw'!$A$2:$A$26,1))+($C527-INDEX('Shultis Faw'!$A$2:$A$26,MATCH($C527,'Shultis Faw'!$A$2:$A$26,1)))*(INDEX('Shultis Faw'!$E$2:$E$26,MATCH($C527,'Shultis Faw'!$A$2:$A$26,1)+1)-INDEX('Shultis Faw'!$E$2:$E$26,MATCH($C527,'Shultis Faw'!$A$2:$A$26,1)))/(INDEX('Shultis Faw'!$A$2:$A$26,MATCH($C527,'Shultis Faw'!$A$2:$A$26,1)+1)-INDEX('Shultis Faw'!$A$2:$A$26,MATCH($C527,'Shultis Faw'!$A$2:$A$26,1))),$C527*'Shultis Faw'!$E$2/'Shultis Faw'!$A$2)","v":3.5244480000000002E-2},{"$f":"_xlfn.IFNA(INDEX('Shultis Faw'!$F$2:$F$26,MATCH($C527,'Shultis Faw'!$A$2:$A$26,1))+($C527-INDEX('Shultis Faw'!$A$2:$A$26,MATCH($C527,'Shultis Faw'!$A$2:$A$26,1)))*(INDEX('Shultis Faw'!$F$2:$F$26,MATCH($C527,'Shultis Faw'!$A$2:$A$26,1)+1)-INDEX('Shultis Faw'!$F$2:$F$26,MATCH($C527,'Shultis Faw'!$A$2:$A$26,1)))/(INDEX('Shultis Faw'!$A$2:$A$26,MATCH($C527,'Shultis Faw'!$A$2:$A$26,1)+1)-INDEX('Shultis Faw'!$A$2:$A$26,MATCH($C527,'Shultis Faw'!$A$2:$A$26,1))),$C527*'Shultis Faw'!$F$2/'Shultis Faw'!$A$2)","v":14.278080000000001},{"$f":"J527*(H527*'Externe blootstelling'!$D$23/2)^K527+L527*(TANH(((H527*'Externe blootstelling'!$D$23)/(2*M527))-2)-TANH(-2))/(1-TANH(-2))","v":1.4061455412991282},{"$f":"IF(N527=1,1+(I527-1)*H527*'Externe blootstelling'!$D$23/2,1+(I527-1)*(N527^(H527*'Externe blootstelling'!$D$23/2)-1)/(N527-1))","v":2.0893029978101869},{"$f":"G527*EXP(-H527*'Externe blootstelling'!$D$23/2)*O527","v":2.3304758489186368E-5}]
[null," g ",1.1323099999999999,1.811696E-13,8.3000000000000001E-4,{"$f":"_xlfn.IFNA(INDEX('hp (pSv cm2)'!$B$2:$B$52,MATCH($C528,'hp (pSv cm2)'!$A$2:$A$52,1))+($C528-INDEX('hp (pSv cm2)'!$A$2:$A$52,MATCH($C528,'hp (pSv cm2)'!$A$2:$A$52,1)))*(INDEX('hp (pSv cm2)'!$B$2:$B$52,MATCH($C528,'hp (pSv cm2)'!$A$2:$A$52,1)+1)-INDEX('hp (pSv cm2)'!$B$2:$B$52,MATCH($C528,'hp (pSv cm2)'!$A$2:$A$52,1)))/(INDEX('hp (pSv cm2)'!$A$2:$A$52,MATCH($C528,'hp (pSv cm2)'!$A$2:$A$52,1)+1)-INDEX('hp (pSv cm2)'!$A$2:$A$52,MATCH($C528,'hp (pSv cm2)'!$A$2:$A$52,1))),$C528*'hp (pSv cm2)'!$B$2/'hp (pSv cm2)'!$A$2)","v":4.9213306000000001},4.0847043979999999E-3,{"$f":"_xlfn.IFNA(0.997*(INDEX('Mass attenuation coefficients'!$B$2:$B$37,MATCH($C528,'Mass attenuation coefficients'!$A$2:$A$37,1))+($C528-INDEX('Mass attenuation coefficients'!$A$2:$A$37,MATCH($C528,'Mass attenuation coefficients'!$A$2:$A$37,1)))*(INDEX('Mass attenuation coefficients'!$B$2:$B$37,MATCH($C528,'Mass attenuation coefficients'!$A$2:$A$37,1)+1)-INDEX('Mass attenuation coefficients'!$B$2:$B$37,MATCH($C528,'Mass attenuation coefficients'!$A$2:$A$37,1)))/(INDEX('Mass attenuation coefficients'!$A$2:$A$37,MATCH($C528,'Mass attenuation coefficients'!$A$2:$A$37,1)+1)-INDEX('Mass attenuation coefficients'!$A$2:$A$37,MATCH($C528,'Mass attenuation coefficients'!$A$2:$A$37,1)))),0.997*$C528*'Mass attenuation coefficients'!$B$2/'Mass attenuation coefficients'!$A$2)","v":6.65557244228E-2},{"$f":"_xlfn.IFNA(INDEX('Shultis Faw'!$C$2:$C$26,MATCH($C528,'Shultis Faw'!$A$2:$A$26,1))+($C528-INDEX('Shultis Faw'!$A$2:$A$26,MATCH($C528,'Shultis Faw'!$A$2:$A$26,1)))*(INDEX('Shultis Faw'!$C$2:$C$26,MATCH($C528,'Shultis Faw'!$A$2:$A$26,1)+1)-INDEX('Shultis Faw'!$C$2:$C$26,MATCH($C528,'Shultis Faw'!$A$2:$A$26,1)))/(INDEX('Shultis Faw'!$A$2:$A$26,MATCH($C528,'Shultis Faw'!$A$2:$A$26,1)+1)-INDEX('Shultis Faw'!$A$2:$A$26,MATCH($C528,'Shultis Faw'!$A$2:$A$26,1))),$C528*'Shultis Faw'!$C$2/'Shultis Faw'!$A$2)","v":2.0596023200000002},{"$f":"_xlfn.IFNA(INDEX('Shultis Faw'!$D$2:$D$26,MATCH($C528,'Shultis Faw'!$A$2:$A$26,1))+($C528-INDEX('Shultis Faw'!$A$2:$A$26,MATCH($C528,'Shultis Faw'!$A$2:$A$26,1)))*(INDEX('Shultis Faw'!$D$2:$D$26,MATCH($C528,'Shultis Faw'!$A$2:$A$26,1)+1)-INDEX('Shultis Faw'!$D$2:$D$26,MATCH($C528,'Shultis Faw'!$A$2:$A$26,1)))/(INDEX('Shultis Faw'!$A$2:$A$26,MATCH($C528,'Shultis Faw'!$A$2:$A$26,1)+1)-INDEX('Shultis Faw'!$A$2:$A$26,MATCH($C528,'Shultis Faw'!$A$2:$A$26,1))),$C528*'Shultis Faw'!$D$2/'Shultis Faw'!$A$2)","v":1.3954853600000001},{"$f":"_xlfn.IFNA(INDEX('Shultis Faw'!$B$2:$B$26,MATCH($C528,'Shultis Faw'!$A$2:$A$26,1))+($C528-INDEX('Shultis Faw'!$A$2:$A$26,MATCH($C528,'Shultis Faw'!$A$2:$A$26,1)))*(INDEX('Shultis Faw'!$B$2:$B$26,MATCH($C528,'Shultis Faw'!$A$2:$A$26,1)+1)-INDEX('Shultis Faw'!$B$2:$B$26,MATCH($C528,'Shultis Faw'!$A$2:$A$26,1)))/(INDEX('Shultis Faw'!$A$2:$A$26,MATCH($C528,'Shultis Faw'!$A$2:$A$26,1)+1)-INDEX('Shultis Faw'!$A$2:$A$26,MATCH($C528,'Shultis Faw'!$A$2:$A$26,1))),$C528*'Shultis Faw'!$B$2/'Shultis Faw'!$A$2)","v":-8.0796779999999999E-2},{"$f":"_xlfn.IFNA(INDEX('Shultis Faw'!$E$2:$E$26,MATCH($C528,'Shultis Faw'!$A$2:$A$26,1))+($C528-INDEX('Shultis Faw'!$A$2:$A$26,MATCH($C528,'Shultis Faw'!$A$2:$A$26,1)))*(INDEX('Shultis Faw'!$E$2:$E$26,MATCH($C528,'Shultis Faw'!$A$2:$A$26,1)+1)-INDEX('Shultis Faw'!$E$2:$E$26,MATCH($C528,'Shultis Faw'!$A$2:$A$26,1)))/(INDEX('Shultis Faw'!$A$2:$A$26,MATCH($C528,'Shultis Faw'!$A$2:$A$26,1)+1)-INDEX('Shultis Faw'!$A$2:$A$26,MATCH($C528,'Shultis Faw'!$A$2:$A$26,1))),$C528*'Shultis Faw'!$E$2/'Shultis Faw'!$A$2)","v":3.4307016000000003E-2},{"$f":"_xlfn.IFNA(INDEX('Shultis Faw'!$F$2:$F$26,MATCH($C528,'Shultis Faw'!$A$2:$A$26,1))+($C528-INDEX('Shultis Faw'!$A$2:$A$26,MATCH($C528,'Shultis Faw'!$A$2:$A$26,1)))*(INDEX('Shultis Faw'!$F$2:$F$26,MATCH($C528,'Shultis Faw'!$A$2:$A$26,1)+1)-INDEX('Shultis Faw'!$F$2:$F$26,MATCH($C528,'Shultis Faw'!$A$2:$A$26,1)))/(INDEX('Shultis Faw'!$A$2:$A$26,MATCH($C528,'Shultis Faw'!$A$2:$A$26,1)+1)-INDEX('Shultis Faw'!$A$2:$A$26,MATCH($C528,'Shultis Faw'!$A$2:$A$26,1))),$C528*'Shultis Faw'!$F$2/'Shultis Faw'!$A$2)","v":14.299386},{"$f":"J528*(H528*'Externe blootstelling'!$D$23/2)^K528+L528*(TANH(((H528*'Externe blootstelling'!$D$23)/(2*M528))-2)-TANH(-2))/(1-TANH(-2))","v":1.3957653794148754},{"$f":"IF(N528=1,1+(I528-1)*H528*'Externe blootstelling'!$D$23/2,1+(I528-1)*(N528^(H528*'Externe blootstelling'!$D$23/2)-1)/(N528-1))","v":2.0575292844780151},{"$f":"G528*EXP(-H528*'Externe blootstelling'!$D$23/2)*O528","v":3.0969550383182914E-3}]
[null," g ",1.1496999999999999,1.8395199999999998E-13,1.4999999999999999E-4,{"$f":"_xlfn.IFNA(INDEX('hp (pSv cm2)'!$B$2:$B$52,MATCH($C529,'hp (pSv cm2)'!$A$2:$A$52,1))+($C529-INDEX('hp (pSv cm2)'!$A$2:$A$52,MATCH($C529,'hp (pSv cm2)'!$A$2:$A$52,1)))*(INDEX('hp (pSv cm2)'!$B$2:$B$52,MATCH($C529,'hp (pSv cm2)'!$A$2:$A$52,1)+1)-INDEX('hp (pSv cm2)'!$B$2:$B$52,MATCH($C529,'hp (pSv cm2)'!$A$2:$A$52,1)))/(INDEX('hp (pSv cm2)'!$A$2:$A$52,MATCH($C529,'hp (pSv cm2)'!$A$2:$A$52,1)+1)-INDEX('hp (pSv cm2)'!$A$2:$A$52,MATCH($C529,'hp (pSv cm2)'!$A$2:$A$52,1))),$C529*'hp (pSv cm2)'!$B$2/'hp (pSv cm2)'!$A$2)","v":4.9780220000000002},7.4670329999999992E-4,{"$f":"_xlfn.IFNA(0.997*(INDEX('Mass attenuation coefficients'!$B$2:$B$37,MATCH($C529,'Mass attenuation coefficients'!$A$2:$A$37,1))+($C529-INDEX('Mass attenuation coefficients'!$A$2:$A$37,MATCH($C529,'Mass attenuation coefficients'!$A$2:$A$37,1)))*(INDEX('Mass attenuation coefficients'!$B$2:$B$37,MATCH($C529,'Mass attenuation coefficients'!$A$2:$A$37,1)+1)-INDEX('Mass attenuation coefficients'!$B$2:$B$37,MATCH($C529,'Mass attenuation coefficients'!$A$2:$A$37,1)))/(INDEX('Mass attenuation coefficients'!$A$2:$A$37,MATCH($C529,'Mass attenuation coefficients'!$A$2:$A$37,1)+1)-INDEX('Mass attenuation coefficients'!$A$2:$A$37,MATCH($C529,'Mass attenuation coefficients'!$A$2:$A$37,1)))),0.997*$C529*'Mass attenuation coefficients'!$B$2/'Mass attenuation coefficients'!$A$2)","v":6.6036283035999996E-2},{"$f":"_xlfn.IFNA(INDEX('Shultis Faw'!$C$2:$C$26,MATCH($C529,'Shultis Faw'!$A$2:$A$26,1))+($C529-INDEX('Shultis Faw'!$A$2:$A$26,MATCH($C529,'Shultis Faw'!$A$2:$A$26,1)))*(INDEX('Shultis Faw'!$C$2:$C$26,MATCH($C529,'Shultis Faw'!$A$2:$A$26,1)+1)-INDEX('Shultis Faw'!$C$2:$C$26,MATCH($C529,'Shultis Faw'!$A$2:$A$26,1)))/(INDEX('Shultis Faw'!$A$2:$A$26,MATCH($C529,'Shultis Faw'!$A$2:$A$26,1)+1)-INDEX('Shultis Faw'!$A$2:$A$26,MATCH($C529,'Shultis Faw'!$A$2:$A$26,1))),$C529*'Shultis Faw'!$C$2/'Shultis Faw'!$A$2)","v":2.0538984},{"$f":"_xlfn.IFNA(INDEX('Shultis Faw'!$D$2:$D$26,MATCH($C529,'Shultis Faw'!$A$2:$A$26,1))+($C529-INDEX('Shultis Faw'!$A$2:$A$26,MATCH($C529,'Shultis Faw'!$A$2:$A$26,1)))*(INDEX('Shultis Faw'!$D$2:$D$26,MATCH($C529,'Shultis Faw'!$A$2:$A$26,1)+1)-INDEX('Shultis Faw'!$D$2:$D$26,MATCH($C529,'Shultis Faw'!$A$2:$A$26,1)))/(INDEX('Shultis Faw'!$A$2:$A$26,MATCH($C529,'Shultis Faw'!$A$2:$A$26,1)+1)-INDEX('Shultis Faw'!$A$2:$A$26,MATCH($C529,'Shultis Faw'!$A$2:$A$26,1))),$C529*'Shultis Faw'!$D$2/'Shultis Faw'!$A$2)","v":1.3895032},{"$f":"_xlfn.IFNA(INDEX('Shultis Faw'!$B$2:$B$26,MATCH($C529,'Shultis Faw'!$A$2:$A$26,1))+($C529-INDEX('Shultis Faw'!$A$2:$A$26,MATCH($C529,'Shultis Faw'!$A$2:$A$26,1)))*(INDEX('Shultis Faw'!$B$2:$B$26,MATCH($C529,'Shultis Faw'!$A$2:$A$26,1)+1)-INDEX('Shultis Faw'!$B$2:$B$26,MATCH($C529,'Shultis Faw'!$A$2:$A$26,1)))/(INDEX('Shultis Faw'!$A$2:$A$26,MATCH($C529,'Shultis Faw'!$A$2:$A$26,1)+1)-INDEX('Shultis Faw'!$A$2:$A$26,MATCH($C529,'Shultis Faw'!$A$2:$A$26,1))),$C529*'Shultis Faw'!$B$2/'Shultis Faw'!$A$2)","v":-7.9718600000000001E-2},{"$f":"_xlfn.IFNA(INDEX('Shultis Faw'!$E$2:$E$26,MATCH($C529,'Shultis Faw'!$A$2:$A$26,1))+($C529-INDEX('Shultis Faw'!$A$2:$A$26,MATCH($C529,'Shultis Faw'!$A$2:$A$26,1)))*(INDEX('Shultis Faw'!$E$2:$E$26,MATCH($C529,'Shultis Faw'!$A$2:$A$26,1)+1)-INDEX('Shultis Faw'!$E$2:$E$26,MATCH($C529,'Shultis Faw'!$A$2:$A$26,1)))/(INDEX('Shultis Faw'!$A$2:$A$26,MATCH($C529,'Shultis Faw'!$A$2:$A$26,1)+1)-INDEX('Shultis Faw'!$A$2:$A$26,MATCH($C529,'Shultis Faw'!$A$2:$A$26,1))),$C529*'Shultis Faw'!$E$2/'Shultis Faw'!$A$2)","v":3.3847920000000004E-2},{"$f":"_xlfn.IFNA(INDEX('Shultis Faw'!$F$2:$F$26,MATCH($C529,'Shultis Faw'!$A$2:$A$26,1))+($C529-INDEX('Shultis Faw'!$A$2:$A$26,MATCH($C529,'Shultis Faw'!$A$2:$A$26,1)))*(INDEX('Shultis Faw'!$F$2:$F$26,MATCH($C529,'Shultis Faw'!$A$2:$A$26,1)+1)-INDEX('Shultis Faw'!$F$2:$F$26,MATCH($C529,'Shultis Faw'!$A$2:$A$26,1)))/(INDEX('Shultis Faw'!$A$2:$A$26,MATCH($C529,'Shultis Faw'!$A$2:$A$26,1)+1)-INDEX('Shultis Faw'!$A$2:$A$26,MATCH($C529,'Shultis Faw'!$A$2:$A$26,1))),$C529*'Shultis Faw'!$F$2/'Shultis Faw'!$A$2)","v":14.30982},{"$f":"J529*(H529*'Externe blootstelling'!$D$23/2)^K529+L529*(TANH(((H529*'Externe blootstelling'!$D$23)/(2*M529))-2)-TANH(-2))/(1-TANH(-2))","v":1.3906461444145528},{"$f":"IF(N529=1,1+(I529-1)*H529*'Externe blootstelling'!$D$23/2,1+(I529-1)*(N529^(H529*'Externe blootstelling'!$D$23/2)-1)/(N529-1))","v":2.0422179318987173},{"$f":"G529*EXP(-H529*'Externe blootstelling'!$D$23/2)*O529","v":5.6632046509011717E-4}]
[null," g ",1.1505000000000001,1.8407999999999998E-13,1.4999999999999999E-4,{"$f":"_xlfn.IFNA(INDEX('hp (pSv cm2)'!$B$2:$B$52,MATCH($C530,'hp (pSv cm2)'!$A$2:$A$52,1))+($C530-INDEX('hp (pSv cm2)'!$A$2:$A$52,MATCH($C530,'hp (pSv cm2)'!$A$2:$A$52,1)))*(INDEX('hp (pSv cm2)'!$B$2:$B$52,MATCH($C530,'hp (pSv cm2)'!$A$2:$A$52,1)+1)-INDEX('hp (pSv cm2)'!$B$2:$B$52,MATCH($C530,'hp (pSv cm2)'!$A$2:$A$52,1)))/(INDEX('hp (pSv cm2)'!$A$2:$A$52,MATCH($C530,'hp (pSv cm2)'!$A$2:$A$52,1)+1)-INDEX('hp (pSv cm2)'!$A$2:$A$52,MATCH($C530,'hp (pSv cm2)'!$A$2:$A$52,1))),$C530*'hp (pSv cm2)'!$B$2/'hp (pSv cm2)'!$A$2)","v":4.9806300000000006},7.4709449999999997E-4,{"$f":"_xlfn.IFNA(0.997*(INDEX('Mass attenuation coefficients'!$B$2:$B$37,MATCH($C530,'Mass attenuation coefficients'!$A$2:$A$37,1))+($C530-INDEX('Mass attenuation coefficients'!$A$2:$A$37,MATCH($C530,'Mass attenuation coefficients'!$A$2:$A$37,1)))*(INDEX('Mass attenuation coefficients'!$B$2:$B$37,MATCH($C530,'Mass attenuation coefficients'!$A$2:$A$37,1)+1)-INDEX('Mass attenuation coefficients'!$B$2:$B$37,MATCH($C530,'Mass attenuation coefficients'!$A$2:$A$37,1)))/(INDEX('Mass attenuation coefficients'!$A$2:$A$37,MATCH($C530,'Mass attenuation coefficients'!$A$2:$A$37,1)+1)-INDEX('Mass attenuation coefficients'!$A$2:$A$37,MATCH($C530,'Mass attenuation coefficients'!$A$2:$A$37,1)))),0.997*$C530*'Mass attenuation coefficients'!$B$2/'Mass attenuation coefficients'!$A$2)","v":6.6012386940000001E-2},{"$f":"_xlfn.IFNA(INDEX('Shultis Faw'!$C$2:$C$26,MATCH($C530,'Shultis Faw'!$A$2:$A$26,1))+($C530-INDEX('Shultis Faw'!$A$2:$A$26,MATCH($C530,'Shultis Faw'!$A$2:$A$26,1)))*(INDEX('Shultis Faw'!$C$2:$C$26,MATCH($C530,'Shultis Faw'!$A$2:$A$26,1)+1)-INDEX('Shultis Faw'!$C$2:$C$26,MATCH($C530,'Shultis Faw'!$A$2:$A$26,1)))/(INDEX('Shultis Faw'!$A$2:$A$26,MATCH($C530,'Shultis Faw'!$A$2:$A$26,1)+1)-INDEX('Shultis Faw'!$A$2:$A$26,MATCH($C530,'Shultis Faw'!$A$2:$A$26,1))),$C530*'Shultis Faw'!$C$2/'Shultis Faw'!$A$2)","v":2.053636},{"$f":"_xlfn.IFNA(INDEX('Shultis Faw'!$D$2:$D$26,MATCH($C530,'Shultis Faw'!$A$2:$A$26,1))+($C530-INDEX('Shultis Faw'!$A$2:$A$26,MATCH($C530,'Shultis Faw'!$A$2:$A$26,1)))*(INDEX('Shultis Faw'!$D$2:$D$26,MATCH($C530,'Shultis Faw'!$A$2:$A$26,1)+1)-INDEX('Shultis Faw'!$D$2:$D$26,MATCH($C530,'Shultis Faw'!$A$2:$A$26,1)))/(INDEX('Shultis Faw'!$A$2:$A$26,MATCH($C530,'Shultis Faw'!$A$2:$A$26,1)+1)-INDEX('Shultis Faw'!$A$2:$A$26,MATCH($C530,'Shultis Faw'!$A$2:$A$26,1))),$C530*'Shultis Faw'!$D$2/'Shultis Faw'!$A$2)","v":1.3892279999999999},{"$f":"_xlfn.IFNA(INDEX('Shultis Faw'!$B$2:$B$26,MATCH($C530,'Shultis Faw'!$A$2:$A$26,1))+($C530-INDEX('Shultis Faw'!$A$2:$A$26,MATCH($C530,'Shultis Faw'!$A$2:$A$26,1)))*(INDEX('Shultis Faw'!$B$2:$B$26,MATCH($C530,'Shultis Faw'!$A$2:$A$26,1)+1)-INDEX('Shultis Faw'!$B$2:$B$26,MATCH($C530,'Shultis Faw'!$A$2:$A$26,1)))/(INDEX('Shultis Faw'!$A$2:$A$26,MATCH($C530,'Shultis Faw'!$A$2:$A$26,1)+1)-INDEX('Shultis Faw'!$A$2:$A$26,MATCH($C530,'Shultis Faw'!$A$2:$A$26,1))),$C530*'Shultis Faw'!$B$2/'Shultis Faw'!$A$2)","v":-7.966899999999999E-2},{"$f":"_xlfn.IFNA(INDEX('Shultis Faw'!$E$2:$E$26,MATCH($C530,'Shultis Faw'!$A$2:$A$26,1))+($C530-INDEX('Shultis Faw'!$A$2:$A$26,MATCH($C530,'Shultis Faw'!$A$2:$A$26,1)))*(INDEX('Shultis Faw'!$E$2:$E$26,MATCH($C530,'Shultis Faw'!$A$2:$A$26,1)+1)-INDEX('Shultis Faw'!$E$2:$E$26,MATCH($C530,'Shultis Faw'!$A$2:$A$26,1)))/(INDEX('Shultis Faw'!$A$2:$A$26,MATCH($C530,'Shultis Faw'!$A$2:$A$26,1)+1)-INDEX('Shultis Faw'!$A$2:$A$26,MATCH($C530,'Shultis Faw'!$A$2:$A$26,1))),$C530*'Shultis Faw'!$E$2/'Shultis Faw'!$A$2)","v":3.3826799999999997E-2},{"$f":"_xlfn.IFNA(INDEX('Shultis Faw'!$F$2:$F$26,MATCH($C530,'Shultis Faw'!$A$2:$A$26,1))+($C530-INDEX('Shultis Faw'!$A$2:$A$26,MATCH($C530,'Shultis Faw'!$A$2:$A$26,1)))*(INDEX('Shultis Faw'!$F$2:$F$26,MATCH($C530,'Shultis Faw'!$A$2:$A$26,1)+1)-INDEX('Shultis Faw'!$F$2:$F$26,MATCH($C530,'Shultis Faw'!$A$2:$A$26,1)))/(INDEX('Shultis Faw'!$A$2:$A$26,MATCH($C530,'Shultis Faw'!$A$2:$A$26,1)+1)-INDEX('Shultis Faw'!$A$2:$A$26,MATCH($C530,'Shultis Faw'!$A$2:$A$26,1))),$C530*'Shultis Faw'!$F$2/'Shultis Faw'!$A$2)","v":14.3103},{"$f":"J530*(H530*'Externe blootstelling'!$D$23/2)^K530+L530*(TANH(((H530*'Externe blootstelling'!$D$23)/(2*M530))-2)-TANH(-2))/(1-TANH(-2))","v":1.3904100750445805},{"$f":"IF(N530=1,1+(I530-1)*H530*'Externe blootstelling'!$D$23/2,1+(I530-1)*(N530^(H530*'Externe blootstelling'!$D$23/2)-1)/(N530-1))","v":2.0415174543089276},{"$f":"G530*EXP(-H530*'Externe blootstelling'!$D$23/2)*O530","v":5.6662587899632209E-4}]
[null," g ",1.1745699999999999,1.879312E-13,1.7999999999999998E-4,{"$f":"_xlfn.IFNA(INDEX('hp (pSv cm2)'!$B$2:$B$52,MATCH($C531,'hp (pSv cm2)'!$A$2:$A$52,1))+($C531-INDEX('hp (pSv cm2)'!$A$2:$A$52,MATCH($C531,'hp (pSv cm2)'!$A$2:$A$52,1)))*(INDEX('hp (pSv cm2)'!$B$2:$B$52,MATCH($C531,'hp (pSv cm2)'!$A$2:$A$52,1)+1)-INDEX('hp (pSv cm2)'!$B$2:$B$52,MATCH($C531,'hp (pSv cm2)'!$A$2:$A$52,1)))/(INDEX('hp (pSv cm2)'!$A$2:$A$52,MATCH($C531,'hp (pSv cm2)'!$A$2:$A$52,1)+1)-INDEX('hp (pSv cm2)'!$A$2:$A$52,MATCH($C531,'hp (pSv cm2)'!$A$2:$A$52,1))),$C531*'hp (pSv cm2)'!$B$2/'hp (pSv cm2)'!$A$2)","v":5.0590982000000002},9.1063767599999996E-4,{"$f":"_xlfn.IFNA(0.997*(INDEX('Mass attenuation coefficients'!$B$2:$B$37,MATCH($C531,'Mass attenuation coefficients'!$A$2:$A$37,1))+($C531-INDEX('Mass attenuation coefficients'!$A$2:$A$37,MATCH($C531,'Mass attenuation coefficients'!$A$2:$A$37,1)))*(INDEX('Mass attenuation coefficients'!$B$2:$B$37,MATCH($C531,'Mass attenuation coefficients'!$A$2:$A$37,1)+1)-INDEX('Mass attenuation coefficients'!$B$2:$B$37,MATCH($C531,'Mass attenuation coefficients'!$A$2:$A$37,1)))/(INDEX('Mass attenuation coefficients'!$A$2:$A$37,MATCH($C531,'Mass attenuation coefficients'!$A$2:$A$37,1)+1)-INDEX('Mass attenuation coefficients'!$A$2:$A$37,MATCH($C531,'Mass attenuation coefficients'!$A$2:$A$37,1)))),0.997*$C531*'Mass attenuation coefficients'!$B$2/'Mass attenuation coefficients'!$A$2)","v":6.5293413151599991E-2},{"$f":"_xlfn.IFNA(INDEX('Shultis Faw'!$C$2:$C$26,MATCH($C531,'Shultis Faw'!$A$2:$A$26,1))+($C531-INDEX('Shultis Faw'!$A$2:$A$26,MATCH($C531,'Shultis Faw'!$A$2:$A$26,1)))*(INDEX('Shultis Faw'!$C$2:$C$26,MATCH($C531,'Shultis Faw'!$A$2:$A$26,1)+1)-INDEX('Shultis Faw'!$C$2:$C$26,MATCH($C531,'Shultis Faw'!$A$2:$A$26,1)))/(INDEX('Shultis Faw'!$A$2:$A$26,MATCH($C531,'Shultis Faw'!$A$2:$A$26,1)+1)-INDEX('Shultis Faw'!$A$2:$A$26,MATCH($C531,'Shultis Faw'!$A$2:$A$26,1))),$C531*'Shultis Faw'!$C$2/'Shultis Faw'!$A$2)","v":2.0457410400000002},{"$f":"_xlfn.IFNA(INDEX('Shultis Faw'!$D$2:$D$26,MATCH($C531,'Shultis Faw'!$A$2:$A$26,1))+($C531-INDEX('Shultis Faw'!$A$2:$A$26,MATCH($C531,'Shultis Faw'!$A$2:$A$26,1)))*(INDEX('Shultis Faw'!$D$2:$D$26,MATCH($C531,'Shultis Faw'!$A$2:$A$26,1)+1)-INDEX('Shultis Faw'!$D$2:$D$26,MATCH($C531,'Shultis Faw'!$A$2:$A$26,1)))/(INDEX('Shultis Faw'!$A$2:$A$26,MATCH($C531,'Shultis Faw'!$A$2:$A$26,1)+1)-INDEX('Shultis Faw'!$A$2:$A$26,MATCH($C531,'Shultis Faw'!$A$2:$A$26,1))),$C531*'Shultis Faw'!$D$2/'Shultis Faw'!$A$2)","v":1.3809479200000001},{"$f":"_xlfn.IFNA(INDEX('Shultis Faw'!$B$2:$B$26,MATCH($C531,'Shultis Faw'!$A$2:$A$26,1))+($C531-INDEX('Shultis Faw'!$A$2:$A$26,MATCH($C531,'Shultis Faw'!$A$2:$A$26,1)))*(INDEX('Shultis Faw'!$B$2:$B$26,MATCH($C531,'Shultis Faw'!$A$2:$A$26,1)+1)-INDEX('Shultis Faw'!$B$2:$B$26,MATCH($C531,'Shultis Faw'!$A$2:$A$26,1)))/(INDEX('Shultis Faw'!$A$2:$A$26,MATCH($C531,'Shultis Faw'!$A$2:$A$26,1)+1)-INDEX('Shultis Faw'!$A$2:$A$26,MATCH($C531,'Shultis Faw'!$A$2:$A$26,1))),$C531*'Shultis Faw'!$B$2/'Shultis Faw'!$A$2)","v":-7.8176660000000009E-2},{"$f":"_xlfn.IFNA(INDEX('Shultis Faw'!$E$2:$E$26,MATCH($C531,'Shultis Faw'!$A$2:$A$26,1))+($C531-INDEX('Shultis Faw'!$A$2:$A$26,MATCH($C531,'Shultis Faw'!$A$2:$A$26,1)))*(INDEX('Shultis Faw'!$E$2:$E$26,MATCH($C531,'Shultis Faw'!$A$2:$A$26,1)+1)-INDEX('Shultis Faw'!$E$2:$E$26,MATCH($C531,'Shultis Faw'!$A$2:$A$26,1)))/(INDEX('Shultis Faw'!$A$2:$A$26,MATCH($C531,'Shultis Faw'!$A$2:$A$26,1)+1)-INDEX('Shultis Faw'!$A$2:$A$26,MATCH($C531,'Shultis Faw'!$A$2:$A$26,1))),$C531*'Shultis Faw'!$E$2/'Shultis Faw'!$A$2)","v":3.3191352E-2},{"$f":"_xlfn.IFNA(INDEX('Shultis Faw'!$F$2:$F$26,MATCH($C531,'Shultis Faw'!$A$2:$A$26,1))+($C531-INDEX('Shultis Faw'!$A$2:$A$26,MATCH($C531,'Shultis Faw'!$A$2:$A$26,1)))*(INDEX('Shultis Faw'!$F$2:$F$26,MATCH($C531,'Shultis Faw'!$A$2:$A$26,1)+1)-INDEX('Shultis Faw'!$F$2:$F$26,MATCH($C531,'Shultis Faw'!$A$2:$A$26,1)))/(INDEX('Shultis Faw'!$A$2:$A$26,MATCH($C531,'Shultis Faw'!$A$2:$A$26,1)+1)-INDEX('Shultis Faw'!$A$2:$A$26,MATCH($C531,'Shultis Faw'!$A$2:$A$26,1))),$C531*'Shultis Faw'!$F$2/'Shultis Faw'!$A$2)","v":14.324742000000001},{"$f":"J531*(H531*'Externe blootstelling'!$D$23/2)^K531+L531*(TANH(((H531*'Externe blootstelling'!$D$23)/(2*M531))-2)-TANH(-2))/(1-TANH(-2))","v":1.3832840241303481},{"$f":"IF(N531=1,1+(I531-1)*H531*'Externe blootstelling'!$D$23/2,1+(I531-1)*(N531^(H531*'Externe blootstelling'!$D$23/2)-1)/(N531-1))","v":2.0206008833908693},{"$f":"G531*EXP(-H531*'Externe blootstelling'!$D$23/2)*O531","v":6.9099931599635634E-4}]
[null," g ",1.19184,1.9069439999999998E-13,1.34E-4,{"$f":"_xlfn.IFNA(INDEX('hp (pSv cm2)'!$B$2:$B$52,MATCH($C532,'hp (pSv cm2)'!$A$2:$A$52,1))+($C532-INDEX('hp (pSv cm2)'!$A$2:$A$52,MATCH($C532,'hp (pSv cm2)'!$A$2:$A$52,1)))*(INDEX('hp (pSv cm2)'!$B$2:$B$52,MATCH($C532,'hp (pSv cm2)'!$A$2:$A$52,1)+1)-INDEX('hp (pSv cm2)'!$B$2:$B$52,MATCH($C532,'hp (pSv cm2)'!$A$2:$A$52,1)))/(INDEX('hp (pSv cm2)'!$A$2:$A$52,MATCH($C532,'hp (pSv cm2)'!$A$2:$A$52,1)+1)-INDEX('hp (pSv cm2)'!$A$2:$A$52,MATCH($C532,'hp (pSv cm2)'!$A$2:$A$52,1))),$C532*'hp (pSv cm2)'!$B$2/'hp (pSv cm2)'!$A$2)","v":5.1153984000000001},{"$f":"F532*E532","v":6.8546338560000004E-4},{"$f":"_xlfn.IFNA(0.997*(INDEX('Mass attenuation coefficients'!$B$2:$B$37,MATCH($C532,'Mass attenuation coefficients'!$A$2:$A$37,1))+($C532-INDEX('Mass attenuation coefficients'!$A$2:$A$37,MATCH($C532,'Mass attenuation coefficients'!$A$2:$A$37,1)))*(INDEX('Mass attenuation coefficients'!$B$2:$B$37,MATCH($C532,'Mass attenuation coefficients'!$A$2:$A$37,1)+1)-INDEX('Mass attenuation coefficients'!$B$2:$B$37,MATCH($C532,'Mass attenuation coefficients'!$A$2:$A$37,1)))/(INDEX('Mass attenuation coefficients'!$A$2:$A$37,MATCH($C532,'Mass attenuation coefficients'!$A$2:$A$37,1)+1)-INDEX('Mass attenuation coefficients'!$A$2:$A$37,MATCH($C532,'Mass attenuation coefficients'!$A$2:$A$37,1)))),0.997*$C532*'Mass attenuation coefficients'!$B$2/'Mass attenuation coefficients'!$A$2)","v":6.4777556179200002E-2},{"$f":"_xlfn.IFNA(INDEX('Shultis Faw'!$C$2:$C$26,MATCH($C532,'Shultis Faw'!$A$2:$A$26,1))+($C532-INDEX('Shultis Faw'!$A$2:$A$26,MATCH($C532,'Shultis Faw'!$A$2:$A$26,1)))*(INDEX('Shultis Faw'!$C$2:$C$26,MATCH($C532,'Shultis Faw'!$A$2:$A$26,1)+1)-INDEX('Shultis Faw'!$C$2:$C$26,MATCH($C532,'Shultis Faw'!$A$2:$A$26,1)))/(INDEX('Shultis Faw'!$A$2:$A$26,MATCH($C532,'Shultis Faw'!$A$2:$A$26,1)+1)-INDEX('Shultis Faw'!$A$2:$A$26,MATCH($C532,'Shultis Faw'!$A$2:$A$26,1))),$C532*'Shultis Faw'!$C$2/'Shultis Faw'!$A$2)","v":2.0400764800000002},{"$f":"_xlfn.IFNA(INDEX('Shultis Faw'!$D$2:$D$26,MATCH($C532,'Shultis Faw'!$A$2:$A$26,1))+($C532-INDEX('Shultis Faw'!$A$2:$A$26,MATCH($C532,'Shultis Faw'!$A$2:$A$26,1)))*(INDEX('Shultis Faw'!$D$2:$D$26,MATCH($C532,'Shultis Faw'!$A$2:$A$26,1)+1)-INDEX('Shultis Faw'!$D$2:$D$26,MATCH($C532,'Shultis Faw'!$A$2:$A$26,1)))/(INDEX('Shultis Faw'!$A$2:$A$26,MATCH($C532,'Shultis Faw'!$A$2:$A$26,1)+1)-INDEX('Shultis Faw'!$A$2:$A$26,MATCH($C532,'Shultis Faw'!$A$2:$A$26,1))),$C532*'Shultis Faw'!$D$2/'Shultis Faw'!$A$2)","v":1.3750070400000001},{"$f":"_xlfn.IFNA(INDEX('Shultis Faw'!$B$2:$B$26,MATCH($C532,'Shultis Faw'!$A$2:$A$26,1))+($C532-INDEX('Shultis Faw'!$A$2:$A$26,MATCH($C532,'Shultis Faw'!$A$2:$A$26,1)))*(INDEX('Shultis Faw'!$B$2:$B$26,MATCH($C532,'Shultis Faw'!$A$2:$A$26,1)+1)-INDEX('Shultis Faw'!$B$2:$B$26,MATCH($C532,'Shultis Faw'!$A$2:$A$26,1)))/(INDEX('Shultis Faw'!$A$2:$A$26,MATCH($C532,'Shultis Faw'!$A$2:$A$26,1)+1)-INDEX('Shultis Faw'!$A$2:$A$26,MATCH($C532,'Shultis Faw'!$A$2:$A$26,1))),$C532*'Shultis Faw'!$B$2/'Shultis Faw'!$A$2)","v":-7.7105919999999994E-2},{"$f":"_xlfn.IFNA(INDEX('Shultis Faw'!$E$2:$E$26,MATCH($C532,'Shultis Faw'!$A$2:$A$26,1))+($C532-INDEX('Shultis Faw'!$A$2:$A$26,MATCH($C532,'Shultis Faw'!$A$2:$A$26,1)))*(INDEX('Shultis Faw'!$E$2:$E$26,MATCH($C532,'Shultis Faw'!$A$2:$A$26,1)+1)-INDEX('Shultis Faw'!$E$2:$E$26,MATCH($C532,'Shultis Faw'!$A$2:$A$26,1)))/(INDEX('Shultis Faw'!$A$2:$A$26,MATCH($C532,'Shultis Faw'!$A$2:$A$26,1)+1)-INDEX('Shultis Faw'!$A$2:$A$26,MATCH($C532,'Shultis Faw'!$A$2:$A$26,1))),$C532*'Shultis Faw'!$E$2/'Shultis Faw'!$A$2)","v":3.2735423999999999E-2},{"$f":"_xlfn.IFNA(INDEX('Shultis Faw'!$F$2:$F$26,MATCH($C532,'Shultis Faw'!$A$2:$A$26,1))+($C532-INDEX('Shultis Faw'!$A$2:$A$26,MATCH($C532,'Shultis Faw'!$A$2:$A$26,1)))*(INDEX('Shultis Faw'!$F$2:$F$26,MATCH($C532,'Shultis Faw'!$A$2:$A$26,1)+1)-INDEX('Shultis Faw'!$F$2:$F$26,MATCH($C532,'Shultis Faw'!$A$2:$A$26,1)))/(INDEX('Shultis Faw'!$A$2:$A$26,MATCH($C532,'Shultis Faw'!$A$2:$A$26,1)+1)-INDEX('Shultis Faw'!$A$2:$A$26,MATCH($C532,'Shultis Faw'!$A$2:$A$26,1))),$C532*'Shultis Faw'!$F$2/'Shultis Faw'!$A$2)","v":14.335103999999999},{"$f":"J532*(H532*'Externe blootstelling'!$D$23/2)^K532+L532*(TANH(((H532*'Externe blootstelling'!$D$23)/(2*M532))-2)-TANH(-2))/(1-TANH(-2))","v":1.3781433522170579},{"$f":"IF(N532=1,1+(I532-1)*H532*'Externe blootstelling'!$D$23/2,1+(I532-1)*(N532^(H532*'Externe blootstelling'!$D$23/2)-1)/(N532-1))","v":2.0057816169587315},{"$f":"G532*EXP(-H532*'Externe blootstelling'!$D$23/2)*O532","v":5.2033121507976353E-4}]
[null," g ",1.2097899999999999,1.9356639999999999E-13,3.0000000000000001E-5,{"$f":"_xlfn.IFNA(INDEX('hp (pSv cm2)'!$B$2:$B$52,MATCH($C533,'hp (pSv cm2)'!$A$2:$A$52,1))+($C533-INDEX('hp (pSv cm2)'!$A$2:$A$52,MATCH($C533,'hp (pSv cm2)'!$A$2:$A$52,1)))*(INDEX('hp (pSv cm2)'!$B$2:$B$52,MATCH($C533,'hp (pSv cm2)'!$A$2:$A$52,1)+1)-INDEX('hp (pSv cm2)'!$B$2:$B$52,MATCH($C533,'hp (pSv cm2)'!$A$2:$A$52,1)))/(INDEX('hp (pSv cm2)'!$A$2:$A$52,MATCH($C533,'hp (pSv cm2)'!$A$2:$A$52,1)+1)-INDEX('hp (pSv cm2)'!$A$2:$A$52,MATCH($C533,'hp (pSv cm2)'!$A$2:$A$52,1))),$C533*'hp (pSv cm2)'!$B$2/'hp (pSv cm2)'!$A$2)","v":5.1739154000000003},1.5521746200000003E-4,{"$f":"_xlfn.IFNA(0.997*(INDEX('Mass attenuation coefficients'!$B$2:$B$37,MATCH($C533,'Mass attenuation coefficients'!$A$2:$A$37,1))+($C533-INDEX('Mass attenuation coefficients'!$A$2:$A$37,MATCH($C533,'Mass attenuation coefficients'!$A$2:$A$37,1)))*(INDEX('Mass attenuation coefficients'!$B$2:$B$37,MATCH($C533,'Mass attenuation coefficients'!$A$2:$A$37,1)+1)-INDEX('Mass attenuation coefficients'!$B$2:$B$37,MATCH($C533,'Mass attenuation coefficients'!$A$2:$A$37,1)))/(INDEX('Mass attenuation coefficients'!$A$2:$A$37,MATCH($C533,'Mass attenuation coefficients'!$A$2:$A$37,1)+1)-INDEX('Mass attenuation coefficients'!$A$2:$A$37,MATCH($C533,'Mass attenuation coefficients'!$A$2:$A$37,1)))),0.997*$C533*'Mass attenuation coefficients'!$B$2/'Mass attenuation coefficients'!$A$2)","v":6.4241387525199992E-2},{"$f":"_xlfn.IFNA(INDEX('Shultis Faw'!$C$2:$C$26,MATCH($C533,'Shultis Faw'!$A$2:$A$26,1))+($C533-INDEX('Shultis Faw'!$A$2:$A$26,MATCH($C533,'Shultis Faw'!$A$2:$A$26,1)))*(INDEX('Shultis Faw'!$C$2:$C$26,MATCH($C533,'Shultis Faw'!$A$2:$A$26,1)+1)-INDEX('Shultis Faw'!$C$2:$C$26,MATCH($C533,'Shultis Faw'!$A$2:$A$26,1)))/(INDEX('Shultis Faw'!$A$2:$A$26,MATCH($C533,'Shultis Faw'!$A$2:$A$26,1)+1)-INDEX('Shultis Faw'!$A$2:$A$26,MATCH($C533,'Shultis Faw'!$A$2:$A$26,1))),$C533*'Shultis Faw'!$C$2/'Shultis Faw'!$A$2)","v":2.0341888800000003},{"$f":"_xlfn.IFNA(INDEX('Shultis Faw'!$D$2:$D$26,MATCH($C533,'Shultis Faw'!$A$2:$A$26,1))+($C533-INDEX('Shultis Faw'!$A$2:$A$26,MATCH($C533,'Shultis Faw'!$A$2:$A$26,1)))*(INDEX('Shultis Faw'!$D$2:$D$26,MATCH($C533,'Shultis Faw'!$A$2:$A$26,1)+1)-INDEX('Shultis Faw'!$D$2:$D$26,MATCH($C533,'Shultis Faw'!$A$2:$A$26,1)))/(INDEX('Shultis Faw'!$A$2:$A$26,MATCH($C533,'Shultis Faw'!$A$2:$A$26,1)+1)-INDEX('Shultis Faw'!$A$2:$A$26,MATCH($C533,'Shultis Faw'!$A$2:$A$26,1))),$C533*'Shultis Faw'!$D$2/'Shultis Faw'!$A$2)","v":1.3688322399999999},{"$f":"_xlfn.IFNA(INDEX('Shultis Faw'!$B$2:$B$26,MATCH($C533,'Shultis Faw'!$A$2:$A$26,1))+($C533-INDEX('Shultis Faw'!$A$2:$A$26,MATCH($C533,'Shultis Faw'!$A$2:$A$26,1)))*(INDEX('Shultis Faw'!$B$2:$B$26,MATCH($C533,'Shultis Faw'!$A$2:$A$26,1)+1)-INDEX('Shultis Faw'!$B$2:$B$26,MATCH($C533,'Shultis Faw'!$A$2:$A$26,1)))/(INDEX('Shultis Faw'!$A$2:$A$26,MATCH($C533,'Shultis Faw'!$A$2:$A$26,1)+1)-INDEX('Shultis Faw'!$A$2:$A$26,MATCH($C533,'Shultis Faw'!$A$2:$A$26,1))),$C533*'Shultis Faw'!$B$2/'Shultis Faw'!$A$2)","v":-7.5993020000000008E-2},{"$f":"_xlfn.IFNA(INDEX('Shultis Faw'!$E$2:$E$26,MATCH($C533,'Shultis Faw'!$A$2:$A$26,1))+($C533-INDEX('Shultis Faw'!$A$2:$A$26,MATCH($C533,'Shultis Faw'!$A$2:$A$26,1)))*(INDEX('Shultis Faw'!$E$2:$E$26,MATCH($C533,'Shultis Faw'!$A$2:$A$26,1)+1)-INDEX('Shultis Faw'!$E$2:$E$26,MATCH($C533,'Shultis Faw'!$A$2:$A$26,1)))/(INDEX('Shultis Faw'!$A$2:$A$26,MATCH($C533,'Shultis Faw'!$A$2:$A$26,1)+1)-INDEX('Shultis Faw'!$A$2:$A$26,MATCH($C533,'Shultis Faw'!$A$2:$A$26,1))),$C533*'Shultis Faw'!$E$2/'Shultis Faw'!$A$2)","v":3.2261544000000003E-2},{"$f":"_xlfn.IFNA(INDEX('Shultis Faw'!$F$2:$F$26,MATCH($C533,'Shultis Faw'!$A$2:$A$26,1))+($C533-INDEX('Shultis Faw'!$A$2:$A$26,MATCH($C533,'Shultis Faw'!$A$2:$A$26,1)))*(INDEX('Shultis Faw'!$F$2:$F$26,MATCH($C533,'Shultis Faw'!$A$2:$A$26,1)+1)-INDEX('Shultis Faw'!$F$2:$F$26,MATCH($C533,'Shultis Faw'!$A$2:$A$26,1)))/(INDEX('Shultis Faw'!$A$2:$A$26,MATCH($C533,'Shultis Faw'!$A$2:$A$26,1)+1)-INDEX('Shultis Faw'!$A$2:$A$26,MATCH($C533,'Shultis Faw'!$A$2:$A$26,1))),$C533*'Shultis Faw'!$F$2/'Shultis Faw'!$A$2)","v":14.345874},{"$f":"J533*(H533*'Externe blootstelling'!$D$23/2)^K533+L533*(TANH(((H533*'Externe blootstelling'!$D$23)/(2*M533))-2)-TANH(-2))/(1-TANH(-2))","v":1.3727756641152022},{"$f":"IF(N533=1,1+(I533-1)*H533*'Externe blootstelling'!$D$23/2,1+(I533-1)*(N533^(H533*'Externe blootstelling'!$D$23/2)-1)/(N533-1))","v":1.9905436116785782},{"$f":"G533*EXP(-H533*'Externe blootstelling'!$D$23/2)*O533","v":1.1787374270534521E-4}]
[null," g ",1.3024,2.0838399999999998E-13,5.7000000000000003E-5,{"$f":"_xlfn.IFNA(INDEX('hp (pSv cm2)'!$B$2:$B$52,MATCH($C534,'hp (pSv cm2)'!$A$2:$A$52,1))+($C534-INDEX('hp (pSv cm2)'!$A$2:$A$52,MATCH($C534,'hp (pSv cm2)'!$A$2:$A$52,1)))*(INDEX('hp (pSv cm2)'!$B$2:$B$52,MATCH($C534,'hp (pSv cm2)'!$A$2:$A$52,1)+1)-INDEX('hp (pSv cm2)'!$B$2:$B$52,MATCH($C534,'hp (pSv cm2)'!$A$2:$A$52,1)))/(INDEX('hp (pSv cm2)'!$A$2:$A$52,MATCH($C534,'hp (pSv cm2)'!$A$2:$A$52,1)+1)-INDEX('hp (pSv cm2)'!$A$2:$A$52,MATCH($C534,'hp (pSv cm2)'!$A$2:$A$52,1))),$C534*'hp (pSv cm2)'!$B$2/'hp (pSv cm2)'!$A$2)","v":5.4758240000000002},3.1212196800000004E-4,{"$f":"_xlfn.IFNA(0.997*(INDEX('Mass attenuation coefficients'!$B$2:$B$37,MATCH($C534,'Mass attenuation coefficients'!$A$2:$A$37,1))+($C534-INDEX('Mass attenuation coefficients'!$A$2:$A$37,MATCH($C534,'Mass attenuation coefficients'!$A$2:$A$37,1)))*(INDEX('Mass attenuation coefficients'!$B$2:$B$37,MATCH($C534,'Mass attenuation coefficients'!$A$2:$A$37,1)+1)-INDEX('Mass attenuation coefficients'!$B$2:$B$37,MATCH($C534,'Mass attenuation coefficients'!$A$2:$A$37,1)))/(INDEX('Mass attenuation coefficients'!$A$2:$A$37,MATCH($C534,'Mass attenuation coefficients'!$A$2:$A$37,1)+1)-INDEX('Mass attenuation coefficients'!$A$2:$A$37,MATCH($C534,'Mass attenuation coefficients'!$A$2:$A$37,1)))),0.997*$C534*'Mass attenuation coefficients'!$B$2/'Mass attenuation coefficients'!$A$2)","v":6.1851263871999997E-2},{"$f":"_xlfn.IFNA(INDEX('Shultis Faw'!$C$2:$C$26,MATCH($C534,'Shultis Faw'!$A$2:$A$26,1))+($C534-INDEX('Shultis Faw'!$A$2:$A$26,MATCH($C534,'Shultis Faw'!$A$2:$A$26,1)))*(INDEX('Shultis Faw'!$C$2:$C$26,MATCH($C534,'Shultis Faw'!$A$2:$A$26,1)+1)-INDEX('Shultis Faw'!$C$2:$C$26,MATCH($C534,'Shultis Faw'!$A$2:$A$26,1)))/(INDEX('Shultis Faw'!$A$2:$A$26,MATCH($C534,'Shultis Faw'!$A$2:$A$26,1)+1)-INDEX('Shultis Faw'!$A$2:$A$26,MATCH($C534,'Shultis Faw'!$A$2:$A$26,1))),$C534*'Shultis Faw'!$C$2/'Shultis Faw'!$A$2)","v":2.0038127999999999},{"$f":"_xlfn.IFNA(INDEX('Shultis Faw'!$D$2:$D$26,MATCH($C534,'Shultis Faw'!$A$2:$A$26,1))+($C534-INDEX('Shultis Faw'!$A$2:$A$26,MATCH($C534,'Shultis Faw'!$A$2:$A$26,1)))*(INDEX('Shultis Faw'!$D$2:$D$26,MATCH($C534,'Shultis Faw'!$A$2:$A$26,1)+1)-INDEX('Shultis Faw'!$D$2:$D$26,MATCH($C534,'Shultis Faw'!$A$2:$A$26,1)))/(INDEX('Shultis Faw'!$A$2:$A$26,MATCH($C534,'Shultis Faw'!$A$2:$A$26,1)+1)-INDEX('Shultis Faw'!$A$2:$A$26,MATCH($C534,'Shultis Faw'!$A$2:$A$26,1))),$C534*'Shultis Faw'!$D$2/'Shultis Faw'!$A$2)","v":1.3369743999999999},{"$f":"_xlfn.IFNA(INDEX('Shultis Faw'!$B$2:$B$26,MATCH($C534,'Shultis Faw'!$A$2:$A$26,1))+($C534-INDEX('Shultis Faw'!$A$2:$A$26,MATCH($C534,'Shultis Faw'!$A$2:$A$26,1)))*(INDEX('Shultis Faw'!$B$2:$B$26,MATCH($C534,'Shultis Faw'!$A$2:$A$26,1)+1)-INDEX('Shultis Faw'!$B$2:$B$26,MATCH($C534,'Shultis Faw'!$A$2:$A$26,1)))/(INDEX('Shultis Faw'!$A$2:$A$26,MATCH($C534,'Shultis Faw'!$A$2:$A$26,1)+1)-INDEX('Shultis Faw'!$A$2:$A$26,MATCH($C534,'Shultis Faw'!$A$2:$A$26,1))),$C534*'Shultis Faw'!$B$2/'Shultis Faw'!$A$2)","v":-7.02512E-2},{"$f":"_xlfn.IFNA(INDEX('Shultis Faw'!$E$2:$E$26,MATCH($C534,'Shultis Faw'!$A$2:$A$26,1))+($C534-INDEX('Shultis Faw'!$A$2:$A$26,MATCH($C534,'Shultis Faw'!$A$2:$A$26,1)))*(INDEX('Shultis Faw'!$E$2:$E$26,MATCH($C534,'Shultis Faw'!$A$2:$A$26,1)+1)-INDEX('Shultis Faw'!$E$2:$E$26,MATCH($C534,'Shultis Faw'!$A$2:$A$26,1)))/(INDEX('Shultis Faw'!$A$2:$A$26,MATCH($C534,'Shultis Faw'!$A$2:$A$26,1)+1)-INDEX('Shultis Faw'!$A$2:$A$26,MATCH($C534,'Shultis Faw'!$A$2:$A$26,1))),$C534*'Shultis Faw'!$E$2/'Shultis Faw'!$A$2)","v":2.9816639999999998E-2},{"$f":"_xlfn.IFNA(INDEX('Shultis Faw'!$F$2:$F$26,MATCH($C534,'Shultis Faw'!$A$2:$A$26,1))+($C534-INDEX('Shultis Faw'!$A$2:$A$26,MATCH($C534,'Shultis Faw'!$A$2:$A$26,1)))*(INDEX('Shultis Faw'!$F$2:$F$26,MATCH($C534,'Shultis Faw'!$A$2:$A$26,1)+1)-INDEX('Shultis Faw'!$F$2:$F$26,MATCH($C534,'Shultis Faw'!$A$2:$A$26,1)))/(INDEX('Shultis Faw'!$A$2:$A$26,MATCH($C534,'Shultis Faw'!$A$2:$A$26,1)+1)-INDEX('Shultis Faw'!$A$2:$A$26,MATCH($C534,'Shultis Faw'!$A$2:$A$26,1))),$C534*'Shultis Faw'!$F$2/'Shultis Faw'!$A$2)","v":14.401439999999999},{"$f":"J534*(H534*'Externe blootstelling'!$D$23/2)^K534+L534*(TANH(((H534*'Externe blootstelling'!$D$23)/(2*M534))-2)-TANH(-2))/(1-TANH(-2))","v":1.3441082665987236},{"$f":"IF(N534=1,1+(I534-1)*H534*'Externe blootstelling'!$D$23/2,1+(I534-1)*(N534^(H534*'Externe blootstelling'!$D$23/2)-1)/(N534-1))","v":1.920945709336914},{"$f":"G534*EXP(-H534*'Externe blootstelling'!$D$23/2)*O534","v":2.3709068335376522E-4}]
[null," g ",1.3048599999999999,2.087776E-13,2.8E-5,{"$f":"_xlfn.IFNA(INDEX('hp (pSv cm2)'!$B$2:$B$52,MATCH($C535,'hp (pSv cm2)'!$A$2:$A$52,1))+($C535-INDEX('hp (pSv cm2)'!$A$2:$A$52,MATCH($C535,'hp (pSv cm2)'!$A$2:$A$52,1)))*(INDEX('hp (pSv cm2)'!$B$2:$B$52,MATCH($C535,'hp (pSv cm2)'!$A$2:$A$52,1)+1)-INDEX('hp (pSv cm2)'!$B$2:$B$52,MATCH($C535,'hp (pSv cm2)'!$A$2:$A$52,1)))/(INDEX('hp (pSv cm2)'!$A$2:$A$52,MATCH($C535,'hp (pSv cm2)'!$A$2:$A$52,1)+1)-INDEX('hp (pSv cm2)'!$A$2:$A$52,MATCH($C535,'hp (pSv cm2)'!$A$2:$A$52,1))),$C535*'hp (pSv cm2)'!$B$2/'hp (pSv cm2)'!$A$2)","v":5.4838436000000002},1.535476208E-4,{"$f":"_xlfn.IFNA(0.997*(INDEX('Mass attenuation coefficients'!$B$2:$B$37,MATCH($C535,'Mass attenuation coefficients'!$A$2:$A$37,1))+($C535-INDEX('Mass attenuation coefficients'!$A$2:$A$37,MATCH($C535,'Mass attenuation coefficients'!$A$2:$A$37,1)))*(INDEX('Mass attenuation coefficients'!$B$2:$B$37,MATCH($C535,'Mass attenuation coefficients'!$A$2:$A$37,1)+1)-INDEX('Mass attenuation coefficients'!$B$2:$B$37,MATCH($C535,'Mass attenuation coefficients'!$A$2:$A$37,1)))/(INDEX('Mass attenuation coefficients'!$A$2:$A$37,MATCH($C535,'Mass attenuation coefficients'!$A$2:$A$37,1)+1)-INDEX('Mass attenuation coefficients'!$A$2:$A$37,MATCH($C535,'Mass attenuation coefficients'!$A$2:$A$37,1)))),0.997*$C535*'Mass attenuation coefficients'!$B$2/'Mass attenuation coefficients'!$A$2)","v":6.1795442240799997E-2},{"$f":"_xlfn.IFNA(INDEX('Shultis Faw'!$C$2:$C$26,MATCH($C535,'Shultis Faw'!$A$2:$A$26,1))+($C535-INDEX('Shultis Faw'!$A$2:$A$26,MATCH($C535,'Shultis Faw'!$A$2:$A$26,1)))*(INDEX('Shultis Faw'!$C$2:$C$26,MATCH($C535,'Shultis Faw'!$A$2:$A$26,1)+1)-INDEX('Shultis Faw'!$C$2:$C$26,MATCH($C535,'Shultis Faw'!$A$2:$A$26,1)))/(INDEX('Shultis Faw'!$A$2:$A$26,MATCH($C535,'Shultis Faw'!$A$2:$A$26,1)+1)-INDEX('Shultis Faw'!$A$2:$A$26,MATCH($C535,'Shultis Faw'!$A$2:$A$26,1))),$C535*'Shultis Faw'!$C$2/'Shultis Faw'!$A$2)","v":2.0030059200000001},{"$f":"_xlfn.IFNA(INDEX('Shultis Faw'!$D$2:$D$26,MATCH($C535,'Shultis Faw'!$A$2:$A$26,1))+($C535-INDEX('Shultis Faw'!$A$2:$A$26,MATCH($C535,'Shultis Faw'!$A$2:$A$26,1)))*(INDEX('Shultis Faw'!$D$2:$D$26,MATCH($C535,'Shultis Faw'!$A$2:$A$26,1)+1)-INDEX('Shultis Faw'!$D$2:$D$26,MATCH($C535,'Shultis Faw'!$A$2:$A$26,1)))/(INDEX('Shultis Faw'!$A$2:$A$26,MATCH($C535,'Shultis Faw'!$A$2:$A$26,1)+1)-INDEX('Shultis Faw'!$A$2:$A$26,MATCH($C535,'Shultis Faw'!$A$2:$A$26,1))),$C535*'Shultis Faw'!$D$2/'Shultis Faw'!$A$2)","v":1.3361281599999999},{"$f":"_xlfn.IFNA(INDEX('Shultis Faw'!$B$2:$B$26,MATCH($C535,'Shultis Faw'!$A$2:$A$26,1))+($C535-INDEX('Shultis Faw'!$A$2:$A$26,MATCH($C535,'Shultis Faw'!$A$2:$A$26,1)))*(INDEX('Shultis Faw'!$B$2:$B$26,MATCH($C535,'Shultis Faw'!$A$2:$A$26,1)+1)-INDEX('Shultis Faw'!$B$2:$B$26,MATCH($C535,'Shultis Faw'!$A$2:$A$26,1)))/(INDEX('Shultis Faw'!$A$2:$A$26,MATCH($C535,'Shultis Faw'!$A$2:$A$26,1)+1)-INDEX('Shultis Faw'!$A$2:$A$26,MATCH($C535,'Shultis Faw'!$A$2:$A$26,1))),$C535*'Shultis Faw'!$B$2/'Shultis Faw'!$A$2)","v":-7.009868000000001E-2},{"$f":"_xlfn.IFNA(INDEX('Shultis Faw'!$E$2:$E$26,MATCH($C535,'Shultis Faw'!$A$2:$A$26,1))+($C535-INDEX('Shultis Faw'!$A$2:$A$26,MATCH($C535,'Shultis Faw'!$A$2:$A$26,1)))*(INDEX('Shultis Faw'!$E$2:$E$26,MATCH($C535,'Shultis Faw'!$A$2:$A$26,1)+1)-INDEX('Shultis Faw'!$E$2:$E$26,MATCH($C535,'Shultis Faw'!$A$2:$A$26,1)))/(INDEX('Shultis Faw'!$A$2:$A$26,MATCH($C535,'Shultis Faw'!$A$2:$A$26,1)+1)-INDEX('Shultis Faw'!$A$2:$A$26,MATCH($C535,'Shultis Faw'!$A$2:$A$26,1))),$C535*'Shultis Faw'!$E$2/'Shultis Faw'!$A$2)","v":2.9751696000000001E-2},{"$f":"_xlfn.IFNA(INDEX('Shultis Faw'!$F$2:$F$26,MATCH($C535,'Shultis Faw'!$A$2:$A$26,1))+($C535-INDEX('Shultis Faw'!$A$2:$A$26,MATCH($C535,'Shultis Faw'!$A$2:$A$26,1)))*(INDEX('Shultis Faw'!$F$2:$F$26,MATCH($C535,'Shultis Faw'!$A$2:$A$26,1)+1)-INDEX('Shultis Faw'!$F$2:$F$26,MATCH($C535,'Shultis Faw'!$A$2:$A$26,1)))/(INDEX('Shultis Faw'!$A$2:$A$26,MATCH($C535,'Shultis Faw'!$A$2:$A$26,1)+1)-INDEX('Shultis Faw'!$A$2:$A$26,MATCH($C535,'Shultis Faw'!$A$2:$A$26,1))),$C535*'Shultis Faw'!$F$2/'Shultis Faw'!$A$2)","v":14.402915999999999},{"$f":"J535*(H535*'Externe blootstelling'!$D$23/2)^K535+L535*(TANH(((H535*'Externe blootstelling'!$D$23)/(2*M535))-2)-TANH(-2))/(1-TANH(-2))","v":1.3433269768258653},{"$f":"IF(N535=1,1+(I535-1)*H535*'Externe blootstelling'!$D$23/2,1+(I535-1)*(N535^(H535*'Externe blootstelling'!$D$23/2)-1)/(N535-1))","v":1.9192772984477311},{"$f":"G535*EXP(-H535*'Externe blootstelling'!$D$23/2)*O535","v":1.1663248377274227E-4}]
[null," g ",1.30803,2.0928479999999999E-13,6.4999999999999997E-4,{"$f":"_xlfn.IFNA(INDEX('hp (pSv cm2)'!$B$2:$B$52,MATCH($C536,'hp (pSv cm2)'!$A$2:$A$52,1))+($C536-INDEX('hp (pSv cm2)'!$A$2:$A$52,MATCH($C536,'hp (pSv cm2)'!$A$2:$A$52,1)))*(INDEX('hp (pSv cm2)'!$B$2:$B$52,MATCH($C536,'hp (pSv cm2)'!$A$2:$A$52,1)+1)-INDEX('hp (pSv cm2)'!$B$2:$B$52,MATCH($C536,'hp (pSv cm2)'!$A$2:$A$52,1)))/(INDEX('hp (pSv cm2)'!$A$2:$A$52,MATCH($C536,'hp (pSv cm2)'!$A$2:$A$52,1)+1)-INDEX('hp (pSv cm2)'!$A$2:$A$52,MATCH($C536,'hp (pSv cm2)'!$A$2:$A$52,1))),$C536*'hp (pSv cm2)'!$B$2/'hp (pSv cm2)'!$A$2)","v":5.4941778000000001},3.5712155699999999E-3,{"$f":"_xlfn.IFNA(0.997*(INDEX('Mass attenuation coefficients'!$B$2:$B$37,MATCH($C536,'Mass attenuation coefficients'!$A$2:$A$37,1))+($C536-INDEX('Mass attenuation coefficients'!$A$2:$A$37,MATCH($C536,'Mass attenuation coefficients'!$A$2:$A$37,1)))*(INDEX('Mass attenuation coefficients'!$B$2:$B$37,MATCH($C536,'Mass attenuation coefficients'!$A$2:$A$37,1)+1)-INDEX('Mass attenuation coefficients'!$B$2:$B$37,MATCH($C536,'Mass attenuation coefficients'!$A$2:$A$37,1)))/(INDEX('Mass attenuation coefficients'!$A$2:$A$37,MATCH($C536,'Mass attenuation coefficients'!$A$2:$A$37,1)+1)-INDEX('Mass attenuation coefficients'!$A$2:$A$37,MATCH($C536,'Mass attenuation coefficients'!$A$2:$A$37,1)))),0.997*$C536*'Mass attenuation coefficients'!$B$2/'Mass attenuation coefficients'!$A$2)","v":6.1723509488399997E-2},{"$f":"_xlfn.IFNA(INDEX('Shultis Faw'!$C$2:$C$26,MATCH($C536,'Shultis Faw'!$A$2:$A$26,1))+($C536-INDEX('Shultis Faw'!$A$2:$A$26,MATCH($C536,'Shultis Faw'!$A$2:$A$26,1)))*(INDEX('Shultis Faw'!$C$2:$C$26,MATCH($C536,'Shultis Faw'!$A$2:$A$26,1)+1)-INDEX('Shultis Faw'!$C$2:$C$26,MATCH($C536,'Shultis Faw'!$A$2:$A$26,1)))/(INDEX('Shultis Faw'!$A$2:$A$26,MATCH($C536,'Shultis Faw'!$A$2:$A$26,1)+1)-INDEX('Shultis Faw'!$A$2:$A$26,MATCH($C536,'Shultis Faw'!$A$2:$A$26,1))),$C536*'Shultis Faw'!$C$2/'Shultis Faw'!$A$2)","v":2.0019661600000003},{"$f":"_xlfn.IFNA(INDEX('Shultis Faw'!$D$2:$D$26,MATCH($C536,'Shultis Faw'!$A$2:$A$26,1))+($C536-INDEX('Shultis Faw'!$A$2:$A$26,MATCH($C536,'Shultis Faw'!$A$2:$A$26,1)))*(INDEX('Shultis Faw'!$D$2:$D$26,MATCH($C536,'Shultis Faw'!$A$2:$A$26,1)+1)-INDEX('Shultis Faw'!$D$2:$D$26,MATCH($C536,'Shultis Faw'!$A$2:$A$26,1)))/(INDEX('Shultis Faw'!$A$2:$A$26,MATCH($C536,'Shultis Faw'!$A$2:$A$26,1)+1)-INDEX('Shultis Faw'!$A$2:$A$26,MATCH($C536,'Shultis Faw'!$A$2:$A$26,1))),$C536*'Shultis Faw'!$D$2/'Shultis Faw'!$A$2)","v":1.3350376799999999},{"$f":"_xlfn.IFNA(INDEX('Shultis Faw'!$B$2:$B$26,MATCH($C536,'Shultis Faw'!$A$2:$A$26,1))+($C536-INDEX('Shultis Faw'!$A$2:$A$26,MATCH($C536,'Shultis Faw'!$A$2:$A$26,1)))*(INDEX('Shultis Faw'!$B$2:$B$26,MATCH($C536,'Shultis Faw'!$A$2:$A$26,1)+1)-INDEX('Shultis Faw'!$B$2:$B$26,MATCH($C536,'Shultis Faw'!$A$2:$A$26,1)))/(INDEX('Shultis Faw'!$A$2:$A$26,MATCH($C536,'Shultis Faw'!$A$2:$A$26,1)+1)-INDEX('Shultis Faw'!$A$2:$A$26,MATCH($C536,'Shultis Faw'!$A$2:$A$26,1))),$C536*'Shultis Faw'!$B$2/'Shultis Faw'!$A$2)","v":-6.9902140000000001E-2},{"$f":"_xlfn.IFNA(INDEX('Shultis Faw'!$E$2:$E$26,MATCH($C536,'Shultis Faw'!$A$2:$A$26,1))+($C536-INDEX('Shultis Faw'!$A$2:$A$26,MATCH($C536,'Shultis Faw'!$A$2:$A$26,1)))*(INDEX('Shultis Faw'!$E$2:$E$26,MATCH($C536,'Shultis Faw'!$A$2:$A$26,1)+1)-INDEX('Shultis Faw'!$E$2:$E$26,MATCH($C536,'Shultis Faw'!$A$2:$A$26,1)))/(INDEX('Shultis Faw'!$A$2:$A$26,MATCH($C536,'Shultis Faw'!$A$2:$A$26,1)+1)-INDEX('Shultis Faw'!$A$2:$A$26,MATCH($C536,'Shultis Faw'!$A$2:$A$26,1))),$C536*'Shultis Faw'!$E$2/'Shultis Faw'!$A$2)","v":2.9668007999999999E-2},{"$f":"_xlfn.IFNA(INDEX('Shultis Faw'!$F$2:$F$26,MATCH($C536,'Shultis Faw'!$A$2:$A$26,1))+($C536-INDEX('Shultis Faw'!$A$2:$A$26,MATCH($C536,'Shultis Faw'!$A$2:$A$26,1)))*(INDEX('Shultis Faw'!$F$2:$F$26,MATCH($C536,'Shultis Faw'!$A$2:$A$26,1)+1)-INDEX('Shultis Faw'!$F$2:$F$26,MATCH($C536,'Shultis Faw'!$A$2:$A$26,1)))/(INDEX('Shultis Faw'!$A$2:$A$26,MATCH($C536,'Shultis Faw'!$A$2:$A$26,1)+1)-INDEX('Shultis Faw'!$A$2:$A$26,MATCH($C536,'Shultis Faw'!$A$2:$A$26,1))),$C536*'Shultis Faw'!$F$2/'Shultis Faw'!$A$2)","v":14.404818000000001},{"$f":"J536*(H536*'Externe blootstelling'!$D$23/2)^K536+L536*(TANH(((H536*'Externe blootstelling'!$D$23)/(2*M536))-2)-TANH(-2))/(1-TANH(-2))","v":1.3423196363836551},{"$f":"IF(N536=1,1+(I536-1)*H536*'Externe blootstelling'!$D$23/2,1+(I536-1)*(N536^(H536*'Externe blootstelling'!$D$23/2)-1)/(N536-1))","v":1.917130585244279},{"$f":"G536*EXP(-H536*'Externe blootstelling'!$D$23/2)*O536","v":2.7125332385551462E-3}]
[null," g ",1.32291,2.1166559999999998E-13,1.0999999999999999E-4,{"$f":"_xlfn.IFNA(INDEX('hp (pSv cm2)'!$B$2:$B$52,MATCH($C537,'hp (pSv cm2)'!$A$2:$A$52,1))+($C537-INDEX('hp (pSv cm2)'!$A$2:$A$52,MATCH($C537,'hp (pSv cm2)'!$A$2:$A$52,1)))*(INDEX('hp (pSv cm2)'!$B$2:$B$52,MATCH($C537,'hp (pSv cm2)'!$A$2:$A$52,1)+1)-INDEX('hp (pSv cm2)'!$B$2:$B$52,MATCH($C537,'hp (pSv cm2)'!$A$2:$A$52,1)))/(INDEX('hp (pSv cm2)'!$A$2:$A$52,MATCH($C537,'hp (pSv cm2)'!$A$2:$A$52,1)+1)-INDEX('hp (pSv cm2)'!$A$2:$A$52,MATCH($C537,'hp (pSv cm2)'!$A$2:$A$52,1))),$C537*'hp (pSv cm2)'!$B$2/'hp (pSv cm2)'!$A$2)","v":5.5426866000000006},6.0969552600000001E-4,{"$f":"_xlfn.IFNA(0.997*(INDEX('Mass attenuation coefficients'!$B$2:$B$37,MATCH($C537,'Mass attenuation coefficients'!$A$2:$A$37,1))+($C537-INDEX('Mass attenuation coefficients'!$A$2:$A$37,MATCH($C537,'Mass attenuation coefficients'!$A$2:$A$37,1)))*(INDEX('Mass attenuation coefficients'!$B$2:$B$37,MATCH($C537,'Mass attenuation coefficients'!$A$2:$A$37,1)+1)-INDEX('Mass attenuation coefficients'!$B$2:$B$37,MATCH($C537,'Mass attenuation coefficients'!$A$2:$A$37,1)))/(INDEX('Mass attenuation coefficients'!$A$2:$A$37,MATCH($C537,'Mass attenuation coefficients'!$A$2:$A$37,1)+1)-INDEX('Mass attenuation coefficients'!$A$2:$A$37,MATCH($C537,'Mass attenuation coefficients'!$A$2:$A$37,1)))),0.997*$C537*'Mass attenuation coefficients'!$B$2/'Mass attenuation coefficients'!$A$2)","v":6.1385856694799998E-2},{"$f":"_xlfn.IFNA(INDEX('Shultis Faw'!$C$2:$C$26,MATCH($C537,'Shultis Faw'!$A$2:$A$26,1))+($C537-INDEX('Shultis Faw'!$A$2:$A$26,MATCH($C537,'Shultis Faw'!$A$2:$A$26,1)))*(INDEX('Shultis Faw'!$C$2:$C$26,MATCH($C537,'Shultis Faw'!$A$2:$A$26,1)+1)-INDEX('Shultis Faw'!$C$2:$C$26,MATCH($C537,'Shultis Faw'!$A$2:$A$26,1)))/(INDEX('Shultis Faw'!$A$2:$A$26,MATCH($C537,'Shultis Faw'!$A$2:$A$26,1)+1)-INDEX('Shultis Faw'!$A$2:$A$26,MATCH($C537,'Shultis Faw'!$A$2:$A$26,1))),$C537*'Shultis Faw'!$C$2/'Shultis Faw'!$A$2)","v":1.9970855200000002},{"$f":"_xlfn.IFNA(INDEX('Shultis Faw'!$D$2:$D$26,MATCH($C537,'Shultis Faw'!$A$2:$A$26,1))+($C537-INDEX('Shultis Faw'!$A$2:$A$26,MATCH($C537,'Shultis Faw'!$A$2:$A$26,1)))*(INDEX('Shultis Faw'!$D$2:$D$26,MATCH($C537,'Shultis Faw'!$A$2:$A$26,1)+1)-INDEX('Shultis Faw'!$D$2:$D$26,MATCH($C537,'Shultis Faw'!$A$2:$A$26,1)))/(INDEX('Shultis Faw'!$A$2:$A$26,MATCH($C537,'Shultis Faw'!$A$2:$A$26,1)+1)-INDEX('Shultis Faw'!$A$2:$A$26,MATCH($C537,'Shultis Faw'!$A$2:$A$26,1))),$C537*'Shultis Faw'!$D$2/'Shultis Faw'!$A$2)","v":1.3299189599999999},{"$f":"_xlfn.IFNA(INDEX('Shultis Faw'!$B$2:$B$26,MATCH($C537,'Shultis Faw'!$A$2:$A$26,1))+($C537-INDEX('Shultis Faw'!$A$2:$A$26,MATCH($C537,'Shultis Faw'!$A$2:$A$26,1)))*(INDEX('Shultis Faw'!$B$2:$B$26,MATCH($C537,'Shultis Faw'!$A$2:$A$26,1)+1)-INDEX('Shultis Faw'!$B$2:$B$26,MATCH($C537,'Shultis Faw'!$A$2:$A$26,1)))/(INDEX('Shultis Faw'!$A$2:$A$26,MATCH($C537,'Shultis Faw'!$A$2:$A$26,1)+1)-INDEX('Shultis Faw'!$A$2:$A$26,MATCH($C537,'Shultis Faw'!$A$2:$A$26,1))),$C537*'Shultis Faw'!$B$2/'Shultis Faw'!$A$2)","v":-6.8979579999999999E-2},{"$f":"_xlfn.IFNA(INDEX('Shultis Faw'!$E$2:$E$26,MATCH($C537,'Shultis Faw'!$A$2:$A$26,1))+($C537-INDEX('Shultis Faw'!$A$2:$A$26,MATCH($C537,'Shultis Faw'!$A$2:$A$26,1)))*(INDEX('Shultis Faw'!$E$2:$E$26,MATCH($C537,'Shultis Faw'!$A$2:$A$26,1)+1)-INDEX('Shultis Faw'!$E$2:$E$26,MATCH($C537,'Shultis Faw'!$A$2:$A$26,1)))/(INDEX('Shultis Faw'!$A$2:$A$26,MATCH($C537,'Shultis Faw'!$A$2:$A$26,1)+1)-INDEX('Shultis Faw'!$A$2:$A$26,MATCH($C537,'Shultis Faw'!$A$2:$A$26,1))),$C537*'Shultis Faw'!$E$2/'Shultis Faw'!$A$2)","v":2.9275176E-2},{"$f":"_xlfn.IFNA(INDEX('Shultis Faw'!$F$2:$F$26,MATCH($C537,'Shultis Faw'!$A$2:$A$26,1))+($C537-INDEX('Shultis Faw'!$A$2:$A$26,MATCH($C537,'Shultis Faw'!$A$2:$A$26,1)))*(INDEX('Shultis Faw'!$F$2:$F$26,MATCH($C537,'Shultis Faw'!$A$2:$A$26,1)+1)-INDEX('Shultis Faw'!$F$2:$F$26,MATCH($C537,'Shultis Faw'!$A$2:$A$26,1)))/(INDEX('Shultis Faw'!$A$2:$A$26,MATCH($C537,'Shultis Faw'!$A$2:$A$26,1)+1)-INDEX('Shultis Faw'!$A$2:$A$26,MATCH($C537,'Shultis Faw'!$A$2:$A$26,1))),$C537*'Shultis Faw'!$F$2/'Shultis Faw'!$A$2)","v":14.413746},{"$f":"J537*(H537*'Externe blootstelling'!$D$23/2)^K537+L537*(TANH(((H537*'Externe blootstelling'!$D$23)/(2*M537))-2)-TANH(-2))/(1-TANH(-2))","v":1.3375828084402264},{"$f":"IF(N537=1,1+(I537-1)*H537*'Externe blootstelling'!$D$23/2,1+(I537-1)*(N537^(H537*'Externe blootstelling'!$D$23/2)-1)/(N537-1))","v":1.9071023597230654},{"$f":"G537*EXP(-H537*'Externe blootstelling'!$D$23/2)*O537","v":4.6301379358054114E-4}]
[null," g ",1.33195,2.1311199999999998E-13,1.7399999999999999E-5,{"$f":"_xlfn.IFNA(INDEX('hp (pSv cm2)'!$B$2:$B$52,MATCH($C538,'hp (pSv cm2)'!$A$2:$A$52,1))+($C538-INDEX('hp (pSv cm2)'!$A$2:$A$52,MATCH($C538,'hp (pSv cm2)'!$A$2:$A$52,1)))*(INDEX('hp (pSv cm2)'!$B$2:$B$52,MATCH($C538,'hp (pSv cm2)'!$A$2:$A$52,1)+1)-INDEX('hp (pSv cm2)'!$B$2:$B$52,MATCH($C538,'hp (pSv cm2)'!$A$2:$A$52,1)))/(INDEX('hp (pSv cm2)'!$A$2:$A$52,MATCH($C538,'hp (pSv cm2)'!$A$2:$A$52,1)+1)-INDEX('hp (pSv cm2)'!$A$2:$A$52,MATCH($C538,'hp (pSv cm2)'!$A$2:$A$52,1))),$C538*'hp (pSv cm2)'!$B$2/'hp (pSv cm2)'!$A$2)","v":5.5721569999999998},9.6955531799999988E-5,{"$f":"_xlfn.IFNA(0.997*(INDEX('Mass attenuation coefficients'!$B$2:$B$37,MATCH($C538,'Mass attenuation coefficients'!$A$2:$A$37,1))+($C538-INDEX('Mass attenuation coefficients'!$A$2:$A$37,MATCH($C538,'Mass attenuation coefficients'!$A$2:$A$37,1)))*(INDEX('Mass attenuation coefficients'!$B$2:$B$37,MATCH($C538,'Mass attenuation coefficients'!$A$2:$A$37,1)+1)-INDEX('Mass attenuation coefficients'!$B$2:$B$37,MATCH($C538,'Mass attenuation coefficients'!$A$2:$A$37,1)))/(INDEX('Mass attenuation coefficients'!$A$2:$A$37,MATCH($C538,'Mass attenuation coefficients'!$A$2:$A$37,1)+1)-INDEX('Mass attenuation coefficients'!$A$2:$A$37,MATCH($C538,'Mass attenuation coefficients'!$A$2:$A$37,1)))),0.997*$C538*'Mass attenuation coefficients'!$B$2/'Mass attenuation coefficients'!$A$2)","v":6.1180723545999995E-2},{"$f":"_xlfn.IFNA(INDEX('Shultis Faw'!$C$2:$C$26,MATCH($C538,'Shultis Faw'!$A$2:$A$26,1))+($C538-INDEX('Shultis Faw'!$A$2:$A$26,MATCH($C538,'Shultis Faw'!$A$2:$A$26,1)))*(INDEX('Shultis Faw'!$C$2:$C$26,MATCH($C538,'Shultis Faw'!$A$2:$A$26,1)+1)-INDEX('Shultis Faw'!$C$2:$C$26,MATCH($C538,'Shultis Faw'!$A$2:$A$26,1)))/(INDEX('Shultis Faw'!$A$2:$A$26,MATCH($C538,'Shultis Faw'!$A$2:$A$26,1)+1)-INDEX('Shultis Faw'!$A$2:$A$26,MATCH($C538,'Shultis Faw'!$A$2:$A$26,1))),$C538*'Shultis Faw'!$C$2/'Shultis Faw'!$A$2)","v":1.9941204000000001},{"$f":"_xlfn.IFNA(INDEX('Shultis Faw'!$D$2:$D$26,MATCH($C538,'Shultis Faw'!$A$2:$A$26,1))+($C538-INDEX('Shultis Faw'!$A$2:$A$26,MATCH($C538,'Shultis Faw'!$A$2:$A$26,1)))*(INDEX('Shultis Faw'!$D$2:$D$26,MATCH($C538,'Shultis Faw'!$A$2:$A$26,1)+1)-INDEX('Shultis Faw'!$D$2:$D$26,MATCH($C538,'Shultis Faw'!$A$2:$A$26,1)))/(INDEX('Shultis Faw'!$A$2:$A$26,MATCH($C538,'Shultis Faw'!$A$2:$A$26,1)+1)-INDEX('Shultis Faw'!$A$2:$A$26,MATCH($C538,'Shultis Faw'!$A$2:$A$26,1))),$C538*'Shultis Faw'!$D$2/'Shultis Faw'!$A$2)","v":1.3268092},{"$f":"_xlfn.IFNA(INDEX('Shultis Faw'!$B$2:$B$26,MATCH($C538,'Shultis Faw'!$A$2:$A$26,1))+($C538-INDEX('Shultis Faw'!$A$2:$A$26,MATCH($C538,'Shultis Faw'!$A$2:$A$26,1)))*(INDEX('Shultis Faw'!$B$2:$B$26,MATCH($C538,'Shultis Faw'!$A$2:$A$26,1)+1)-INDEX('Shultis Faw'!$B$2:$B$26,MATCH($C538,'Shultis Faw'!$A$2:$A$26,1)))/(INDEX('Shultis Faw'!$A$2:$A$26,MATCH($C538,'Shultis Faw'!$A$2:$A$26,1)+1)-INDEX('Shultis Faw'!$A$2:$A$26,MATCH($C538,'Shultis Faw'!$A$2:$A$26,1))),$C538*'Shultis Faw'!$B$2/'Shultis Faw'!$A$2)","v":-6.841910000000001E-2},{"$f":"_xlfn.IFNA(INDEX('Shultis Faw'!$E$2:$E$26,MATCH($C538,'Shultis Faw'!$A$2:$A$26,1))+($C538-INDEX('Shultis Faw'!$A$2:$A$26,MATCH($C538,'Shultis Faw'!$A$2:$A$26,1)))*(INDEX('Shultis Faw'!$E$2:$E$26,MATCH($C538,'Shultis Faw'!$A$2:$A$26,1)+1)-INDEX('Shultis Faw'!$E$2:$E$26,MATCH($C538,'Shultis Faw'!$A$2:$A$26,1)))/(INDEX('Shultis Faw'!$A$2:$A$26,MATCH($C538,'Shultis Faw'!$A$2:$A$26,1)+1)-INDEX('Shultis Faw'!$A$2:$A$26,MATCH($C538,'Shultis Faw'!$A$2:$A$26,1))),$C538*'Shultis Faw'!$E$2/'Shultis Faw'!$A$2)","v":2.9036520000000003E-2},{"$f":"_xlfn.IFNA(INDEX('Shultis Faw'!$F$2:$F$26,MATCH($C538,'Shultis Faw'!$A$2:$A$26,1))+($C538-INDEX('Shultis Faw'!$A$2:$A$26,MATCH($C538,'Shultis Faw'!$A$2:$A$26,1)))*(INDEX('Shultis Faw'!$F$2:$F$26,MATCH($C538,'Shultis Faw'!$A$2:$A$26,1)+1)-INDEX('Shultis Faw'!$F$2:$F$26,MATCH($C538,'Shultis Faw'!$A$2:$A$26,1)))/(INDEX('Shultis Faw'!$A$2:$A$26,MATCH($C538,'Shultis Faw'!$A$2:$A$26,1)+1)-INDEX('Shultis Faw'!$A$2:$A$26,MATCH($C538,'Shultis Faw'!$A$2:$A$26,1))),$C538*'Shultis Faw'!$F$2/'Shultis Faw'!$A$2)","v":14.419169999999999},{"$f":"J538*(H538*'Externe blootstelling'!$D$23/2)^K538+L538*(TANH(((H538*'Externe blootstelling'!$D$23)/(2*M538))-2)-TANH(-2))/(1-TANH(-2))","v":1.3346983324574428},{"$f":"IF(N538=1,1+(I538-1)*H538*'Externe blootstelling'!$D$23/2,1+(I538-1)*(N538^(H538*'Externe blootstelling'!$D$23/2)-1)/(N538-1))","v":1.9010487856607095},{"$f":"G538*EXP(-H538*'Externe blootstelling'!$D$23/2)*O538","v":7.3622251593989709E-5}]
[null," g ",1.4575400000000001,2.3320639999999996E-13,1.8599999999999999E-4,{"$f":"_xlfn.IFNA(INDEX('hp (pSv cm2)'!$B$2:$B$52,MATCH($C539,'hp (pSv cm2)'!$A$2:$A$52,1))+($C539-INDEX('hp (pSv cm2)'!$A$2:$A$52,MATCH($C539,'hp (pSv cm2)'!$A$2:$A$52,1)))*(INDEX('hp (pSv cm2)'!$B$2:$B$52,MATCH($C539,'hp (pSv cm2)'!$A$2:$A$52,1)+1)-INDEX('hp (pSv cm2)'!$B$2:$B$52,MATCH($C539,'hp (pSv cm2)'!$A$2:$A$52,1)))/(INDEX('hp (pSv cm2)'!$A$2:$A$52,MATCH($C539,'hp (pSv cm2)'!$A$2:$A$52,1)+1)-INDEX('hp (pSv cm2)'!$A$2:$A$52,MATCH($C539,'hp (pSv cm2)'!$A$2:$A$52,1))),$C539*'hp (pSv cm2)'!$B$2/'hp (pSv cm2)'!$A$2)","v":5.9815804000000004},1.1125739544E-3,{"$f":"_xlfn.IFNA(0.997*(INDEX('Mass attenuation coefficients'!$B$2:$B$37,MATCH($C539,'Mass attenuation coefficients'!$A$2:$A$37,1))+($C539-INDEX('Mass attenuation coefficients'!$A$2:$A$37,MATCH($C539,'Mass attenuation coefficients'!$A$2:$A$37,1)))*(INDEX('Mass attenuation coefficients'!$B$2:$B$37,MATCH($C539,'Mass attenuation coefficients'!$A$2:$A$37,1)+1)-INDEX('Mass attenuation coefficients'!$B$2:$B$37,MATCH($C539,'Mass attenuation coefficients'!$A$2:$A$37,1)))/(INDEX('Mass attenuation coefficients'!$A$2:$A$37,MATCH($C539,'Mass attenuation coefficients'!$A$2:$A$37,1)+1)-INDEX('Mass attenuation coefficients'!$A$2:$A$37,MATCH($C539,'Mass attenuation coefficients'!$A$2:$A$37,1)))),0.997*$C539*'Mass attenuation coefficients'!$B$2/'Mass attenuation coefficients'!$A$2)","v":5.8330870431199999E-2},{"$f":"_xlfn.IFNA(INDEX('Shultis Faw'!$C$2:$C$26,MATCH($C539,'Shultis Faw'!$A$2:$A$26,1))+($C539-INDEX('Shultis Faw'!$A$2:$A$26,MATCH($C539,'Shultis Faw'!$A$2:$A$26,1)))*(INDEX('Shultis Faw'!$C$2:$C$26,MATCH($C539,'Shultis Faw'!$A$2:$A$26,1)+1)-INDEX('Shultis Faw'!$C$2:$C$26,MATCH($C539,'Shultis Faw'!$A$2:$A$26,1)))/(INDEX('Shultis Faw'!$A$2:$A$26,MATCH($C539,'Shultis Faw'!$A$2:$A$26,1)+1)-INDEX('Shultis Faw'!$A$2:$A$26,MATCH($C539,'Shultis Faw'!$A$2:$A$26,1))),$C539*'Shultis Faw'!$C$2/'Shultis Faw'!$A$2)","v":1.9529268800000001},{"$f":"_xlfn.IFNA(INDEX('Shultis Faw'!$D$2:$D$26,MATCH($C539,'Shultis Faw'!$A$2:$A$26,1))+($C539-INDEX('Shultis Faw'!$A$2:$A$26,MATCH($C539,'Shultis Faw'!$A$2:$A$26,1)))*(INDEX('Shultis Faw'!$D$2:$D$26,MATCH($C539,'Shultis Faw'!$A$2:$A$26,1)+1)-INDEX('Shultis Faw'!$D$2:$D$26,MATCH($C539,'Shultis Faw'!$A$2:$A$26,1)))/(INDEX('Shultis Faw'!$A$2:$A$26,MATCH($C539,'Shultis Faw'!$A$2:$A$26,1)+1)-INDEX('Shultis Faw'!$A$2:$A$26,MATCH($C539,'Shultis Faw'!$A$2:$A$26,1))),$C539*'Shultis Faw'!$D$2/'Shultis Faw'!$A$2)","v":1.2836062399999999},{"$f":"_xlfn.IFNA(INDEX('Shultis Faw'!$B$2:$B$26,MATCH($C539,'Shultis Faw'!$A$2:$A$26,1))+($C539-INDEX('Shultis Faw'!$A$2:$A$26,MATCH($C539,'Shultis Faw'!$A$2:$A$26,1)))*(INDEX('Shultis Faw'!$B$2:$B$26,MATCH($C539,'Shultis Faw'!$A$2:$A$26,1)+1)-INDEX('Shultis Faw'!$B$2:$B$26,MATCH($C539,'Shultis Faw'!$A$2:$A$26,1)))/(INDEX('Shultis Faw'!$A$2:$A$26,MATCH($C539,'Shultis Faw'!$A$2:$A$26,1)+1)-INDEX('Shultis Faw'!$A$2:$A$26,MATCH($C539,'Shultis Faw'!$A$2:$A$26,1))),$C539*'Shultis Faw'!$B$2/'Shultis Faw'!$A$2)","v":-6.0632519999999995E-2},{"$f":"_xlfn.IFNA(INDEX('Shultis Faw'!$E$2:$E$26,MATCH($C539,'Shultis Faw'!$A$2:$A$26,1))+($C539-INDEX('Shultis Faw'!$A$2:$A$26,MATCH($C539,'Shultis Faw'!$A$2:$A$26,1)))*(INDEX('Shultis Faw'!$E$2:$E$26,MATCH($C539,'Shultis Faw'!$A$2:$A$26,1)+1)-INDEX('Shultis Faw'!$E$2:$E$26,MATCH($C539,'Shultis Faw'!$A$2:$A$26,1)))/(INDEX('Shultis Faw'!$A$2:$A$26,MATCH($C539,'Shultis Faw'!$A$2:$A$26,1)+1)-INDEX('Shultis Faw'!$A$2:$A$26,MATCH($C539,'Shultis Faw'!$A$2:$A$26,1))),$C539*'Shultis Faw'!$E$2/'Shultis Faw'!$A$2)","v":2.5720943999999999E-2},{"$f":"_xlfn.IFNA(INDEX('Shultis Faw'!$F$2:$F$26,MATCH($C539,'Shultis Faw'!$A$2:$A$26,1))+($C539-INDEX('Shultis Faw'!$A$2:$A$26,MATCH($C539,'Shultis Faw'!$A$2:$A$26,1)))*(INDEX('Shultis Faw'!$F$2:$F$26,MATCH($C539,'Shultis Faw'!$A$2:$A$26,1)+1)-INDEX('Shultis Faw'!$F$2:$F$26,MATCH($C539,'Shultis Faw'!$A$2:$A$26,1)))/(INDEX('Shultis Faw'!$A$2:$A$26,MATCH($C539,'Shultis Faw'!$A$2:$A$26,1)+1)-INDEX('Shultis Faw'!$A$2:$A$26,MATCH($C539,'Shultis Faw'!$A$2:$A$26,1))),$C539*'Shultis Faw'!$F$2/'Shultis Faw'!$A$2)","v":14.494524},{"$f":"J539*(H539*'Externe blootstelling'!$D$23/2)^K539+L539*(TANH(((H539*'Externe blootstelling'!$D$23)/(2*M539))-2)-TANH(-2))/(1-TANH(-2))","v":1.2941034831977531},{"$f":"IF(N539=1,1+(I539-1)*H539*'Externe blootstelling'!$D$23/2,1+(I539-1)*(N539^(H539*'Externe blootstelling'!$D$23/2)-1)/(N539-1))","v":1.8199123909173736},{"$f":"G539*EXP(-H539*'Externe blootstelling'!$D$23/2)*O539","v":8.4408803354076771E-4}]
[null," g ",1.4630000000000001,2.3408E-13,7.9999999999999996E-6,{"$f":"_xlfn.IFNA(INDEX('hp (pSv cm2)'!$B$2:$B$52,MATCH($C540,'hp (pSv cm2)'!$A$2:$A$52,1))+($C540-INDEX('hp (pSv cm2)'!$A$2:$A$52,MATCH($C540,'hp (pSv cm2)'!$A$2:$A$52,1)))*(INDEX('hp (pSv cm2)'!$B$2:$B$52,MATCH($C540,'hp (pSv cm2)'!$A$2:$A$52,1)+1)-INDEX('hp (pSv cm2)'!$B$2:$B$52,MATCH($C540,'hp (pSv cm2)'!$A$2:$A$52,1)))/(INDEX('hp (pSv cm2)'!$A$2:$A$52,MATCH($C540,'hp (pSv cm2)'!$A$2:$A$52,1)+1)-INDEX('hp (pSv cm2)'!$A$2:$A$52,MATCH($C540,'hp (pSv cm2)'!$A$2:$A$52,1))),$C540*'hp (pSv cm2)'!$B$2/'hp (pSv cm2)'!$A$2)","v":5.9993800000000004},4.799504E-5,{"$f":"_xlfn.IFNA(0.997*(INDEX('Mass attenuation coefficients'!$B$2:$B$37,MATCH($C540,'Mass attenuation coefficients'!$A$2:$A$37,1))+($C540-INDEX('Mass attenuation coefficients'!$A$2:$A$37,MATCH($C540,'Mass attenuation coefficients'!$A$2:$A$37,1)))*(INDEX('Mass attenuation coefficients'!$B$2:$B$37,MATCH($C540,'Mass attenuation coefficients'!$A$2:$A$37,1)+1)-INDEX('Mass attenuation coefficients'!$B$2:$B$37,MATCH($C540,'Mass attenuation coefficients'!$A$2:$A$37,1)))/(INDEX('Mass attenuation coefficients'!$A$2:$A$37,MATCH($C540,'Mass attenuation coefficients'!$A$2:$A$37,1)+1)-INDEX('Mass attenuation coefficients'!$A$2:$A$37,MATCH($C540,'Mass attenuation coefficients'!$A$2:$A$37,1)))),0.997*$C540*'Mass attenuation coefficients'!$B$2/'Mass attenuation coefficients'!$A$2)","v":5.8206973639999993E-2},{"$f":"_xlfn.IFNA(INDEX('Shultis Faw'!$C$2:$C$26,MATCH($C540,'Shultis Faw'!$A$2:$A$26,1))+($C540-INDEX('Shultis Faw'!$A$2:$A$26,MATCH($C540,'Shultis Faw'!$A$2:$A$26,1)))*(INDEX('Shultis Faw'!$C$2:$C$26,MATCH($C540,'Shultis Faw'!$A$2:$A$26,1)+1)-INDEX('Shultis Faw'!$C$2:$C$26,MATCH($C540,'Shultis Faw'!$A$2:$A$26,1)))/(INDEX('Shultis Faw'!$A$2:$A$26,MATCH($C540,'Shultis Faw'!$A$2:$A$26,1)+1)-INDEX('Shultis Faw'!$A$2:$A$26,MATCH($C540,'Shultis Faw'!$A$2:$A$26,1))),$C540*'Shultis Faw'!$C$2/'Shultis Faw'!$A$2)","v":1.951136},{"$f":"_xlfn.IFNA(INDEX('Shultis Faw'!$D$2:$D$26,MATCH($C540,'Shultis Faw'!$A$2:$A$26,1))+($C540-INDEX('Shultis Faw'!$A$2:$A$26,MATCH($C540,'Shultis Faw'!$A$2:$A$26,1)))*(INDEX('Shultis Faw'!$D$2:$D$26,MATCH($C540,'Shultis Faw'!$A$2:$A$26,1)+1)-INDEX('Shultis Faw'!$D$2:$D$26,MATCH($C540,'Shultis Faw'!$A$2:$A$26,1)))/(INDEX('Shultis Faw'!$A$2:$A$26,MATCH($C540,'Shultis Faw'!$A$2:$A$26,1)+1)-INDEX('Shultis Faw'!$A$2:$A$26,MATCH($C540,'Shultis Faw'!$A$2:$A$26,1))),$C540*'Shultis Faw'!$D$2/'Shultis Faw'!$A$2)","v":1.281728},{"$f":"_xlfn.IFNA(INDEX('Shultis Faw'!$B$2:$B$26,MATCH($C540,'Shultis Faw'!$A$2:$A$26,1))+($C540-INDEX('Shultis Faw'!$A$2:$A$26,MATCH($C540,'Shultis Faw'!$A$2:$A$26,1)))*(INDEX('Shultis Faw'!$B$2:$B$26,MATCH($C540,'Shultis Faw'!$A$2:$A$26,1)+1)-INDEX('Shultis Faw'!$B$2:$B$26,MATCH($C540,'Shultis Faw'!$A$2:$A$26,1)))/(INDEX('Shultis Faw'!$A$2:$A$26,MATCH($C540,'Shultis Faw'!$A$2:$A$26,1)+1)-INDEX('Shultis Faw'!$A$2:$A$26,MATCH($C540,'Shultis Faw'!$A$2:$A$26,1))),$C540*'Shultis Faw'!$B$2/'Shultis Faw'!$A$2)","v":-6.0294E-2},{"$f":"_xlfn.IFNA(INDEX('Shultis Faw'!$E$2:$E$26,MATCH($C540,'Shultis Faw'!$A$2:$A$26,1))+($C540-INDEX('Shultis Faw'!$A$2:$A$26,MATCH($C540,'Shultis Faw'!$A$2:$A$26,1)))*(INDEX('Shultis Faw'!$E$2:$E$26,MATCH($C540,'Shultis Faw'!$A$2:$A$26,1)+1)-INDEX('Shultis Faw'!$E$2:$E$26,MATCH($C540,'Shultis Faw'!$A$2:$A$26,1)))/(INDEX('Shultis Faw'!$A$2:$A$26,MATCH($C540,'Shultis Faw'!$A$2:$A$26,1)+1)-INDEX('Shultis Faw'!$A$2:$A$26,MATCH($C540,'Shultis Faw'!$A$2:$A$26,1))),$C540*'Shultis Faw'!$E$2/'Shultis Faw'!$A$2)","v":2.5576799999999997E-2},{"$f":"_xlfn.IFNA(INDEX('Shultis Faw'!$F$2:$F$26,MATCH($C540,'Shultis Faw'!$A$2:$A$26,1))+($C540-INDEX('Shultis Faw'!$A$2:$A$26,MATCH($C540,'Shultis Faw'!$A$2:$A$26,1)))*(INDEX('Shultis Faw'!$F$2:$F$26,MATCH($C540,'Shultis Faw'!$A$2:$A$26,1)+1)-INDEX('Shultis Faw'!$F$2:$F$26,MATCH($C540,'Shultis Faw'!$A$2:$A$26,1)))/(INDEX('Shultis Faw'!$A$2:$A$26,MATCH($C540,'Shultis Faw'!$A$2:$A$26,1)+1)-INDEX('Shultis Faw'!$A$2:$A$26,MATCH($C540,'Shultis Faw'!$A$2:$A$26,1))),$C540*'Shultis Faw'!$F$2/'Shultis Faw'!$A$2)","v":14.4978},{"$f":"J540*(H540*'Externe blootstelling'!$D$23/2)^K540+L540*(TANH(((H540*'Externe blootstelling'!$D$23)/(2*M540))-2)-TANH(-2))/(1-TANH(-2))","v":1.2923167253948238},{"$f":"IF(N540=1,1+(I540-1)*H540*'Externe blootstelling'!$D$23/2,1+(I540-1)*(N540^(H540*'Externe blootstelling'!$D$23/2)-1)/(N540-1))","v":1.8165075912887643},{"$f":"G540*EXP(-H540*'Externe blootstelling'!$D$23/2)*O540","v":3.6412379733155717E-5}]
[null," g ",1.5305,2.4487999999999996E-13,5.5000000000000007E-6,{"$f":"_xlfn.IFNA(INDEX('hp (pSv cm2)'!$B$2:$B$52,MATCH($C541,'hp (pSv cm2)'!$A$2:$A$52,1))+($C541-INDEX('hp (pSv cm2)'!$A$2:$A$52,MATCH($C541,'hp (pSv cm2)'!$A$2:$A$52,1)))*(INDEX('hp (pSv cm2)'!$B$2:$B$52,MATCH($C541,'hp (pSv cm2)'!$A$2:$A$52,1)+1)-INDEX('hp (pSv cm2)'!$B$2:$B$52,MATCH($C541,'hp (pSv cm2)'!$A$2:$A$52,1)))/(INDEX('hp (pSv cm2)'!$A$2:$A$52,MATCH($C541,'hp (pSv cm2)'!$A$2:$A$52,1)+1)-INDEX('hp (pSv cm2)'!$A$2:$A$52,MATCH($C541,'hp (pSv cm2)'!$A$2:$A$52,1))),$C541*'hp (pSv cm2)'!$B$2/'hp (pSv cm2)'!$A$2)","v":6.20296},3.4116280000000003E-5,{"$f":"_xlfn.IFNA(0.997*(INDEX('Mass attenuation coefficients'!$B$2:$B$37,MATCH($C541,'Mass attenuation coefficients'!$A$2:$A$37,1))+($C541-INDEX('Mass attenuation coefficients'!$A$2:$A$37,MATCH($C541,'Mass attenuation coefficients'!$A$2:$A$37,1)))*(INDEX('Mass attenuation coefficients'!$B$2:$B$37,MATCH($C541,'Mass attenuation coefficients'!$A$2:$A$37,1)+1)-INDEX('Mass attenuation coefficients'!$B$2:$B$37,MATCH($C541,'Mass attenuation coefficients'!$A$2:$A$37,1)))/(INDEX('Mass attenuation coefficients'!$A$2:$A$37,MATCH($C541,'Mass attenuation coefficients'!$A$2:$A$37,1)+1)-INDEX('Mass attenuation coefficients'!$A$2:$A$37,MATCH($C541,'Mass attenuation coefficients'!$A$2:$A$37,1)))),0.997*$C541*'Mass attenuation coefficients'!$B$2/'Mass attenuation coefficients'!$A$2)","v":5.6873545960000001E-2},{"$f":"_xlfn.IFNA(INDEX('Shultis Faw'!$C$2:$C$26,MATCH($C541,'Shultis Faw'!$A$2:$A$26,1))+($C541-INDEX('Shultis Faw'!$A$2:$A$26,MATCH($C541,'Shultis Faw'!$A$2:$A$26,1)))*(INDEX('Shultis Faw'!$C$2:$C$26,MATCH($C541,'Shultis Faw'!$A$2:$A$26,1)+1)-INDEX('Shultis Faw'!$C$2:$C$26,MATCH($C541,'Shultis Faw'!$A$2:$A$26,1)))/(INDEX('Shultis Faw'!$A$2:$A$26,MATCH($C541,'Shultis Faw'!$A$2:$A$26,1)+1)-INDEX('Shultis Faw'!$A$2:$A$26,MATCH($C541,'Shultis Faw'!$A$2:$A$26,1))),$C541*'Shultis Faw'!$C$2/'Shultis Faw'!$A$2)","v":1.9329000000000001},{"$f":"_xlfn.IFNA(INDEX('Shultis Faw'!$D$2:$D$26,MATCH($C541,'Shultis Faw'!$A$2:$A$26,1))+($C541-INDEX('Shultis Faw'!$A$2:$A$26,MATCH($C541,'Shultis Faw'!$A$2:$A$26,1)))*(INDEX('Shultis Faw'!$D$2:$D$26,MATCH($C541,'Shultis Faw'!$A$2:$A$26,1)+1)-INDEX('Shultis Faw'!$D$2:$D$26,MATCH($C541,'Shultis Faw'!$A$2:$A$26,1)))/(INDEX('Shultis Faw'!$A$2:$A$26,MATCH($C541,'Shultis Faw'!$A$2:$A$26,1)+1)-INDEX('Shultis Faw'!$A$2:$A$26,MATCH($C541,'Shultis Faw'!$A$2:$A$26,1))),$C541*'Shultis Faw'!$D$2/'Shultis Faw'!$A$2)","v":1.2631439999999998},{"$f":"_xlfn.IFNA(INDEX('Shultis Faw'!$B$2:$B$26,MATCH($C541,'Shultis Faw'!$A$2:$A$26,1))+($C541-INDEX('Shultis Faw'!$A$2:$A$26,MATCH($C541,'Shultis Faw'!$A$2:$A$26,1)))*(INDEX('Shultis Faw'!$B$2:$B$26,MATCH($C541,'Shultis Faw'!$A$2:$A$26,1)+1)-INDEX('Shultis Faw'!$B$2:$B$26,MATCH($C541,'Shultis Faw'!$A$2:$A$26,1)))/(INDEX('Shultis Faw'!$A$2:$A$26,MATCH($C541,'Shultis Faw'!$A$2:$A$26,1)+1)-INDEX('Shultis Faw'!$A$2:$A$26,MATCH($C541,'Shultis Faw'!$A$2:$A$26,1))),$C541*'Shultis Faw'!$B$2/'Shultis Faw'!$A$2)","v":-5.6841000000000003E-2},{"$f":"_xlfn.IFNA(INDEX('Shultis Faw'!$E$2:$E$26,MATCH($C541,'Shultis Faw'!$A$2:$A$26,1))+($C541-INDEX('Shultis Faw'!$A$2:$A$26,MATCH($C541,'Shultis Faw'!$A$2:$A$26,1)))*(INDEX('Shultis Faw'!$E$2:$E$26,MATCH($C541,'Shultis Faw'!$A$2:$A$26,1)+1)-INDEX('Shultis Faw'!$E$2:$E$26,MATCH($C541,'Shultis Faw'!$A$2:$A$26,1)))/(INDEX('Shultis Faw'!$A$2:$A$26,MATCH($C541,'Shultis Faw'!$A$2:$A$26,1)+1)-INDEX('Shultis Faw'!$A$2:$A$26,MATCH($C541,'Shultis Faw'!$A$2:$A$26,1))),$C541*'Shultis Faw'!$E$2/'Shultis Faw'!$A$2)","v":2.4081500000000002E-2},{"$f":"_xlfn.IFNA(INDEX('Shultis Faw'!$F$2:$F$26,MATCH($C541,'Shultis Faw'!$A$2:$A$26,1))+($C541-INDEX('Shultis Faw'!$A$2:$A$26,MATCH($C541,'Shultis Faw'!$A$2:$A$26,1)))*(INDEX('Shultis Faw'!$F$2:$F$26,MATCH($C541,'Shultis Faw'!$A$2:$A$26,1)+1)-INDEX('Shultis Faw'!$F$2:$F$26,MATCH($C541,'Shultis Faw'!$A$2:$A$26,1)))/(INDEX('Shultis Faw'!$A$2:$A$26,MATCH($C541,'Shultis Faw'!$A$2:$A$26,1)+1)-INDEX('Shultis Faw'!$A$2:$A$26,MATCH($C541,'Shultis Faw'!$A$2:$A$26,1))),$C541*'Shultis Faw'!$F$2/'Shultis Faw'!$A$2)","v":14.49255},{"$f":"J541*(H541*'Externe blootstelling'!$D$23/2)^K541+L541*(TANH(((H541*'Externe blootstelling'!$D$23)/(2*M541))-2)-TANH(-2))/(1-TANH(-2))","v":1.2746566047929888},{"$f":"IF(N541=1,1+(I541-1)*H541*'Externe blootstelling'!$D$23/2,1+(I541-1)*(N541^(H541*'Externe blootstelling'!$D$23/2)-1)/(N541-1))","v":1.7812784510912294},{"$f":"G541*EXP(-H541*'Externe blootstelling'!$D$23/2)*O541","v":2.589378135533267E-5}]
[null," g ",1.5492600000000001,2.4788159999999996E-13,1.5999999999999999E-5,{"$f":"_xlfn.IFNA(INDEX('hp (pSv cm2)'!$B$2:$B$52,MATCH($C542,'hp (pSv cm2)'!$A$2:$A$52,1))+($C542-INDEX('hp (pSv cm2)'!$A$2:$A$52,MATCH($C542,'hp (pSv cm2)'!$A$2:$A$52,1)))*(INDEX('hp (pSv cm2)'!$B$2:$B$52,MATCH($C542,'hp (pSv cm2)'!$A$2:$A$52,1)+1)-INDEX('hp (pSv cm2)'!$B$2:$B$52,MATCH($C542,'hp (pSv cm2)'!$A$2:$A$52,1)))/(INDEX('hp (pSv cm2)'!$A$2:$A$52,MATCH($C542,'hp (pSv cm2)'!$A$2:$A$52,1)+1)-INDEX('hp (pSv cm2)'!$A$2:$A$52,MATCH($C542,'hp (pSv cm2)'!$A$2:$A$52,1))),$C542*'hp (pSv cm2)'!$B$2/'hp (pSv cm2)'!$A$2)","v":6.2539872000000001},1.000637952E-4,{"$f":"_xlfn.IFNA(0.997*(INDEX('Mass attenuation coefficients'!$B$2:$B$37,MATCH($C542,'Mass attenuation coefficients'!$A$2:$A$37,1))+($C542-INDEX('Mass attenuation coefficients'!$A$2:$A$37,MATCH($C542,'Mass attenuation coefficients'!$A$2:$A$37,1)))*(INDEX('Mass attenuation coefficients'!$B$2:$B$37,MATCH($C542,'Mass attenuation coefficients'!$A$2:$A$37,1)+1)-INDEX('Mass attenuation coefficients'!$B$2:$B$37,MATCH($C542,'Mass attenuation coefficients'!$A$2:$A$37,1)))/(INDEX('Mass attenuation coefficients'!$A$2:$A$37,MATCH($C542,'Mass attenuation coefficients'!$A$2:$A$37,1)+1)-INDEX('Mass attenuation coefficients'!$A$2:$A$37,MATCH($C542,'Mass attenuation coefficients'!$A$2:$A$37,1)))),0.997*$C542*'Mass attenuation coefficients'!$B$2/'Mass attenuation coefficients'!$A$2)","v":5.6569797547199999E-2},{"$f":"_xlfn.IFNA(INDEX('Shultis Faw'!$C$2:$C$26,MATCH($C542,'Shultis Faw'!$A$2:$A$26,1))+($C542-INDEX('Shultis Faw'!$A$2:$A$26,MATCH($C542,'Shultis Faw'!$A$2:$A$26,1)))*(INDEX('Shultis Faw'!$C$2:$C$26,MATCH($C542,'Shultis Faw'!$A$2:$A$26,1)+1)-INDEX('Shultis Faw'!$C$2:$C$26,MATCH($C542,'Shultis Faw'!$A$2:$A$26,1)))/(INDEX('Shultis Faw'!$A$2:$A$26,MATCH($C542,'Shultis Faw'!$A$2:$A$26,1)+1)-INDEX('Shultis Faw'!$A$2:$A$26,MATCH($C542,'Shultis Faw'!$A$2:$A$26,1))),$C542*'Shultis Faw'!$C$2/'Shultis Faw'!$A$2)","v":1.9291480000000001},{"$f":"_xlfn.IFNA(INDEX('Shultis Faw'!$D$2:$D$26,MATCH($C542,'Shultis Faw'!$A$2:$A$26,1))+($C542-INDEX('Shultis Faw'!$A$2:$A$26,MATCH($C542,'Shultis Faw'!$A$2:$A$26,1)))*(INDEX('Shultis Faw'!$D$2:$D$26,MATCH($C542,'Shultis Faw'!$A$2:$A$26,1)+1)-INDEX('Shultis Faw'!$D$2:$D$26,MATCH($C542,'Shultis Faw'!$A$2:$A$26,1)))/(INDEX('Shultis Faw'!$A$2:$A$26,MATCH($C542,'Shultis Faw'!$A$2:$A$26,1)+1)-INDEX('Shultis Faw'!$A$2:$A$26,MATCH($C542,'Shultis Faw'!$A$2:$A$26,1))),$C542*'Shultis Faw'!$D$2/'Shultis Faw'!$A$2)","v":1.2595420799999999},{"$f":"_xlfn.IFNA(INDEX('Shultis Faw'!$B$2:$B$26,MATCH($C542,'Shultis Faw'!$A$2:$A$26,1))+($C542-INDEX('Shultis Faw'!$A$2:$A$26,MATCH($C542,'Shultis Faw'!$A$2:$A$26,1)))*(INDEX('Shultis Faw'!$B$2:$B$26,MATCH($C542,'Shultis Faw'!$A$2:$A$26,1)+1)-INDEX('Shultis Faw'!$B$2:$B$26,MATCH($C542,'Shultis Faw'!$A$2:$A$26,1)))/(INDEX('Shultis Faw'!$A$2:$A$26,MATCH($C542,'Shultis Faw'!$A$2:$A$26,1)+1)-INDEX('Shultis Faw'!$A$2:$A$26,MATCH($C542,'Shultis Faw'!$A$2:$A$26,1))),$C542*'Shultis Faw'!$B$2/'Shultis Faw'!$A$2)","v":-5.6128119999999997E-2},{"$f":"_xlfn.IFNA(INDEX('Shultis Faw'!$E$2:$E$26,MATCH($C542,'Shultis Faw'!$A$2:$A$26,1))+($C542-INDEX('Shultis Faw'!$A$2:$A$26,MATCH($C542,'Shultis Faw'!$A$2:$A$26,1)))*(INDEX('Shultis Faw'!$E$2:$E$26,MATCH($C542,'Shultis Faw'!$A$2:$A$26,1)+1)-INDEX('Shultis Faw'!$E$2:$E$26,MATCH($C542,'Shultis Faw'!$A$2:$A$26,1)))/(INDEX('Shultis Faw'!$A$2:$A$26,MATCH($C542,'Shultis Faw'!$A$2:$A$26,1)+1)-INDEX('Shultis Faw'!$A$2:$A$26,MATCH($C542,'Shultis Faw'!$A$2:$A$26,1))),$C542*'Shultis Faw'!$E$2/'Shultis Faw'!$A$2)","v":2.3762579999999998E-2},{"$f":"_xlfn.IFNA(INDEX('Shultis Faw'!$F$2:$F$26,MATCH($C542,'Shultis Faw'!$A$2:$A$26,1))+($C542-INDEX('Shultis Faw'!$A$2:$A$26,MATCH($C542,'Shultis Faw'!$A$2:$A$26,1)))*(INDEX('Shultis Faw'!$F$2:$F$26,MATCH($C542,'Shultis Faw'!$A$2:$A$26,1)+1)-INDEX('Shultis Faw'!$F$2:$F$26,MATCH($C542,'Shultis Faw'!$A$2:$A$26,1)))/(INDEX('Shultis Faw'!$A$2:$A$26,MATCH($C542,'Shultis Faw'!$A$2:$A$26,1)+1)-INDEX('Shultis Faw'!$A$2:$A$26,MATCH($C542,'Shultis Faw'!$A$2:$A$26,1))),$C542*'Shultis Faw'!$F$2/'Shultis Faw'!$A$2)","v":14.475666},{"$f":"J542*(H542*'Externe blootstelling'!$D$23/2)^K542+L542*(TANH(((H542*'Externe blootstelling'!$D$23)/(2*M542))-2)-TANH(-2))/(1-TANH(-2))","v":1.2712591492114427},{"$f":"IF(N542=1,1+(I542-1)*H542*'Externe blootstelling'!$D$23/2,1+(I542-1)*(N542^(H542*'Externe blootstelling'!$D$23/2)-1)/(N542-1))","v":1.7737058918179809},{"$f":"G542*EXP(-H542*'Externe blootstelling'!$D$23/2)*O542","v":7.5969508312423366E-5}]
[null," g ",1.57457,2.519312E-13,6.3000000000000007E-6,{"$f":"_xlfn.IFNA(INDEX('hp (pSv cm2)'!$B$2:$B$52,MATCH($C543,'hp (pSv cm2)'!$A$2:$A$52,1))+($C543-INDEX('hp (pSv cm2)'!$A$2:$A$52,MATCH($C543,'hp (pSv cm2)'!$A$2:$A$52,1)))*(INDEX('hp (pSv cm2)'!$B$2:$B$52,MATCH($C543,'hp (pSv cm2)'!$A$2:$A$52,1)+1)-INDEX('hp (pSv cm2)'!$B$2:$B$52,MATCH($C543,'hp (pSv cm2)'!$A$2:$A$52,1)))/(INDEX('hp (pSv cm2)'!$A$2:$A$52,MATCH($C543,'hp (pSv cm2)'!$A$2:$A$52,1)+1)-INDEX('hp (pSv cm2)'!$A$2:$A$52,MATCH($C543,'hp (pSv cm2)'!$A$2:$A$52,1))),$C543*'hp (pSv cm2)'!$B$2/'hp (pSv cm2)'!$A$2)","v":6.3228304},3.9833831520000007E-5,{"$f":"_xlfn.IFNA(0.997*(INDEX('Mass attenuation coefficients'!$B$2:$B$37,MATCH($C543,'Mass attenuation coefficients'!$A$2:$A$37,1))+($C543-INDEX('Mass attenuation coefficients'!$A$2:$A$37,MATCH($C543,'Mass attenuation coefficients'!$A$2:$A$37,1)))*(INDEX('Mass attenuation coefficients'!$B$2:$B$37,MATCH($C543,'Mass attenuation coefficients'!$A$2:$A$37,1)+1)-INDEX('Mass attenuation coefficients'!$B$2:$B$37,MATCH($C543,'Mass attenuation coefficients'!$A$2:$A$37,1)))/(INDEX('Mass attenuation coefficients'!$A$2:$A$37,MATCH($C543,'Mass attenuation coefficients'!$A$2:$A$37,1)+1)-INDEX('Mass attenuation coefficients'!$A$2:$A$37,MATCH($C543,'Mass attenuation coefficients'!$A$2:$A$37,1)))),0.997*$C543*'Mass attenuation coefficients'!$B$2/'Mass attenuation coefficients'!$A$2)","v":5.6159996250400003E-2},{"$f":"_xlfn.IFNA(INDEX('Shultis Faw'!$C$2:$C$26,MATCH($C543,'Shultis Faw'!$A$2:$A$26,1))+($C543-INDEX('Shultis Faw'!$A$2:$A$26,MATCH($C543,'Shultis Faw'!$A$2:$A$26,1)))*(INDEX('Shultis Faw'!$C$2:$C$26,MATCH($C543,'Shultis Faw'!$A$2:$A$26,1)+1)-INDEX('Shultis Faw'!$C$2:$C$26,MATCH($C543,'Shultis Faw'!$A$2:$A$26,1)))/(INDEX('Shultis Faw'!$A$2:$A$26,MATCH($C543,'Shultis Faw'!$A$2:$A$26,1)+1)-INDEX('Shultis Faw'!$A$2:$A$26,MATCH($C543,'Shultis Faw'!$A$2:$A$26,1))),$C543*'Shultis Faw'!$C$2/'Shultis Faw'!$A$2)","v":1.924086},{"$f":"_xlfn.IFNA(INDEX('Shultis Faw'!$D$2:$D$26,MATCH($C543,'Shultis Faw'!$A$2:$A$26,1))+($C543-INDEX('Shultis Faw'!$A$2:$A$26,MATCH($C543,'Shultis Faw'!$A$2:$A$26,1)))*(INDEX('Shultis Faw'!$D$2:$D$26,MATCH($C543,'Shultis Faw'!$A$2:$A$26,1)+1)-INDEX('Shultis Faw'!$D$2:$D$26,MATCH($C543,'Shultis Faw'!$A$2:$A$26,1)))/(INDEX('Shultis Faw'!$A$2:$A$26,MATCH($C543,'Shultis Faw'!$A$2:$A$26,1)+1)-INDEX('Shultis Faw'!$A$2:$A$26,MATCH($C543,'Shultis Faw'!$A$2:$A$26,1))),$C543*'Shultis Faw'!$D$2/'Shultis Faw'!$A$2)","v":1.25468256},{"$f":"_xlfn.IFNA(INDEX('Shultis Faw'!$B$2:$B$26,MATCH($C543,'Shultis Faw'!$A$2:$A$26,1))+($C543-INDEX('Shultis Faw'!$A$2:$A$26,MATCH($C543,'Shultis Faw'!$A$2:$A$26,1)))*(INDEX('Shultis Faw'!$B$2:$B$26,MATCH($C543,'Shultis Faw'!$A$2:$A$26,1)+1)-INDEX('Shultis Faw'!$B$2:$B$26,MATCH($C543,'Shultis Faw'!$A$2:$A$26,1)))/(INDEX('Shultis Faw'!$A$2:$A$26,MATCH($C543,'Shultis Faw'!$A$2:$A$26,1)+1)-INDEX('Shultis Faw'!$A$2:$A$26,MATCH($C543,'Shultis Faw'!$A$2:$A$26,1))),$C543*'Shultis Faw'!$B$2/'Shultis Faw'!$A$2)","v":-5.5166340000000001E-2},{"$f":"_xlfn.IFNA(INDEX('Shultis Faw'!$E$2:$E$26,MATCH($C543,'Shultis Faw'!$A$2:$A$26,1))+($C543-INDEX('Shultis Faw'!$A$2:$A$26,MATCH($C543,'Shultis Faw'!$A$2:$A$26,1)))*(INDEX('Shultis Faw'!$E$2:$E$26,MATCH($C543,'Shultis Faw'!$A$2:$A$26,1)+1)-INDEX('Shultis Faw'!$E$2:$E$26,MATCH($C543,'Shultis Faw'!$A$2:$A$26,1)))/(INDEX('Shultis Faw'!$A$2:$A$26,MATCH($C543,'Shultis Faw'!$A$2:$A$26,1)+1)-INDEX('Shultis Faw'!$A$2:$A$26,MATCH($C543,'Shultis Faw'!$A$2:$A$26,1))),$C543*'Shultis Faw'!$E$2/'Shultis Faw'!$A$2)","v":2.3332309999999998E-2},{"$f":"_xlfn.IFNA(INDEX('Shultis Faw'!$F$2:$F$26,MATCH($C543,'Shultis Faw'!$A$2:$A$26,1))+($C543-INDEX('Shultis Faw'!$A$2:$A$26,MATCH($C543,'Shultis Faw'!$A$2:$A$26,1)))*(INDEX('Shultis Faw'!$F$2:$F$26,MATCH($C543,'Shultis Faw'!$A$2:$A$26,1)+1)-INDEX('Shultis Faw'!$F$2:$F$26,MATCH($C543,'Shultis Faw'!$A$2:$A$26,1)))/(INDEX('Shultis Faw'!$A$2:$A$26,MATCH($C543,'Shultis Faw'!$A$2:$A$26,1)+1)-INDEX('Shultis Faw'!$A$2:$A$26,MATCH($C543,'Shultis Faw'!$A$2:$A$26,1))),$C543*'Shultis Faw'!$F$2/'Shultis Faw'!$A$2)","v":14.452887},{"$f":"J543*(H543*'Externe blootstelling'!$D$23/2)^K543+L543*(TANH(((H543*'Externe blootstelling'!$D$23)/(2*M543))-2)-TANH(-2))/(1-TANH(-2))","v":1.2666612752214006},{"$f":"IF(N543=1,1+(I543-1)*H543*'Externe blootstelling'!$D$23/2,1+(I543-1)*(N543^(H543*'Externe blootstelling'!$D$23/2)-1)/(N543-1))","v":1.7635679775457513},{"$f":"G543*EXP(-H543*'Externe blootstelling'!$D$23/2)*O543","v":3.0254824596357341E-5}]
[null," g ",1.6104000000000001,2.5766399999999997E-13,9.7999999999999997E-4,{"$f":"_xlfn.IFNA(INDEX('hp (pSv cm2)'!$B$2:$B$52,MATCH($C544,'hp (pSv cm2)'!$A$2:$A$52,1))+($C544-INDEX('hp (pSv cm2)'!$A$2:$A$52,MATCH($C544,'hp (pSv cm2)'!$A$2:$A$52,1)))*(INDEX('hp (pSv cm2)'!$B$2:$B$52,MATCH($C544,'hp (pSv cm2)'!$A$2:$A$52,1)+1)-INDEX('hp (pSv cm2)'!$B$2:$B$52,MATCH($C544,'hp (pSv cm2)'!$A$2:$A$52,1)))/(INDEX('hp (pSv cm2)'!$A$2:$A$52,MATCH($C544,'hp (pSv cm2)'!$A$2:$A$52,1)+1)-INDEX('hp (pSv cm2)'!$A$2:$A$52,MATCH($C544,'hp (pSv cm2)'!$A$2:$A$52,1))),$C544*'hp (pSv cm2)'!$B$2/'hp (pSv cm2)'!$A$2)","v":6.4202880000000002},6.2918822400000003E-3,{"$f":"_xlfn.IFNA(0.997*(INDEX('Mass attenuation coefficients'!$B$2:$B$37,MATCH($C544,'Mass attenuation coefficients'!$A$2:$A$37,1))+($C544-INDEX('Mass attenuation coefficients'!$A$2:$A$37,MATCH($C544,'Mass attenuation coefficients'!$A$2:$A$37,1)))*(INDEX('Mass attenuation coefficients'!$B$2:$B$37,MATCH($C544,'Mass attenuation coefficients'!$A$2:$A$37,1)+1)-INDEX('Mass attenuation coefficients'!$B$2:$B$37,MATCH($C544,'Mass attenuation coefficients'!$A$2:$A$37,1)))/(INDEX('Mass attenuation coefficients'!$A$2:$A$37,MATCH($C544,'Mass attenuation coefficients'!$A$2:$A$37,1)+1)-INDEX('Mass attenuation coefficients'!$A$2:$A$37,MATCH($C544,'Mass attenuation coefficients'!$A$2:$A$37,1)))),0.997*$C544*'Mass attenuation coefficients'!$B$2/'Mass attenuation coefficients'!$A$2)","v":5.5579862687999998E-2},{"$f":"_xlfn.IFNA(INDEX('Shultis Faw'!$C$2:$C$26,MATCH($C544,'Shultis Faw'!$A$2:$A$26,1))+($C544-INDEX('Shultis Faw'!$A$2:$A$26,MATCH($C544,'Shultis Faw'!$A$2:$A$26,1)))*(INDEX('Shultis Faw'!$C$2:$C$26,MATCH($C544,'Shultis Faw'!$A$2:$A$26,1)+1)-INDEX('Shultis Faw'!$C$2:$C$26,MATCH($C544,'Shultis Faw'!$A$2:$A$26,1)))/(INDEX('Shultis Faw'!$A$2:$A$26,MATCH($C544,'Shultis Faw'!$A$2:$A$26,1)+1)-INDEX('Shultis Faw'!$A$2:$A$26,MATCH($C544,'Shultis Faw'!$A$2:$A$26,1))),$C544*'Shultis Faw'!$C$2/'Shultis Faw'!$A$2)","v":1.91692},{"$f":"_xlfn.IFNA(INDEX('Shultis Faw'!$D$2:$D$26,MATCH($C544,'Shultis Faw'!$A$2:$A$26,1))+($C544-INDEX('Shultis Faw'!$A$2:$A$26,MATCH($C544,'Shultis Faw'!$A$2:$A$26,1)))*(INDEX('Shultis Faw'!$D$2:$D$26,MATCH($C544,'Shultis Faw'!$A$2:$A$26,1)+1)-INDEX('Shultis Faw'!$D$2:$D$26,MATCH($C544,'Shultis Faw'!$A$2:$A$26,1)))/(INDEX('Shultis Faw'!$A$2:$A$26,MATCH($C544,'Shultis Faw'!$A$2:$A$26,1)+1)-INDEX('Shultis Faw'!$A$2:$A$26,MATCH($C544,'Shultis Faw'!$A$2:$A$26,1))),$C544*'Shultis Faw'!$D$2/'Shultis Faw'!$A$2)","v":1.2478031999999999},{"$f":"_xlfn.IFNA(INDEX('Shultis Faw'!$B$2:$B$26,MATCH($C544,'Shultis Faw'!$A$2:$A$26,1))+($C544-INDEX('Shultis Faw'!$A$2:$A$26,MATCH($C544,'Shultis Faw'!$A$2:$A$26,1)))*(INDEX('Shultis Faw'!$B$2:$B$26,MATCH($C544,'Shultis Faw'!$A$2:$A$26,1)+1)-INDEX('Shultis Faw'!$B$2:$B$26,MATCH($C544,'Shultis Faw'!$A$2:$A$26,1)))/(INDEX('Shultis Faw'!$A$2:$A$26,MATCH($C544,'Shultis Faw'!$A$2:$A$26,1)+1)-INDEX('Shultis Faw'!$A$2:$A$26,MATCH($C544,'Shultis Faw'!$A$2:$A$26,1))),$C544*'Shultis Faw'!$B$2/'Shultis Faw'!$A$2)","v":-5.38048E-2},{"$f":"_xlfn.IFNA(INDEX('Shultis Faw'!$E$2:$E$26,MATCH($C544,'Shultis Faw'!$A$2:$A$26,1))+($C544-INDEX('Shultis Faw'!$A$2:$A$26,MATCH($C544,'Shultis Faw'!$A$2:$A$26,1)))*(INDEX('Shultis Faw'!$E$2:$E$26,MATCH($C544,'Shultis Faw'!$A$2:$A$26,1)+1)-INDEX('Shultis Faw'!$E$2:$E$26,MATCH($C544,'Shultis Faw'!$A$2:$A$26,1)))/(INDEX('Shultis Faw'!$A$2:$A$26,MATCH($C544,'Shultis Faw'!$A$2:$A$26,1)+1)-INDEX('Shultis Faw'!$A$2:$A$26,MATCH($C544,'Shultis Faw'!$A$2:$A$26,1))),$C544*'Shultis Faw'!$E$2/'Shultis Faw'!$A$2)","v":2.2723199999999999E-2},{"$f":"_xlfn.IFNA(INDEX('Shultis Faw'!$F$2:$F$26,MATCH($C544,'Shultis Faw'!$A$2:$A$26,1))+($C544-INDEX('Shultis Faw'!$A$2:$A$26,MATCH($C544,'Shultis Faw'!$A$2:$A$26,1)))*(INDEX('Shultis Faw'!$F$2:$F$26,MATCH($C544,'Shultis Faw'!$A$2:$A$26,1)+1)-INDEX('Shultis Faw'!$F$2:$F$26,MATCH($C544,'Shultis Faw'!$A$2:$A$26,1)))/(INDEX('Shultis Faw'!$A$2:$A$26,MATCH($C544,'Shultis Faw'!$A$2:$A$26,1)+1)-INDEX('Shultis Faw'!$A$2:$A$26,MATCH($C544,'Shultis Faw'!$A$2:$A$26,1))),$C544*'Shultis Faw'!$F$2/'Shultis Faw'!$A$2)","v":14.420639999999999},{"$f":"J544*(H544*'Externe blootstelling'!$D$23/2)^K544+L544*(TANH(((H544*'Externe blootstelling'!$D$23)/(2*M544))-2)-TANH(-2))/(1-TANH(-2))","v":1.2601244339292317},{"$f":"IF(N544=1,1+(I544-1)*H544*'Externe blootstelling'!$D$23/2,1+(I544-1)*(N544^(H544*'Externe blootstelling'!$D$23/2)-1)/(N544-1))","v":1.7493693435052386},{"$f":"G544*EXP(-H544*'Externe blootstelling'!$D$23/2)*O544","v":4.781803022382596E-3}]
[null," g ",1.65249,2.643984E-13,3.5000000000000004E-5,{"$f":"_xlfn.IFNA(INDEX('hp (pSv cm2)'!$B$2:$B$52,MATCH($C545,'hp (pSv cm2)'!$A$2:$A$52,1))+($C545-INDEX('hp (pSv cm2)'!$A$2:$A$52,MATCH($C545,'hp (pSv cm2)'!$A$2:$A$52,1)))*(INDEX('hp (pSv cm2)'!$B$2:$B$52,MATCH($C545,'hp (pSv cm2)'!$A$2:$A$52,1)+1)-INDEX('hp (pSv cm2)'!$B$2:$B$52,MATCH($C545,'hp (pSv cm2)'!$A$2:$A$52,1)))/(INDEX('hp (pSv cm2)'!$A$2:$A$52,MATCH($C545,'hp (pSv cm2)'!$A$2:$A$52,1)+1)-INDEX('hp (pSv cm2)'!$A$2:$A$52,MATCH($C545,'hp (pSv cm2)'!$A$2:$A$52,1))),$C545*'hp (pSv cm2)'!$B$2/'hp (pSv cm2)'!$A$2)","v":6.5347728000000007},2.2871704800000005E-4,{"$f":"_xlfn.IFNA(0.997*(INDEX('Mass attenuation coefficients'!$B$2:$B$37,MATCH($C545,'Mass attenuation coefficients'!$A$2:$A$37,1))+($C545-INDEX('Mass attenuation coefficients'!$A$2:$A$37,MATCH($C545,'Mass attenuation coefficients'!$A$2:$A$37,1)))*(INDEX('Mass attenuation coefficients'!$B$2:$B$37,MATCH($C545,'Mass attenuation coefficients'!$A$2:$A$37,1)+1)-INDEX('Mass attenuation coefficients'!$B$2:$B$37,MATCH($C545,'Mass attenuation coefficients'!$A$2:$A$37,1)))/(INDEX('Mass attenuation coefficients'!$A$2:$A$37,MATCH($C545,'Mass attenuation coefficients'!$A$2:$A$37,1)+1)-INDEX('Mass attenuation coefficients'!$A$2:$A$37,MATCH($C545,'Mass attenuation coefficients'!$A$2:$A$37,1)))),0.997*$C545*'Mass attenuation coefficients'!$B$2/'Mass attenuation coefficients'!$A$2)","v":5.4898371712800001E-2},{"$f":"_xlfn.IFNA(INDEX('Shultis Faw'!$C$2:$C$26,MATCH($C545,'Shultis Faw'!$A$2:$A$26,1))+($C545-INDEX('Shultis Faw'!$A$2:$A$26,MATCH($C545,'Shultis Faw'!$A$2:$A$26,1)))*(INDEX('Shultis Faw'!$C$2:$C$26,MATCH($C545,'Shultis Faw'!$A$2:$A$26,1)+1)-INDEX('Shultis Faw'!$C$2:$C$26,MATCH($C545,'Shultis Faw'!$A$2:$A$26,1)))/(INDEX('Shultis Faw'!$A$2:$A$26,MATCH($C545,'Shultis Faw'!$A$2:$A$26,1)+1)-INDEX('Shultis Faw'!$A$2:$A$26,MATCH($C545,'Shultis Faw'!$A$2:$A$26,1))),$C545*'Shultis Faw'!$C$2/'Shultis Faw'!$A$2)","v":1.9085019999999999},{"$f":"_xlfn.IFNA(INDEX('Shultis Faw'!$D$2:$D$26,MATCH($C545,'Shultis Faw'!$A$2:$A$26,1))+($C545-INDEX('Shultis Faw'!$A$2:$A$26,MATCH($C545,'Shultis Faw'!$A$2:$A$26,1)))*(INDEX('Shultis Faw'!$D$2:$D$26,MATCH($C545,'Shultis Faw'!$A$2:$A$26,1)+1)-INDEX('Shultis Faw'!$D$2:$D$26,MATCH($C545,'Shultis Faw'!$A$2:$A$26,1)))/(INDEX('Shultis Faw'!$A$2:$A$26,MATCH($C545,'Shultis Faw'!$A$2:$A$26,1)+1)-INDEX('Shultis Faw'!$A$2:$A$26,MATCH($C545,'Shultis Faw'!$A$2:$A$26,1))),$C545*'Shultis Faw'!$D$2/'Shultis Faw'!$A$2)","v":1.23972192},{"$f":"_xlfn.IFNA(INDEX('Shultis Faw'!$B$2:$B$26,MATCH($C545,'Shultis Faw'!$A$2:$A$26,1))+($C545-INDEX('Shultis Faw'!$A$2:$A$26,MATCH($C545,'Shultis Faw'!$A$2:$A$26,1)))*(INDEX('Shultis Faw'!$B$2:$B$26,MATCH($C545,'Shultis Faw'!$A$2:$A$26,1)+1)-INDEX('Shultis Faw'!$B$2:$B$26,MATCH($C545,'Shultis Faw'!$A$2:$A$26,1)))/(INDEX('Shultis Faw'!$A$2:$A$26,MATCH($C545,'Shultis Faw'!$A$2:$A$26,1)+1)-INDEX('Shultis Faw'!$A$2:$A$26,MATCH($C545,'Shultis Faw'!$A$2:$A$26,1))),$C545*'Shultis Faw'!$B$2/'Shultis Faw'!$A$2)","v":-5.2205380000000003E-2},{"$f":"_xlfn.IFNA(INDEX('Shultis Faw'!$E$2:$E$26,MATCH($C545,'Shultis Faw'!$A$2:$A$26,1))+($C545-INDEX('Shultis Faw'!$A$2:$A$26,MATCH($C545,'Shultis Faw'!$A$2:$A$26,1)))*(INDEX('Shultis Faw'!$E$2:$E$26,MATCH($C545,'Shultis Faw'!$A$2:$A$26,1)+1)-INDEX('Shultis Faw'!$E$2:$E$26,MATCH($C545,'Shultis Faw'!$A$2:$A$26,1)))/(INDEX('Shultis Faw'!$A$2:$A$26,MATCH($C545,'Shultis Faw'!$A$2:$A$26,1)+1)-INDEX('Shultis Faw'!$A$2:$A$26,MATCH($C545,'Shultis Faw'!$A$2:$A$26,1))),$C545*'Shultis Faw'!$E$2/'Shultis Faw'!$A$2)","v":2.200767E-2},{"$f":"_xlfn.IFNA(INDEX('Shultis Faw'!$F$2:$F$26,MATCH($C545,'Shultis Faw'!$A$2:$A$26,1))+($C545-INDEX('Shultis Faw'!$A$2:$A$26,MATCH($C545,'Shultis Faw'!$A$2:$A$26,1)))*(INDEX('Shultis Faw'!$F$2:$F$26,MATCH($C545,'Shultis Faw'!$A$2:$A$26,1)+1)-INDEX('Shultis Faw'!$F$2:$F$26,MATCH($C545,'Shultis Faw'!$A$2:$A$26,1)))/(INDEX('Shultis Faw'!$A$2:$A$26,MATCH($C545,'Shultis Faw'!$A$2:$A$26,1)+1)-INDEX('Shultis Faw'!$A$2:$A$26,MATCH($C545,'Shultis Faw'!$A$2:$A$26,1))),$C545*'Shultis Faw'!$F$2/'Shultis Faw'!$A$2)","v":14.382759},{"$f":"J545*(H545*'Externe blootstelling'!$D$23/2)^K545+L545*(TANH(((H545*'Externe blootstelling'!$D$23)/(2*M545))-2)-TANH(-2))/(1-TANH(-2))","v":1.2524038194869787},{"$f":"IF(N545=1,1+(I545-1)*H545*'Externe blootstelling'!$D$23/2,1+(I545-1)*(N545^(H545*'Externe blootstelling'!$D$23/2)-1)/(N545-1))","v":1.7329167302146158},{"$f":"G545*EXP(-H545*'Externe blootstelling'!$D$23/2)*O545","v":1.7395837139003157E-4}]
[null," g ",1.66997,2.6719519999999997E-13,1.0399999999999999E-4,{"$f":"_xlfn.IFNA(INDEX('hp (pSv cm2)'!$B$2:$B$52,MATCH($C546,'hp (pSv cm2)'!$A$2:$A$52,1))+($C546-INDEX('hp (pSv cm2)'!$A$2:$A$52,MATCH($C546,'hp (pSv cm2)'!$A$2:$A$52,1)))*(INDEX('hp (pSv cm2)'!$B$2:$B$52,MATCH($C546,'hp (pSv cm2)'!$A$2:$A$52,1)+1)-INDEX('hp (pSv cm2)'!$B$2:$B$52,MATCH($C546,'hp (pSv cm2)'!$A$2:$A$52,1)))/(INDEX('hp (pSv cm2)'!$A$2:$A$52,MATCH($C546,'hp (pSv cm2)'!$A$2:$A$52,1)+1)-INDEX('hp (pSv cm2)'!$A$2:$A$52,MATCH($C546,'hp (pSv cm2)'!$A$2:$A$52,1))),$C546*'hp (pSv cm2)'!$B$2/'hp (pSv cm2)'!$A$2)","v":6.5823184000000001},6.8456111359999994E-4,{"$f":"_xlfn.IFNA(0.997*(INDEX('Mass attenuation coefficients'!$B$2:$B$37,MATCH($C546,'Mass attenuation coefficients'!$A$2:$A$37,1))+($C546-INDEX('Mass attenuation coefficients'!$A$2:$A$37,MATCH($C546,'Mass attenuation coefficients'!$A$2:$A$37,1)))*(INDEX('Mass attenuation coefficients'!$B$2:$B$37,MATCH($C546,'Mass attenuation coefficients'!$A$2:$A$37,1)+1)-INDEX('Mass attenuation coefficients'!$B$2:$B$37,MATCH($C546,'Mass attenuation coefficients'!$A$2:$A$37,1)))/(INDEX('Mass attenuation coefficients'!$A$2:$A$37,MATCH($C546,'Mass attenuation coefficients'!$A$2:$A$37,1)+1)-INDEX('Mass attenuation coefficients'!$A$2:$A$37,MATCH($C546,'Mass attenuation coefficients'!$A$2:$A$37,1)))),0.997*$C546*'Mass attenuation coefficients'!$B$2/'Mass attenuation coefficients'!$A$2)","v":5.4615348138400001E-2},{"$f":"_xlfn.IFNA(INDEX('Shultis Faw'!$C$2:$C$26,MATCH($C546,'Shultis Faw'!$A$2:$A$26,1))+($C546-INDEX('Shultis Faw'!$A$2:$A$26,MATCH($C546,'Shultis Faw'!$A$2:$A$26,1)))*(INDEX('Shultis Faw'!$C$2:$C$26,MATCH($C546,'Shultis Faw'!$A$2:$A$26,1)+1)-INDEX('Shultis Faw'!$C$2:$C$26,MATCH($C546,'Shultis Faw'!$A$2:$A$26,1)))/(INDEX('Shultis Faw'!$A$2:$A$26,MATCH($C546,'Shultis Faw'!$A$2:$A$26,1)+1)-INDEX('Shultis Faw'!$A$2:$A$26,MATCH($C546,'Shultis Faw'!$A$2:$A$26,1))),$C546*'Shultis Faw'!$C$2/'Shultis Faw'!$A$2)","v":1.905006},{"$f":"_xlfn.IFNA(INDEX('Shultis Faw'!$D$2:$D$26,MATCH($C546,'Shultis Faw'!$A$2:$A$26,1))+($C546-INDEX('Shultis Faw'!$A$2:$A$26,MATCH($C546,'Shultis Faw'!$A$2:$A$26,1)))*(INDEX('Shultis Faw'!$D$2:$D$26,MATCH($C546,'Shultis Faw'!$A$2:$A$26,1)+1)-INDEX('Shultis Faw'!$D$2:$D$26,MATCH($C546,'Shultis Faw'!$A$2:$A$26,1)))/(INDEX('Shultis Faw'!$A$2:$A$26,MATCH($C546,'Shultis Faw'!$A$2:$A$26,1)+1)-INDEX('Shultis Faw'!$A$2:$A$26,MATCH($C546,'Shultis Faw'!$A$2:$A$26,1))),$C546*'Shultis Faw'!$D$2/'Shultis Faw'!$A$2)","v":1.23636576},{"$f":"_xlfn.IFNA(INDEX('Shultis Faw'!$B$2:$B$26,MATCH($C546,'Shultis Faw'!$A$2:$A$26,1))+($C546-INDEX('Shultis Faw'!$A$2:$A$26,MATCH($C546,'Shultis Faw'!$A$2:$A$26,1)))*(INDEX('Shultis Faw'!$B$2:$B$26,MATCH($C546,'Shultis Faw'!$A$2:$A$26,1)+1)-INDEX('Shultis Faw'!$B$2:$B$26,MATCH($C546,'Shultis Faw'!$A$2:$A$26,1)))/(INDEX('Shultis Faw'!$A$2:$A$26,MATCH($C546,'Shultis Faw'!$A$2:$A$26,1)+1)-INDEX('Shultis Faw'!$A$2:$A$26,MATCH($C546,'Shultis Faw'!$A$2:$A$26,1))),$C546*'Shultis Faw'!$B$2/'Shultis Faw'!$A$2)","v":-5.1541140000000006E-2},{"$f":"_xlfn.IFNA(INDEX('Shultis Faw'!$E$2:$E$26,MATCH($C546,'Shultis Faw'!$A$2:$A$26,1))+($C546-INDEX('Shultis Faw'!$A$2:$A$26,MATCH($C546,'Shultis Faw'!$A$2:$A$26,1)))*(INDEX('Shultis Faw'!$E$2:$E$26,MATCH($C546,'Shultis Faw'!$A$2:$A$26,1)+1)-INDEX('Shultis Faw'!$E$2:$E$26,MATCH($C546,'Shultis Faw'!$A$2:$A$26,1)))/(INDEX('Shultis Faw'!$A$2:$A$26,MATCH($C546,'Shultis Faw'!$A$2:$A$26,1)+1)-INDEX('Shultis Faw'!$A$2:$A$26,MATCH($C546,'Shultis Faw'!$A$2:$A$26,1))),$C546*'Shultis Faw'!$E$2/'Shultis Faw'!$A$2)","v":2.1710510000000002E-2},{"$f":"_xlfn.IFNA(INDEX('Shultis Faw'!$F$2:$F$26,MATCH($C546,'Shultis Faw'!$A$2:$A$26,1))+($C546-INDEX('Shultis Faw'!$A$2:$A$26,MATCH($C546,'Shultis Faw'!$A$2:$A$26,1)))*(INDEX('Shultis Faw'!$F$2:$F$26,MATCH($C546,'Shultis Faw'!$A$2:$A$26,1)+1)-INDEX('Shultis Faw'!$F$2:$F$26,MATCH($C546,'Shultis Faw'!$A$2:$A$26,1)))/(INDEX('Shultis Faw'!$A$2:$A$26,MATCH($C546,'Shultis Faw'!$A$2:$A$26,1)+1)-INDEX('Shultis Faw'!$A$2:$A$26,MATCH($C546,'Shultis Faw'!$A$2:$A$26,1))),$C546*'Shultis Faw'!$F$2/'Shultis Faw'!$A$2)","v":14.367027},{"$f":"J546*(H546*'Externe blootstelling'!$D$23/2)^K546+L546*(TANH(((H546*'Externe blootstelling'!$D$23)/(2*M546))-2)-TANH(-2))/(1-TANH(-2))","v":1.2491842183178226},{"$f":"IF(N546=1,1+(I546-1)*H546*'Externe blootstelling'!$D$23/2,1+(I546-1)*(N546^(H546*'Externe blootstelling'!$D$23/2)-1)/(N546-1))","v":1.7261552264529114},{"$f":"G546*EXP(-H546*'Externe blootstelling'!$D$23/2)*O546","v":5.208406931038257E-4}]
[null," g ",1.7859500000000001,2.8575200000000001E-13,1.95E-4,{"$f":"_xlfn.IFNA(INDEX('hp (pSv cm2)'!$B$2:$B$52,MATCH($C547,'hp (pSv cm2)'!$A$2:$A$52,1))+($C547-INDEX('hp (pSv cm2)'!$A$2:$A$52,MATCH($C547,'hp (pSv cm2)'!$A$2:$A$52,1)))*(INDEX('hp (pSv cm2)'!$B$2:$B$52,MATCH($C547,'hp (pSv cm2)'!$A$2:$A$52,1)+1)-INDEX('hp (pSv cm2)'!$B$2:$B$52,MATCH($C547,'hp (pSv cm2)'!$A$2:$A$52,1)))/(INDEX('hp (pSv cm2)'!$A$2:$A$52,MATCH($C547,'hp (pSv cm2)'!$A$2:$A$52,1)+1)-INDEX('hp (pSv cm2)'!$A$2:$A$52,MATCH($C547,'hp (pSv cm2)'!$A$2:$A$52,1))),$C547*'hp (pSv cm2)'!$B$2/'hp (pSv cm2)'!$A$2)","v":6.8977840000000006},1.3450678800000001E-3,{"$f":"_xlfn.IFNA(0.997*(INDEX('Mass attenuation coefficients'!$B$2:$B$37,MATCH($C547,'Mass attenuation coefficients'!$A$2:$A$37,1))+($C547-INDEX('Mass attenuation coefficients'!$A$2:$A$37,MATCH($C547,'Mass attenuation coefficients'!$A$2:$A$37,1)))*(INDEX('Mass attenuation coefficients'!$B$2:$B$37,MATCH($C547,'Mass attenuation coefficients'!$A$2:$A$37,1)+1)-INDEX('Mass attenuation coefficients'!$B$2:$B$37,MATCH($C547,'Mass attenuation coefficients'!$A$2:$A$37,1)))/(INDEX('Mass attenuation coefficients'!$A$2:$A$37,MATCH($C547,'Mass attenuation coefficients'!$A$2:$A$37,1)+1)-INDEX('Mass attenuation coefficients'!$A$2:$A$37,MATCH($C547,'Mass attenuation coefficients'!$A$2:$A$37,1)))),0.997*$C547*'Mass attenuation coefficients'!$B$2/'Mass attenuation coefficients'!$A$2)","v":5.2737483484000001E-2},{"$f":"_xlfn.IFNA(INDEX('Shultis Faw'!$C$2:$C$26,MATCH($C547,'Shultis Faw'!$A$2:$A$26,1))+($C547-INDEX('Shultis Faw'!$A$2:$A$26,MATCH($C547,'Shultis Faw'!$A$2:$A$26,1)))*(INDEX('Shultis Faw'!$C$2:$C$26,MATCH($C547,'Shultis Faw'!$A$2:$A$26,1)+1)-INDEX('Shultis Faw'!$C$2:$C$26,MATCH($C547,'Shultis Faw'!$A$2:$A$26,1)))/(INDEX('Shultis Faw'!$A$2:$A$26,MATCH($C547,'Shultis Faw'!$A$2:$A$26,1)+1)-INDEX('Shultis Faw'!$A$2:$A$26,MATCH($C547,'Shultis Faw'!$A$2:$A$26,1))),$C547*'Shultis Faw'!$C$2/'Shultis Faw'!$A$2)","v":1.88181},{"$f":"_xlfn.IFNA(INDEX('Shultis Faw'!$D$2:$D$26,MATCH($C547,'Shultis Faw'!$A$2:$A$26,1))+($C547-INDEX('Shultis Faw'!$A$2:$A$26,MATCH($C547,'Shultis Faw'!$A$2:$A$26,1)))*(INDEX('Shultis Faw'!$D$2:$D$26,MATCH($C547,'Shultis Faw'!$A$2:$A$26,1)+1)-INDEX('Shultis Faw'!$D$2:$D$26,MATCH($C547,'Shultis Faw'!$A$2:$A$26,1)))/(INDEX('Shultis Faw'!$A$2:$A$26,MATCH($C547,'Shultis Faw'!$A$2:$A$26,1)+1)-INDEX('Shultis Faw'!$A$2:$A$26,MATCH($C547,'Shultis Faw'!$A$2:$A$26,1))),$C547*'Shultis Faw'!$D$2/'Shultis Faw'!$A$2)","v":1.2140975999999999},{"$f":"_xlfn.IFNA(INDEX('Shultis Faw'!$B$2:$B$26,MATCH($C547,'Shultis Faw'!$A$2:$A$26,1))+($C547-INDEX('Shultis Faw'!$A$2:$A$26,MATCH($C547,'Shultis Faw'!$A$2:$A$26,1)))*(INDEX('Shultis Faw'!$B$2:$B$26,MATCH($C547,'Shultis Faw'!$A$2:$A$26,1)+1)-INDEX('Shultis Faw'!$B$2:$B$26,MATCH($C547,'Shultis Faw'!$A$2:$A$26,1)))/(INDEX('Shultis Faw'!$A$2:$A$26,MATCH($C547,'Shultis Faw'!$A$2:$A$26,1)+1)-INDEX('Shultis Faw'!$A$2:$A$26,MATCH($C547,'Shultis Faw'!$A$2:$A$26,1))),$C547*'Shultis Faw'!$B$2/'Shultis Faw'!$A$2)","v":-4.7133899999999992E-2},{"$f":"_xlfn.IFNA(INDEX('Shultis Faw'!$E$2:$E$26,MATCH($C547,'Shultis Faw'!$A$2:$A$26,1))+($C547-INDEX('Shultis Faw'!$A$2:$A$26,MATCH($C547,'Shultis Faw'!$A$2:$A$26,1)))*(INDEX('Shultis Faw'!$E$2:$E$26,MATCH($C547,'Shultis Faw'!$A$2:$A$26,1)+1)-INDEX('Shultis Faw'!$E$2:$E$26,MATCH($C547,'Shultis Faw'!$A$2:$A$26,1)))/(INDEX('Shultis Faw'!$A$2:$A$26,MATCH($C547,'Shultis Faw'!$A$2:$A$26,1)+1)-INDEX('Shultis Faw'!$A$2:$A$26,MATCH($C547,'Shultis Faw'!$A$2:$A$26,1))),$C547*'Shultis Faw'!$E$2/'Shultis Faw'!$A$2)","v":1.9738849999999999E-2},{"$f":"_xlfn.IFNA(INDEX('Shultis Faw'!$F$2:$F$26,MATCH($C547,'Shultis Faw'!$A$2:$A$26,1))+($C547-INDEX('Shultis Faw'!$A$2:$A$26,MATCH($C547,'Shultis Faw'!$A$2:$A$26,1)))*(INDEX('Shultis Faw'!$F$2:$F$26,MATCH($C547,'Shultis Faw'!$A$2:$A$26,1)+1)-INDEX('Shultis Faw'!$F$2:$F$26,MATCH($C547,'Shultis Faw'!$A$2:$A$26,1)))/(INDEX('Shultis Faw'!$A$2:$A$26,MATCH($C547,'Shultis Faw'!$A$2:$A$26,1)+1)-INDEX('Shultis Faw'!$A$2:$A$26,MATCH($C547,'Shultis Faw'!$A$2:$A$26,1))),$C547*'Shultis Faw'!$F$2/'Shultis Faw'!$A$2)","v":14.262644999999999},{"$f":"J547*(H547*'Externe blootstelling'!$D$23/2)^K547+L547*(TANH(((H547*'Externe blootstelling'!$D$23)/(2*M547))-2)-TANH(-2))/(1-TANH(-2))","v":1.2276258724008795},{"$f":"IF(N547=1,1+(I547-1)*H547*'Externe blootstelling'!$D$23/2,1+(I547-1)*(N547^(H547*'Externe blootstelling'!$D$23/2)-1)/(N547-1))","v":1.6823330448738765},{"$f":"G547*EXP(-H547*'Externe blootstelling'!$D$23/2)*O547","v":1.0258933306830803E-3}]
[null," g ",1.8020399999999999,2.8832639999999994E-13,3.5999999999999997E-4,{"$f":"_xlfn.IFNA(INDEX('hp (pSv cm2)'!$B$2:$B$52,MATCH($C548,'hp (pSv cm2)'!$A$2:$A$52,1))+($C548-INDEX('hp (pSv cm2)'!$A$2:$A$52,MATCH($C548,'hp (pSv cm2)'!$A$2:$A$52,1)))*(INDEX('hp (pSv cm2)'!$B$2:$B$52,MATCH($C548,'hp (pSv cm2)'!$A$2:$A$52,1)+1)-INDEX('hp (pSv cm2)'!$B$2:$B$52,MATCH($C548,'hp (pSv cm2)'!$A$2:$A$52,1)))/(INDEX('hp (pSv cm2)'!$A$2:$A$52,MATCH($C548,'hp (pSv cm2)'!$A$2:$A$52,1)+1)-INDEX('hp (pSv cm2)'!$A$2:$A$52,MATCH($C548,'hp (pSv cm2)'!$A$2:$A$52,1))),$C548*'hp (pSv cm2)'!$B$2/'hp (pSv cm2)'!$A$2)","v":6.9415487999999996},2.4989575679999995E-3,{"$f":"_xlfn.IFNA(0.997*(INDEX('Mass attenuation coefficients'!$B$2:$B$37,MATCH($C548,'Mass attenuation coefficients'!$A$2:$A$37,1))+($C548-INDEX('Mass attenuation coefficients'!$A$2:$A$37,MATCH($C548,'Mass attenuation coefficients'!$A$2:$A$37,1)))*(INDEX('Mass attenuation coefficients'!$B$2:$B$37,MATCH($C548,'Mass attenuation coefficients'!$A$2:$A$37,1)+1)-INDEX('Mass attenuation coefficients'!$B$2:$B$37,MATCH($C548,'Mass attenuation coefficients'!$A$2:$A$37,1)))/(INDEX('Mass attenuation coefficients'!$A$2:$A$37,MATCH($C548,'Mass attenuation coefficients'!$A$2:$A$37,1)+1)-INDEX('Mass attenuation coefficients'!$A$2:$A$37,MATCH($C548,'Mass attenuation coefficients'!$A$2:$A$37,1)))),0.997*$C548*'Mass attenuation coefficients'!$B$2/'Mass attenuation coefficients'!$A$2)","v":5.2476965788800005E-2},{"$f":"_xlfn.IFNA(INDEX('Shultis Faw'!$C$2:$C$26,MATCH($C548,'Shultis Faw'!$A$2:$A$26,1))+($C548-INDEX('Shultis Faw'!$A$2:$A$26,MATCH($C548,'Shultis Faw'!$A$2:$A$26,1)))*(INDEX('Shultis Faw'!$C$2:$C$26,MATCH($C548,'Shultis Faw'!$A$2:$A$26,1)+1)-INDEX('Shultis Faw'!$C$2:$C$26,MATCH($C548,'Shultis Faw'!$A$2:$A$26,1)))/(INDEX('Shultis Faw'!$A$2:$A$26,MATCH($C548,'Shultis Faw'!$A$2:$A$26,1)+1)-INDEX('Shultis Faw'!$A$2:$A$26,MATCH($C548,'Shultis Faw'!$A$2:$A$26,1))),$C548*'Shultis Faw'!$C$2/'Shultis Faw'!$A$2)","v":1.878592},{"$f":"_xlfn.IFNA(INDEX('Shultis Faw'!$D$2:$D$26,MATCH($C548,'Shultis Faw'!$A$2:$A$26,1))+($C548-INDEX('Shultis Faw'!$A$2:$A$26,MATCH($C548,'Shultis Faw'!$A$2:$A$26,1)))*(INDEX('Shultis Faw'!$D$2:$D$26,MATCH($C548,'Shultis Faw'!$A$2:$A$26,1)+1)-INDEX('Shultis Faw'!$D$2:$D$26,MATCH($C548,'Shultis Faw'!$A$2:$A$26,1)))/(INDEX('Shultis Faw'!$A$2:$A$26,MATCH($C548,'Shultis Faw'!$A$2:$A$26,1)+1)-INDEX('Shultis Faw'!$A$2:$A$26,MATCH($C548,'Shultis Faw'!$A$2:$A$26,1))),$C548*'Shultis Faw'!$D$2/'Shultis Faw'!$A$2)","v":1.2110083199999999},{"$f":"_xlfn.IFNA(INDEX('Shultis Faw'!$B$2:$B$26,MATCH($C548,'Shultis Faw'!$A$2:$A$26,1))+($C548-INDEX('Shultis Faw'!$A$2:$A$26,MATCH($C548,'Shultis Faw'!$A$2:$A$26,1)))*(INDEX('Shultis Faw'!$B$2:$B$26,MATCH($C548,'Shultis Faw'!$A$2:$A$26,1)+1)-INDEX('Shultis Faw'!$B$2:$B$26,MATCH($C548,'Shultis Faw'!$A$2:$A$26,1)))/(INDEX('Shultis Faw'!$A$2:$A$26,MATCH($C548,'Shultis Faw'!$A$2:$A$26,1)+1)-INDEX('Shultis Faw'!$A$2:$A$26,MATCH($C548,'Shultis Faw'!$A$2:$A$26,1))),$C548*'Shultis Faw'!$B$2/'Shultis Faw'!$A$2)","v":-4.6522480000000005E-2},{"$f":"_xlfn.IFNA(INDEX('Shultis Faw'!$E$2:$E$26,MATCH($C548,'Shultis Faw'!$A$2:$A$26,1))+($C548-INDEX('Shultis Faw'!$A$2:$A$26,MATCH($C548,'Shultis Faw'!$A$2:$A$26,1)))*(INDEX('Shultis Faw'!$E$2:$E$26,MATCH($C548,'Shultis Faw'!$A$2:$A$26,1)+1)-INDEX('Shultis Faw'!$E$2:$E$26,MATCH($C548,'Shultis Faw'!$A$2:$A$26,1)))/(INDEX('Shultis Faw'!$A$2:$A$26,MATCH($C548,'Shultis Faw'!$A$2:$A$26,1)+1)-INDEX('Shultis Faw'!$A$2:$A$26,MATCH($C548,'Shultis Faw'!$A$2:$A$26,1))),$C548*'Shultis Faw'!$E$2/'Shultis Faw'!$A$2)","v":1.9465320000000001E-2},{"$f":"_xlfn.IFNA(INDEX('Shultis Faw'!$F$2:$F$26,MATCH($C548,'Shultis Faw'!$A$2:$A$26,1))+($C548-INDEX('Shultis Faw'!$A$2:$A$26,MATCH($C548,'Shultis Faw'!$A$2:$A$26,1)))*(INDEX('Shultis Faw'!$F$2:$F$26,MATCH($C548,'Shultis Faw'!$A$2:$A$26,1)+1)-INDEX('Shultis Faw'!$F$2:$F$26,MATCH($C548,'Shultis Faw'!$A$2:$A$26,1)))/(INDEX('Shultis Faw'!$A$2:$A$26,MATCH($C548,'Shultis Faw'!$A$2:$A$26,1)+1)-INDEX('Shultis Faw'!$A$2:$A$26,MATCH($C548,'Shultis Faw'!$A$2:$A$26,1))),$C548*'Shultis Faw'!$F$2/'Shultis Faw'!$A$2)","v":14.248164000000001},{"$f":"J548*(H548*'Externe blootstelling'!$D$23/2)^K548+L548*(TANH(((H548*'Externe blootstelling'!$D$23)/(2*M548))-2)-TANH(-2))/(1-TANH(-2))","v":1.2246081627909633},{"$f":"IF(N548=1,1+(I548-1)*H548*'Externe blootstelling'!$D$23/2,1+(I548-1)*(N548^(H548*'Externe blootstelling'!$D$23/2)-1)/(N548-1))","v":1.676394207170987},{"$f":"G548*EXP(-H548*'Externe blootstelling'!$D$23/2)*O548","v":1.9066816342624725E-3}]
[null," g ",1.8075999999999999,2.8921599999999997E-13,8.599999999999999E-6,{"$f":"_xlfn.IFNA(INDEX('hp (pSv cm2)'!$B$2:$B$52,MATCH($C549,'hp (pSv cm2)'!$A$2:$A$52,1))+($C549-INDEX('hp (pSv cm2)'!$A$2:$A$52,MATCH($C549,'hp (pSv cm2)'!$A$2:$A$52,1)))*(INDEX('hp (pSv cm2)'!$B$2:$B$52,MATCH($C549,'hp (pSv cm2)'!$A$2:$A$52,1)+1)-INDEX('hp (pSv cm2)'!$B$2:$B$52,MATCH($C549,'hp (pSv cm2)'!$A$2:$A$52,1)))/(INDEX('hp (pSv cm2)'!$A$2:$A$52,MATCH($C549,'hp (pSv cm2)'!$A$2:$A$52,1)+1)-INDEX('hp (pSv cm2)'!$A$2:$A$52,MATCH($C549,'hp (pSv cm2)'!$A$2:$A$52,1))),$C549*'hp (pSv cm2)'!$B$2/'hp (pSv cm2)'!$A$2)","v":6.9566720000000002},5.9827379199999995E-5,{"$f":"_xlfn.IFNA(0.997*(INDEX('Mass attenuation coefficients'!$B$2:$B$37,MATCH($C549,'Mass attenuation coefficients'!$A$2:$A$37,1))+($C549-INDEX('Mass attenuation coefficients'!$A$2:$A$37,MATCH($C549,'Mass attenuation coefficients'!$A$2:$A$37,1)))*(INDEX('Mass attenuation coefficients'!$B$2:$B$37,MATCH($C549,'Mass attenuation coefficients'!$A$2:$A$37,1)+1)-INDEX('Mass attenuation coefficients'!$B$2:$B$37,MATCH($C549,'Mass attenuation coefficients'!$A$2:$A$37,1)))/(INDEX('Mass attenuation coefficients'!$A$2:$A$37,MATCH($C549,'Mass attenuation coefficients'!$A$2:$A$37,1)+1)-INDEX('Mass attenuation coefficients'!$A$2:$A$37,MATCH($C549,'Mass attenuation coefficients'!$A$2:$A$37,1)))),0.997*$C549*'Mass attenuation coefficients'!$B$2/'Mass attenuation coefficients'!$A$2)","v":5.2386942272000005E-2},{"$f":"_xlfn.IFNA(INDEX('Shultis Faw'!$C$2:$C$26,MATCH($C549,'Shultis Faw'!$A$2:$A$26,1))+($C549-INDEX('Shultis Faw'!$A$2:$A$26,MATCH($C549,'Shultis Faw'!$A$2:$A$26,1)))*(INDEX('Shultis Faw'!$C$2:$C$26,MATCH($C549,'Shultis Faw'!$A$2:$A$26,1)+1)-INDEX('Shultis Faw'!$C$2:$C$26,MATCH($C549,'Shultis Faw'!$A$2:$A$26,1)))/(INDEX('Shultis Faw'!$A$2:$A$26,MATCH($C549,'Shultis Faw'!$A$2:$A$26,1)+1)-INDEX('Shultis Faw'!$A$2:$A$26,MATCH($C549,'Shultis Faw'!$A$2:$A$26,1))),$C549*'Shultis Faw'!$C$2/'Shultis Faw'!$A$2)","v":1.87748},{"$f":"_xlfn.IFNA(INDEX('Shultis Faw'!$D$2:$D$26,MATCH($C549,'Shultis Faw'!$A$2:$A$26,1))+($C549-INDEX('Shultis Faw'!$A$2:$A$26,MATCH($C549,'Shultis Faw'!$A$2:$A$26,1)))*(INDEX('Shultis Faw'!$D$2:$D$26,MATCH($C549,'Shultis Faw'!$A$2:$A$26,1)+1)-INDEX('Shultis Faw'!$D$2:$D$26,MATCH($C549,'Shultis Faw'!$A$2:$A$26,1)))/(INDEX('Shultis Faw'!$A$2:$A$26,MATCH($C549,'Shultis Faw'!$A$2:$A$26,1)+1)-INDEX('Shultis Faw'!$A$2:$A$26,MATCH($C549,'Shultis Faw'!$A$2:$A$26,1))),$C549*'Shultis Faw'!$D$2/'Shultis Faw'!$A$2)","v":1.2099408},{"$f":"_xlfn.IFNA(INDEX('Shultis Faw'!$B$2:$B$26,MATCH($C549,'Shultis Faw'!$A$2:$A$26,1))+($C549-INDEX('Shultis Faw'!$A$2:$A$26,MATCH($C549,'Shultis Faw'!$A$2:$A$26,1)))*(INDEX('Shultis Faw'!$B$2:$B$26,MATCH($C549,'Shultis Faw'!$A$2:$A$26,1)+1)-INDEX('Shultis Faw'!$B$2:$B$26,MATCH($C549,'Shultis Faw'!$A$2:$A$26,1)))/(INDEX('Shultis Faw'!$A$2:$A$26,MATCH($C549,'Shultis Faw'!$A$2:$A$26,1)+1)-INDEX('Shultis Faw'!$A$2:$A$26,MATCH($C549,'Shultis Faw'!$A$2:$A$26,1))),$C549*'Shultis Faw'!$B$2/'Shultis Faw'!$A$2)","v":-4.6311200000000004E-2},{"$f":"_xlfn.IFNA(INDEX('Shultis Faw'!$E$2:$E$26,MATCH($C549,'Shultis Faw'!$A$2:$A$26,1))+($C549-INDEX('Shultis Faw'!$A$2:$A$26,MATCH($C549,'Shultis Faw'!$A$2:$A$26,1)))*(INDEX('Shultis Faw'!$E$2:$E$26,MATCH($C549,'Shultis Faw'!$A$2:$A$26,1)+1)-INDEX('Shultis Faw'!$E$2:$E$26,MATCH($C549,'Shultis Faw'!$A$2:$A$26,1)))/(INDEX('Shultis Faw'!$A$2:$A$26,MATCH($C549,'Shultis Faw'!$A$2:$A$26,1)+1)-INDEX('Shultis Faw'!$A$2:$A$26,MATCH($C549,'Shultis Faw'!$A$2:$A$26,1))),$C549*'Shultis Faw'!$E$2/'Shultis Faw'!$A$2)","v":1.9370800000000001E-2},{"$f":"_xlfn.IFNA(INDEX('Shultis Faw'!$F$2:$F$26,MATCH($C549,'Shultis Faw'!$A$2:$A$26,1))+($C549-INDEX('Shultis Faw'!$A$2:$A$26,MATCH($C549,'Shultis Faw'!$A$2:$A$26,1)))*(INDEX('Shultis Faw'!$F$2:$F$26,MATCH($C549,'Shultis Faw'!$A$2:$A$26,1)+1)-INDEX('Shultis Faw'!$F$2:$F$26,MATCH($C549,'Shultis Faw'!$A$2:$A$26,1)))/(INDEX('Shultis Faw'!$A$2:$A$26,MATCH($C549,'Shultis Faw'!$A$2:$A$26,1)+1)-INDEX('Shultis Faw'!$A$2:$A$26,MATCH($C549,'Shultis Faw'!$A$2:$A$26,1))),$C549*'Shultis Faw'!$F$2/'Shultis Faw'!$A$2)","v":14.24316},{"$f":"J549*(H549*'Externe blootstelling'!$D$23/2)^K549+L549*(TANH(((H549*'Externe blootstelling'!$D$23)/(2*M549))-2)-TANH(-2))/(1-TANH(-2))","v":1.223563852541721},{"$f":"IF(N549=1,1+(I549-1)*H549*'Externe blootstelling'!$D$23/2,1+(I549-1)*(N549^(H549*'Externe blootstelling'!$D$23/2)-1)/(N549-1))","v":1.6743498590721111},{"$f":"G549*EXP(-H549*'Externe blootstelling'!$D$23/2)*O549","v":4.5653679871648953E-5}]
[null," g ",1.8095399999999999,2.8952639999999997E-13,3.9999999999999998E-6,{"$f":"_xlfn.IFNA(INDEX('hp (pSv cm2)'!$B$2:$B$52,MATCH($C550,'hp (pSv cm2)'!$A$2:$A$52,1))+($C550-INDEX('hp (pSv cm2)'!$A$2:$A$52,MATCH($C550,'hp (pSv cm2)'!$A$2:$A$52,1)))*(INDEX('hp (pSv cm2)'!$B$2:$B$52,MATCH($C550,'hp (pSv cm2)'!$A$2:$A$52,1)+1)-INDEX('hp (pSv cm2)'!$B$2:$B$52,MATCH($C550,'hp (pSv cm2)'!$A$2:$A$52,1)))/(INDEX('hp (pSv cm2)'!$A$2:$A$52,MATCH($C550,'hp (pSv cm2)'!$A$2:$A$52,1)+1)-INDEX('hp (pSv cm2)'!$A$2:$A$52,MATCH($C550,'hp (pSv cm2)'!$A$2:$A$52,1))),$C550*'hp (pSv cm2)'!$B$2/'hp (pSv cm2)'!$A$2)","v":6.9619488},2.7847795199999997E-5,{"$f":"_xlfn.IFNA(0.997*(INDEX('Mass attenuation coefficients'!$B$2:$B$37,MATCH($C550,'Mass attenuation coefficients'!$A$2:$A$37,1))+($C550-INDEX('Mass attenuation coefficients'!$A$2:$A$37,MATCH($C550,'Mass attenuation coefficients'!$A$2:$A$37,1)))*(INDEX('Mass attenuation coefficients'!$B$2:$B$37,MATCH($C550,'Mass attenuation coefficients'!$A$2:$A$37,1)+1)-INDEX('Mass attenuation coefficients'!$B$2:$B$37,MATCH($C550,'Mass attenuation coefficients'!$A$2:$A$37,1)))/(INDEX('Mass attenuation coefficients'!$A$2:$A$37,MATCH($C550,'Mass attenuation coefficients'!$A$2:$A$37,1)+1)-INDEX('Mass attenuation coefficients'!$A$2:$A$37,MATCH($C550,'Mass attenuation coefficients'!$A$2:$A$37,1)))),0.997*$C550*'Mass attenuation coefficients'!$B$2/'Mass attenuation coefficients'!$A$2)","v":5.23555311888E-2},{"$f":"_xlfn.IFNA(INDEX('Shultis Faw'!$C$2:$C$26,MATCH($C550,'Shultis Faw'!$A$2:$A$26,1))+($C550-INDEX('Shultis Faw'!$A$2:$A$26,MATCH($C550,'Shultis Faw'!$A$2:$A$26,1)))*(INDEX('Shultis Faw'!$C$2:$C$26,MATCH($C550,'Shultis Faw'!$A$2:$A$26,1)+1)-INDEX('Shultis Faw'!$C$2:$C$26,MATCH($C550,'Shultis Faw'!$A$2:$A$26,1)))/(INDEX('Shultis Faw'!$A$2:$A$26,MATCH($C550,'Shultis Faw'!$A$2:$A$26,1)+1)-INDEX('Shultis Faw'!$A$2:$A$26,MATCH($C550,'Shultis Faw'!$A$2:$A$26,1))),$C550*'Shultis Faw'!$C$2/'Shultis Faw'!$A$2)","v":1.877092},{"$f":"_xlfn.IFNA(INDEX('Shultis Faw'!$D$2:$D$26,MATCH($C550,'Shultis Faw'!$A$2:$A$26,1))+($C550-INDEX('Shultis Faw'!$A$2:$A$26,MATCH($C550,'Shultis Faw'!$A$2:$A$26,1)))*(INDEX('Shultis Faw'!$D$2:$D$26,MATCH($C550,'Shultis Faw'!$A$2:$A$26,1)+1)-INDEX('Shultis Faw'!$D$2:$D$26,MATCH($C550,'Shultis Faw'!$A$2:$A$26,1)))/(INDEX('Shultis Faw'!$A$2:$A$26,MATCH($C550,'Shultis Faw'!$A$2:$A$26,1)+1)-INDEX('Shultis Faw'!$A$2:$A$26,MATCH($C550,'Shultis Faw'!$A$2:$A$26,1))),$C550*'Shultis Faw'!$D$2/'Shultis Faw'!$A$2)","v":1.20956832},{"$f":"_xlfn.IFNA(INDEX('Shultis Faw'!$B$2:$B$26,MATCH($C550,'Shultis Faw'!$A$2:$A$26,1))+($C550-INDEX('Shultis Faw'!$A$2:$A$26,MATCH($C550,'Shultis Faw'!$A$2:$A$26,1)))*(INDEX('Shultis Faw'!$B$2:$B$26,MATCH($C550,'Shultis Faw'!$A$2:$A$26,1)+1)-INDEX('Shultis Faw'!$B$2:$B$26,MATCH($C550,'Shultis Faw'!$A$2:$A$26,1)))/(INDEX('Shultis Faw'!$A$2:$A$26,MATCH($C550,'Shultis Faw'!$A$2:$A$26,1)+1)-INDEX('Shultis Faw'!$A$2:$A$26,MATCH($C550,'Shultis Faw'!$A$2:$A$26,1))),$C550*'Shultis Faw'!$B$2/'Shultis Faw'!$A$2)","v":-4.6237480000000004E-2},{"$f":"_xlfn.IFNA(INDEX('Shultis Faw'!$E$2:$E$26,MATCH($C550,'Shultis Faw'!$A$2:$A$26,1))+($C550-INDEX('Shultis Faw'!$A$2:$A$26,MATCH($C550,'Shultis Faw'!$A$2:$A$26,1)))*(INDEX('Shultis Faw'!$E$2:$E$26,MATCH($C550,'Shultis Faw'!$A$2:$A$26,1)+1)-INDEX('Shultis Faw'!$E$2:$E$26,MATCH($C550,'Shultis Faw'!$A$2:$A$26,1)))/(INDEX('Shultis Faw'!$A$2:$A$26,MATCH($C550,'Shultis Faw'!$A$2:$A$26,1)+1)-INDEX('Shultis Faw'!$A$2:$A$26,MATCH($C550,'Shultis Faw'!$A$2:$A$26,1))),$C550*'Shultis Faw'!$E$2/'Shultis Faw'!$A$2)","v":1.9337820000000002E-2},{"$f":"_xlfn.IFNA(INDEX('Shultis Faw'!$F$2:$F$26,MATCH($C550,'Shultis Faw'!$A$2:$A$26,1))+($C550-INDEX('Shultis Faw'!$A$2:$A$26,MATCH($C550,'Shultis Faw'!$A$2:$A$26,1)))*(INDEX('Shultis Faw'!$F$2:$F$26,MATCH($C550,'Shultis Faw'!$A$2:$A$26,1)+1)-INDEX('Shultis Faw'!$F$2:$F$26,MATCH($C550,'Shultis Faw'!$A$2:$A$26,1)))/(INDEX('Shultis Faw'!$A$2:$A$26,MATCH($C550,'Shultis Faw'!$A$2:$A$26,1)+1)-INDEX('Shultis Faw'!$A$2:$A$26,MATCH($C550,'Shultis Faw'!$A$2:$A$26,1))),$C550*'Shultis Faw'!$F$2/'Shultis Faw'!$A$2)","v":14.241414000000001},{"$f":"J550*(H550*'Externe blootstelling'!$D$23/2)^K550+L550*(TANH(((H550*'Externe blootstelling'!$D$23)/(2*M550))-2)-TANH(-2))/(1-TANH(-2))","v":1.2231992870008233},{"$f":"IF(N550=1,1+(I550-1)*H550*'Externe blootstelling'!$D$23/2,1+(I550-1)*(N550^(H550*'Externe blootstelling'!$D$23/2)-1)/(N550-1))","v":1.673637490438165},{"$f":"G550*EXP(-H550*'Externe blootstelling'!$D$23/2)*O550","v":2.1251345779253802E-5}]
[null," g ",1.8649100000000001,2.9838559999999999E-13,5.0000000000000002E-5,{"$f":"_xlfn.IFNA(INDEX('hp (pSv cm2)'!$B$2:$B$52,MATCH($C551,'hp (pSv cm2)'!$A$2:$A$52,1))+($C551-INDEX('hp (pSv cm2)'!$A$2:$A$52,MATCH($C551,'hp (pSv cm2)'!$A$2:$A$52,1)))*(INDEX('hp (pSv cm2)'!$B$2:$B$52,MATCH($C551,'hp (pSv cm2)'!$A$2:$A$52,1)+1)-INDEX('hp (pSv cm2)'!$B$2:$B$52,MATCH($C551,'hp (pSv cm2)'!$A$2:$A$52,1)))/(INDEX('hp (pSv cm2)'!$A$2:$A$52,MATCH($C551,'hp (pSv cm2)'!$A$2:$A$52,1)+1)-INDEX('hp (pSv cm2)'!$A$2:$A$52,MATCH($C551,'hp (pSv cm2)'!$A$2:$A$52,1))),$C551*'hp (pSv cm2)'!$B$2/'hp (pSv cm2)'!$A$2)","v":7.112555200000001},3.5562776000000007E-4,{"$f":"_xlfn.IFNA(0.997*(INDEX('Mass attenuation coefficients'!$B$2:$B$37,MATCH($C551,'Mass attenuation coefficients'!$A$2:$A$37,1))+($C551-INDEX('Mass attenuation coefficients'!$A$2:$A$37,MATCH($C551,'Mass attenuation coefficients'!$A$2:$A$37,1)))*(INDEX('Mass attenuation coefficients'!$B$2:$B$37,MATCH($C551,'Mass attenuation coefficients'!$A$2:$A$37,1)+1)-INDEX('Mass attenuation coefficients'!$B$2:$B$37,MATCH($C551,'Mass attenuation coefficients'!$A$2:$A$37,1)))/(INDEX('Mass attenuation coefficients'!$A$2:$A$37,MATCH($C551,'Mass attenuation coefficients'!$A$2:$A$37,1)+1)-INDEX('Mass attenuation coefficients'!$A$2:$A$37,MATCH($C551,'Mass attenuation coefficients'!$A$2:$A$37,1)))),0.997*$C551*'Mass attenuation coefficients'!$B$2/'Mass attenuation coefficients'!$A$2)","v":5.1459020015199995E-2},{"$f":"_xlfn.IFNA(INDEX('Shultis Faw'!$C$2:$C$26,MATCH($C551,'Shultis Faw'!$A$2:$A$26,1))+($C551-INDEX('Shultis Faw'!$A$2:$A$26,MATCH($C551,'Shultis Faw'!$A$2:$A$26,1)))*(INDEX('Shultis Faw'!$C$2:$C$26,MATCH($C551,'Shultis Faw'!$A$2:$A$26,1)+1)-INDEX('Shultis Faw'!$C$2:$C$26,MATCH($C551,'Shultis Faw'!$A$2:$A$26,1)))/(INDEX('Shultis Faw'!$A$2:$A$26,MATCH($C551,'Shultis Faw'!$A$2:$A$26,1)+1)-INDEX('Shultis Faw'!$A$2:$A$26,MATCH($C551,'Shultis Faw'!$A$2:$A$26,1))),$C551*'Shultis Faw'!$C$2/'Shultis Faw'!$A$2)","v":1.866018},{"$f":"_xlfn.IFNA(INDEX('Shultis Faw'!$D$2:$D$26,MATCH($C551,'Shultis Faw'!$A$2:$A$26,1))+($C551-INDEX('Shultis Faw'!$A$2:$A$26,MATCH($C551,'Shultis Faw'!$A$2:$A$26,1)))*(INDEX('Shultis Faw'!$D$2:$D$26,MATCH($C551,'Shultis Faw'!$A$2:$A$26,1)+1)-INDEX('Shultis Faw'!$D$2:$D$26,MATCH($C551,'Shultis Faw'!$A$2:$A$26,1)))/(INDEX('Shultis Faw'!$A$2:$A$26,MATCH($C551,'Shultis Faw'!$A$2:$A$26,1)+1)-INDEX('Shultis Faw'!$A$2:$A$26,MATCH($C551,'Shultis Faw'!$A$2:$A$26,1))),$C551*'Shultis Faw'!$D$2/'Shultis Faw'!$A$2)","v":1.19893728},{"$f":"_xlfn.IFNA(INDEX('Shultis Faw'!$B$2:$B$26,MATCH($C551,'Shultis Faw'!$A$2:$A$26,1))+($C551-INDEX('Shultis Faw'!$A$2:$A$26,MATCH($C551,'Shultis Faw'!$A$2:$A$26,1)))*(INDEX('Shultis Faw'!$B$2:$B$26,MATCH($C551,'Shultis Faw'!$A$2:$A$26,1)+1)-INDEX('Shultis Faw'!$B$2:$B$26,MATCH($C551,'Shultis Faw'!$A$2:$A$26,1)))/(INDEX('Shultis Faw'!$A$2:$A$26,MATCH($C551,'Shultis Faw'!$A$2:$A$26,1)+1)-INDEX('Shultis Faw'!$A$2:$A$26,MATCH($C551,'Shultis Faw'!$A$2:$A$26,1))),$C551*'Shultis Faw'!$B$2/'Shultis Faw'!$A$2)","v":-4.413342E-2},{"$f":"_xlfn.IFNA(INDEX('Shultis Faw'!$E$2:$E$26,MATCH($C551,'Shultis Faw'!$A$2:$A$26,1))+($C551-INDEX('Shultis Faw'!$A$2:$A$26,MATCH($C551,'Shultis Faw'!$A$2:$A$26,1)))*(INDEX('Shultis Faw'!$E$2:$E$26,MATCH($C551,'Shultis Faw'!$A$2:$A$26,1)+1)-INDEX('Shultis Faw'!$E$2:$E$26,MATCH($C551,'Shultis Faw'!$A$2:$A$26,1)))/(INDEX('Shultis Faw'!$A$2:$A$26,MATCH($C551,'Shultis Faw'!$A$2:$A$26,1)+1)-INDEX('Shultis Faw'!$A$2:$A$26,MATCH($C551,'Shultis Faw'!$A$2:$A$26,1))),$C551*'Shultis Faw'!$E$2/'Shultis Faw'!$A$2)","v":1.8396529999999998E-2},{"$f":"_xlfn.IFNA(INDEX('Shultis Faw'!$F$2:$F$26,MATCH($C551,'Shultis Faw'!$A$2:$A$26,1))+($C551-INDEX('Shultis Faw'!$A$2:$A$26,MATCH($C551,'Shultis Faw'!$A$2:$A$26,1)))*(INDEX('Shultis Faw'!$F$2:$F$26,MATCH($C551,'Shultis Faw'!$A$2:$A$26,1)+1)-INDEX('Shultis Faw'!$F$2:$F$26,MATCH($C551,'Shultis Faw'!$A$2:$A$26,1)))/(INDEX('Shultis Faw'!$A$2:$A$26,MATCH($C551,'Shultis Faw'!$A$2:$A$26,1)+1)-INDEX('Shultis Faw'!$A$2:$A$26,MATCH($C551,'Shultis Faw'!$A$2:$A$26,1))),$C551*'Shultis Faw'!$F$2/'Shultis Faw'!$A$2)","v":14.191580999999999},{"$f":"J551*(H551*'Externe blootstelling'!$D$23/2)^K551+L551*(TANH(((H551*'Externe blootstelling'!$D$23)/(2*M551))-2)-TANH(-2))/(1-TANH(-2))","v":1.2127540515293125},{"$f":"IF(N551=1,1+(I551-1)*H551*'Externe blootstelling'!$D$23/2,1+(I551-1)*(N551^(H551*'Externe blootstelling'!$D$23/2)-1)/(N551-1))","v":1.6535108218287671},{"$f":"G551*EXP(-H551*'Externe blootstelling'!$D$23/2)*O551","v":2.7175476594568858E-4}]
[null," g ",1.8672,2.9875200000000001E-13,4.6E-6,{"$f":"_xlfn.IFNA(INDEX('hp (pSv cm2)'!$B$2:$B$52,MATCH($C552,'hp (pSv cm2)'!$A$2:$A$52,1))+($C552-INDEX('hp (pSv cm2)'!$A$2:$A$52,MATCH($C552,'hp (pSv cm2)'!$A$2:$A$52,1)))*(INDEX('hp (pSv cm2)'!$B$2:$B$52,MATCH($C552,'hp (pSv cm2)'!$A$2:$A$52,1)+1)-INDEX('hp (pSv cm2)'!$B$2:$B$52,MATCH($C552,'hp (pSv cm2)'!$A$2:$A$52,1)))/(INDEX('hp (pSv cm2)'!$A$2:$A$52,MATCH($C552,'hp (pSv cm2)'!$A$2:$A$52,1)+1)-INDEX('hp (pSv cm2)'!$A$2:$A$52,MATCH($C552,'hp (pSv cm2)'!$A$2:$A$52,1))),$C552*'hp (pSv cm2)'!$B$2/'hp (pSv cm2)'!$A$2)","v":7.1187839999999998},3.2746406399999998E-5,{"$f":"_xlfn.IFNA(0.997*(INDEX('Mass attenuation coefficients'!$B$2:$B$37,MATCH($C552,'Mass attenuation coefficients'!$A$2:$A$37,1))+($C552-INDEX('Mass attenuation coefficients'!$A$2:$A$37,MATCH($C552,'Mass attenuation coefficients'!$A$2:$A$37,1)))*(INDEX('Mass attenuation coefficients'!$B$2:$B$37,MATCH($C552,'Mass attenuation coefficients'!$A$2:$A$37,1)+1)-INDEX('Mass attenuation coefficients'!$B$2:$B$37,MATCH($C552,'Mass attenuation coefficients'!$A$2:$A$37,1)))/(INDEX('Mass attenuation coefficients'!$A$2:$A$37,MATCH($C552,'Mass attenuation coefficients'!$A$2:$A$37,1)+1)-INDEX('Mass attenuation coefficients'!$A$2:$A$37,MATCH($C552,'Mass attenuation coefficients'!$A$2:$A$37,1)))),0.997*$C552*'Mass attenuation coefficients'!$B$2/'Mass attenuation coefficients'!$A$2)","v":5.1421941983999998E-2},{"$f":"_xlfn.IFNA(INDEX('Shultis Faw'!$C$2:$C$26,MATCH($C552,'Shultis Faw'!$A$2:$A$26,1))+($C552-INDEX('Shultis Faw'!$A$2:$A$26,MATCH($C552,'Shultis Faw'!$A$2:$A$26,1)))*(INDEX('Shultis Faw'!$C$2:$C$26,MATCH($C552,'Shultis Faw'!$A$2:$A$26,1)+1)-INDEX('Shultis Faw'!$C$2:$C$26,MATCH($C552,'Shultis Faw'!$A$2:$A$26,1)))/(INDEX('Shultis Faw'!$A$2:$A$26,MATCH($C552,'Shultis Faw'!$A$2:$A$26,1)+1)-INDEX('Shultis Faw'!$A$2:$A$26,MATCH($C552,'Shultis Faw'!$A$2:$A$26,1))),$C552*'Shultis Faw'!$C$2/'Shultis Faw'!$A$2)","v":1.8655599999999999},{"$f":"_xlfn.IFNA(INDEX('Shultis Faw'!$D$2:$D$26,MATCH($C552,'Shultis Faw'!$A$2:$A$26,1))+($C552-INDEX('Shultis Faw'!$A$2:$A$26,MATCH($C552,'Shultis Faw'!$A$2:$A$26,1)))*(INDEX('Shultis Faw'!$D$2:$D$26,MATCH($C552,'Shultis Faw'!$A$2:$A$26,1)+1)-INDEX('Shultis Faw'!$D$2:$D$26,MATCH($C552,'Shultis Faw'!$A$2:$A$26,1)))/(INDEX('Shultis Faw'!$A$2:$A$26,MATCH($C552,'Shultis Faw'!$A$2:$A$26,1)+1)-INDEX('Shultis Faw'!$A$2:$A$26,MATCH($C552,'Shultis Faw'!$A$2:$A$26,1))),$C552*'Shultis Faw'!$D$2/'Shultis Faw'!$A$2)","v":1.1984976000000001},{"$f":"_xlfn.IFNA(INDEX('Shultis Faw'!$B$2:$B$26,MATCH($C552,'Shultis Faw'!$A$2:$A$26,1))+($C552-INDEX('Shultis Faw'!$A$2:$A$26,MATCH($C552,'Shultis Faw'!$A$2:$A$26,1)))*(INDEX('Shultis Faw'!$B$2:$B$26,MATCH($C552,'Shultis Faw'!$A$2:$A$26,1)+1)-INDEX('Shultis Faw'!$B$2:$B$26,MATCH($C552,'Shultis Faw'!$A$2:$A$26,1)))/(INDEX('Shultis Faw'!$A$2:$A$26,MATCH($C552,'Shultis Faw'!$A$2:$A$26,1)+1)-INDEX('Shultis Faw'!$A$2:$A$26,MATCH($C552,'Shultis Faw'!$A$2:$A$26,1))),$C552*'Shultis Faw'!$B$2/'Shultis Faw'!$A$2)","v":-4.4046399999999999E-2},{"$f":"_xlfn.IFNA(INDEX('Shultis Faw'!$E$2:$E$26,MATCH($C552,'Shultis Faw'!$A$2:$A$26,1))+($C552-INDEX('Shultis Faw'!$A$2:$A$26,MATCH($C552,'Shultis Faw'!$A$2:$A$26,1)))*(INDEX('Shultis Faw'!$E$2:$E$26,MATCH($C552,'Shultis Faw'!$A$2:$A$26,1)+1)-INDEX('Shultis Faw'!$E$2:$E$26,MATCH($C552,'Shultis Faw'!$A$2:$A$26,1)))/(INDEX('Shultis Faw'!$A$2:$A$26,MATCH($C552,'Shultis Faw'!$A$2:$A$26,1)+1)-INDEX('Shultis Faw'!$A$2:$A$26,MATCH($C552,'Shultis Faw'!$A$2:$A$26,1))),$C552*'Shultis Faw'!$E$2/'Shultis Faw'!$A$2)","v":1.8357600000000002E-2},{"$f":"_xlfn.IFNA(INDEX('Shultis Faw'!$F$2:$F$26,MATCH($C552,'Shultis Faw'!$A$2:$A$26,1))+($C552-INDEX('Shultis Faw'!$A$2:$A$26,MATCH($C552,'Shultis Faw'!$A$2:$A$26,1)))*(INDEX('Shultis Faw'!$F$2:$F$26,MATCH($C552,'Shultis Faw'!$A$2:$A$26,1)+1)-INDEX('Shultis Faw'!$F$2:$F$26,MATCH($C552,'Shultis Faw'!$A$2:$A$26,1)))/(INDEX('Shultis Faw'!$A$2:$A$26,MATCH($C552,'Shultis Faw'!$A$2:$A$26,1)+1)-INDEX('Shultis Faw'!$A$2:$A$26,MATCH($C552,'Shultis Faw'!$A$2:$A$26,1))),$C552*'Shultis Faw'!$F$2/'Shultis Faw'!$A$2)","v":14.18952},{"$f":"J552*(H552*'Externe blootstelling'!$D$23/2)^K552+L552*(TANH(((H552*'Externe blootstelling'!$D$23)/(2*M552))-2)-TANH(-2))/(1-TANH(-2))","v":1.2123203891170877},{"$f":"IF(N552=1,1+(I552-1)*H552*'Externe blootstelling'!$D$23/2,1+(I552-1)*(N552^(H552*'Externe blootstelling'!$D$23/2)-1)/(N552-1))","v":1.6526869069921677},{"$f":"G552*EXP(-H552*'Externe blootstelling'!$D$23/2)*O552","v":2.5024778899989286E-5}]
[null," g ",1.9369000000000001,3.0990399999999996E-13,2.1000000000000002E-6,{"$f":"_xlfn.IFNA(INDEX('hp (pSv cm2)'!$B$2:$B$52,MATCH($C553,'hp (pSv cm2)'!$A$2:$A$52,1))+($C553-INDEX('hp (pSv cm2)'!$A$2:$A$52,MATCH($C553,'hp (pSv cm2)'!$A$2:$A$52,1)))*(INDEX('hp (pSv cm2)'!$B$2:$B$52,MATCH($C553,'hp (pSv cm2)'!$A$2:$A$52,1)+1)-INDEX('hp (pSv cm2)'!$B$2:$B$52,MATCH($C553,'hp (pSv cm2)'!$A$2:$A$52,1)))/(INDEX('hp (pSv cm2)'!$A$2:$A$52,MATCH($C553,'hp (pSv cm2)'!$A$2:$A$52,1)+1)-INDEX('hp (pSv cm2)'!$A$2:$A$52,MATCH($C553,'hp (pSv cm2)'!$A$2:$A$52,1))),$C553*'hp (pSv cm2)'!$B$2/'hp (pSv cm2)'!$A$2)","v":7.3083680000000006},1.5347572800000002E-5,{"$f":"_xlfn.IFNA(0.997*(INDEX('Mass attenuation coefficients'!$B$2:$B$37,MATCH($C553,'Mass attenuation coefficients'!$A$2:$A$37,1))+($C553-INDEX('Mass attenuation coefficients'!$A$2:$A$37,MATCH($C553,'Mass attenuation coefficients'!$A$2:$A$37,1)))*(INDEX('Mass attenuation coefficients'!$B$2:$B$37,MATCH($C553,'Mass attenuation coefficients'!$A$2:$A$37,1)+1)-INDEX('Mass attenuation coefficients'!$B$2:$B$37,MATCH($C553,'Mass attenuation coefficients'!$A$2:$A$37,1)))/(INDEX('Mass attenuation coefficients'!$A$2:$A$37,MATCH($C553,'Mass attenuation coefficients'!$A$2:$A$37,1)+1)-INDEX('Mass attenuation coefficients'!$A$2:$A$37,MATCH($C553,'Mass attenuation coefficients'!$A$2:$A$37,1)))),0.997*$C553*'Mass attenuation coefficients'!$B$2/'Mass attenuation coefficients'!$A$2)","v":5.0293409768000001E-2},{"$f":"_xlfn.IFNA(INDEX('Shultis Faw'!$C$2:$C$26,MATCH($C553,'Shultis Faw'!$A$2:$A$26,1))+($C553-INDEX('Shultis Faw'!$A$2:$A$26,MATCH($C553,'Shultis Faw'!$A$2:$A$26,1)))*(INDEX('Shultis Faw'!$C$2:$C$26,MATCH($C553,'Shultis Faw'!$A$2:$A$26,1)+1)-INDEX('Shultis Faw'!$C$2:$C$26,MATCH($C553,'Shultis Faw'!$A$2:$A$26,1)))/(INDEX('Shultis Faw'!$A$2:$A$26,MATCH($C553,'Shultis Faw'!$A$2:$A$26,1)+1)-INDEX('Shultis Faw'!$A$2:$A$26,MATCH($C553,'Shultis Faw'!$A$2:$A$26,1))),$C553*'Shultis Faw'!$C$2/'Shultis Faw'!$A$2)","v":1.85162},{"$f":"_xlfn.IFNA(INDEX('Shultis Faw'!$D$2:$D$26,MATCH($C553,'Shultis Faw'!$A$2:$A$26,1))+($C553-INDEX('Shultis Faw'!$A$2:$A$26,MATCH($C553,'Shultis Faw'!$A$2:$A$26,1)))*(INDEX('Shultis Faw'!$D$2:$D$26,MATCH($C553,'Shultis Faw'!$A$2:$A$26,1)+1)-INDEX('Shultis Faw'!$D$2:$D$26,MATCH($C553,'Shultis Faw'!$A$2:$A$26,1)))/(INDEX('Shultis Faw'!$A$2:$A$26,MATCH($C553,'Shultis Faw'!$A$2:$A$26,1)+1)-INDEX('Shultis Faw'!$A$2:$A$26,MATCH($C553,'Shultis Faw'!$A$2:$A$26,1))),$C553*'Shultis Faw'!$D$2/'Shultis Faw'!$A$2)","v":1.1851152},{"$f":"_xlfn.IFNA(INDEX('Shultis Faw'!$B$2:$B$26,MATCH($C553,'Shultis Faw'!$A$2:$A$26,1))+($C553-INDEX('Shultis Faw'!$A$2:$A$26,MATCH($C553,'Shultis Faw'!$A$2:$A$26,1)))*(INDEX('Shultis Faw'!$B$2:$B$26,MATCH($C553,'Shultis Faw'!$A$2:$A$26,1)+1)-INDEX('Shultis Faw'!$B$2:$B$26,MATCH($C553,'Shultis Faw'!$A$2:$A$26,1)))/(INDEX('Shultis Faw'!$A$2:$A$26,MATCH($C553,'Shultis Faw'!$A$2:$A$26,1)+1)-INDEX('Shultis Faw'!$A$2:$A$26,MATCH($C553,'Shultis Faw'!$A$2:$A$26,1))),$C553*'Shultis Faw'!$B$2/'Shultis Faw'!$A$2)","v":-4.1397799999999998E-2},{"$f":"_xlfn.IFNA(INDEX('Shultis Faw'!$E$2:$E$26,MATCH($C553,'Shultis Faw'!$A$2:$A$26,1))+($C553-INDEX('Shultis Faw'!$A$2:$A$26,MATCH($C553,'Shultis Faw'!$A$2:$A$26,1)))*(INDEX('Shultis Faw'!$E$2:$E$26,MATCH($C553,'Shultis Faw'!$A$2:$A$26,1)+1)-INDEX('Shultis Faw'!$E$2:$E$26,MATCH($C553,'Shultis Faw'!$A$2:$A$26,1)))/(INDEX('Shultis Faw'!$A$2:$A$26,MATCH($C553,'Shultis Faw'!$A$2:$A$26,1)+1)-INDEX('Shultis Faw'!$A$2:$A$26,MATCH($C553,'Shultis Faw'!$A$2:$A$26,1))),$C553*'Shultis Faw'!$E$2/'Shultis Faw'!$A$2)","v":1.7172699999999999E-2},{"$f":"_xlfn.IFNA(INDEX('Shultis Faw'!$F$2:$F$26,MATCH($C553,'Shultis Faw'!$A$2:$A$26,1))+($C553-INDEX('Shultis Faw'!$A$2:$A$26,MATCH($C553,'Shultis Faw'!$A$2:$A$26,1)))*(INDEX('Shultis Faw'!$F$2:$F$26,MATCH($C553,'Shultis Faw'!$A$2:$A$26,1)+1)-INDEX('Shultis Faw'!$F$2:$F$26,MATCH($C553,'Shultis Faw'!$A$2:$A$26,1)))/(INDEX('Shultis Faw'!$A$2:$A$26,MATCH($C553,'Shultis Faw'!$A$2:$A$26,1)+1)-INDEX('Shultis Faw'!$A$2:$A$26,MATCH($C553,'Shultis Faw'!$A$2:$A$26,1))),$C553*'Shultis Faw'!$F$2/'Shultis Faw'!$A$2)","v":14.12679},{"$f":"J553*(H553*'Externe blootstelling'!$D$23/2)^K553+L553*(TANH(((H553*'Externe blootstelling'!$D$23)/(2*M553))-2)-TANH(-2))/(1-TANH(-2))","v":1.1990578776780558},{"$f":"IF(N553=1,1+(I553-1)*H553*'Externe blootstelling'!$D$23/2,1+(I553-1)*(N553^(H553*'Externe blootstelling'!$D$23/2)-1)/(N553-1))","v":1.6279279639769997},{"$f":"G553*EXP(-H553*'Externe blootstelling'!$D$23/2)*O553","v":1.175012888729874E-5}]
[null," g ",1.9409100000000001,3.1054560000000001E-13,1.8500000000000002E-5,{"$f":"_xlfn.IFNA(INDEX('hp (pSv cm2)'!$B$2:$B$52,MATCH($C554,'hp (pSv cm2)'!$A$2:$A$52,1))+($C554-INDEX('hp (pSv cm2)'!$A$2:$A$52,MATCH($C554,'hp (pSv cm2)'!$A$2:$A$52,1)))*(INDEX('hp (pSv cm2)'!$B$2:$B$52,MATCH($C554,'hp (pSv cm2)'!$A$2:$A$52,1)+1)-INDEX('hp (pSv cm2)'!$B$2:$B$52,MATCH($C554,'hp (pSv cm2)'!$A$2:$A$52,1)))/(INDEX('hp (pSv cm2)'!$A$2:$A$52,MATCH($C554,'hp (pSv cm2)'!$A$2:$A$52,1)+1)-INDEX('hp (pSv cm2)'!$A$2:$A$52,MATCH($C554,'hp (pSv cm2)'!$A$2:$A$52,1))),$C554*'hp (pSv cm2)'!$B$2/'hp (pSv cm2)'!$A$2)","v":7.3192752000000008},1.3540659120000003E-4,{"$f":"_xlfn.IFNA(0.997*(INDEX('Mass attenuation coefficients'!$B$2:$B$37,MATCH($C554,'Mass attenuation coefficients'!$A$2:$A$37,1))+($C554-INDEX('Mass attenuation coefficients'!$A$2:$A$37,MATCH($C554,'Mass attenuation coefficients'!$A$2:$A$37,1)))*(INDEX('Mass attenuation coefficients'!$B$2:$B$37,MATCH($C554,'Mass attenuation coefficients'!$A$2:$A$37,1)+1)-INDEX('Mass attenuation coefficients'!$B$2:$B$37,MATCH($C554,'Mass attenuation coefficients'!$A$2:$A$37,1)))/(INDEX('Mass attenuation coefficients'!$A$2:$A$37,MATCH($C554,'Mass attenuation coefficients'!$A$2:$A$37,1)+1)-INDEX('Mass attenuation coefficients'!$A$2:$A$37,MATCH($C554,'Mass attenuation coefficients'!$A$2:$A$37,1)))),0.997*$C554*'Mass attenuation coefficients'!$B$2/'Mass attenuation coefficients'!$A$2)","v":5.0228482735199996E-2},{"$f":"_xlfn.IFNA(INDEX('Shultis Faw'!$C$2:$C$26,MATCH($C554,'Shultis Faw'!$A$2:$A$26,1))+($C554-INDEX('Shultis Faw'!$A$2:$A$26,MATCH($C554,'Shultis Faw'!$A$2:$A$26,1)))*(INDEX('Shultis Faw'!$C$2:$C$26,MATCH($C554,'Shultis Faw'!$A$2:$A$26,1)+1)-INDEX('Shultis Faw'!$C$2:$C$26,MATCH($C554,'Shultis Faw'!$A$2:$A$26,1)))/(INDEX('Shultis Faw'!$A$2:$A$26,MATCH($C554,'Shultis Faw'!$A$2:$A$26,1)+1)-INDEX('Shultis Faw'!$A$2:$A$26,MATCH($C554,'Shultis Faw'!$A$2:$A$26,1))),$C554*'Shultis Faw'!$C$2/'Shultis Faw'!$A$2)","v":1.8508179999999999},{"$f":"_xlfn.IFNA(INDEX('Shultis Faw'!$D$2:$D$26,MATCH($C554,'Shultis Faw'!$A$2:$A$26,1))+($C554-INDEX('Shultis Faw'!$A$2:$A$26,MATCH($C554,'Shultis Faw'!$A$2:$A$26,1)))*(INDEX('Shultis Faw'!$D$2:$D$26,MATCH($C554,'Shultis Faw'!$A$2:$A$26,1)+1)-INDEX('Shultis Faw'!$D$2:$D$26,MATCH($C554,'Shultis Faw'!$A$2:$A$26,1)))/(INDEX('Shultis Faw'!$A$2:$A$26,MATCH($C554,'Shultis Faw'!$A$2:$A$26,1)+1)-INDEX('Shultis Faw'!$A$2:$A$26,MATCH($C554,'Shultis Faw'!$A$2:$A$26,1))),$C554*'Shultis Faw'!$D$2/'Shultis Faw'!$A$2)","v":1.1843452800000001},{"$f":"_xlfn.IFNA(INDEX('Shultis Faw'!$B$2:$B$26,MATCH($C554,'Shultis Faw'!$A$2:$A$26,1))+($C554-INDEX('Shultis Faw'!$A$2:$A$26,MATCH($C554,'Shultis Faw'!$A$2:$A$26,1)))*(INDEX('Shultis Faw'!$B$2:$B$26,MATCH($C554,'Shultis Faw'!$A$2:$A$26,1)+1)-INDEX('Shultis Faw'!$B$2:$B$26,MATCH($C554,'Shultis Faw'!$A$2:$A$26,1)))/(INDEX('Shultis Faw'!$A$2:$A$26,MATCH($C554,'Shultis Faw'!$A$2:$A$26,1)+1)-INDEX('Shultis Faw'!$A$2:$A$26,MATCH($C554,'Shultis Faw'!$A$2:$A$26,1))),$C554*'Shultis Faw'!$B$2/'Shultis Faw'!$A$2)","v":-4.1245419999999991E-2},{"$f":"_xlfn.IFNA(INDEX('Shultis Faw'!$E$2:$E$26,MATCH($C554,'Shultis Faw'!$A$2:$A$26,1))+($C554-INDEX('Shultis Faw'!$A$2:$A$26,MATCH($C554,'Shultis Faw'!$A$2:$A$26,1)))*(INDEX('Shultis Faw'!$E$2:$E$26,MATCH($C554,'Shultis Faw'!$A$2:$A$26,1)+1)-INDEX('Shultis Faw'!$E$2:$E$26,MATCH($C554,'Shultis Faw'!$A$2:$A$26,1)))/(INDEX('Shultis Faw'!$A$2:$A$26,MATCH($C554,'Shultis Faw'!$A$2:$A$26,1)+1)-INDEX('Shultis Faw'!$A$2:$A$26,MATCH($C554,'Shultis Faw'!$A$2:$A$26,1))),$C554*'Shultis Faw'!$E$2/'Shultis Faw'!$A$2)","v":1.7104529999999996E-2},{"$f":"_xlfn.IFNA(INDEX('Shultis Faw'!$F$2:$F$26,MATCH($C554,'Shultis Faw'!$A$2:$A$26,1))+($C554-INDEX('Shultis Faw'!$A$2:$A$26,MATCH($C554,'Shultis Faw'!$A$2:$A$26,1)))*(INDEX('Shultis Faw'!$F$2:$F$26,MATCH($C554,'Shultis Faw'!$A$2:$A$26,1)+1)-INDEX('Shultis Faw'!$F$2:$F$26,MATCH($C554,'Shultis Faw'!$A$2:$A$26,1)))/(INDEX('Shultis Faw'!$A$2:$A$26,MATCH($C554,'Shultis Faw'!$A$2:$A$26,1)+1)-INDEX('Shultis Faw'!$A$2:$A$26,MATCH($C554,'Shultis Faw'!$A$2:$A$26,1))),$C554*'Shultis Faw'!$F$2/'Shultis Faw'!$A$2)","v":14.123181000000001},{"$f":"J554*(H554*'Externe blootstelling'!$D$23/2)^K554+L554*(TANH(((H554*'Externe blootstelling'!$D$23)/(2*M554))-2)-TANH(-2))/(1-TANH(-2))","v":1.1982911310097932},{"$f":"IF(N554=1,1+(I554-1)*H554*'Externe blootstelling'!$D$23/2,1+(I554-1)*(N554^(H554*'Externe blootstelling'!$D$23/2)-1)/(N554-1))","v":1.6265221285489431},{"$f":"G554*EXP(-H554*'Externe blootstelling'!$D$23/2)*O554","v":1.0367892556749569E-4}]
[null," g ",1.95696,3.1311359999999997E-13,1.4999999999999999E-4,{"$f":"_xlfn.IFNA(INDEX('hp (pSv cm2)'!$B$2:$B$52,MATCH($C555,'hp (pSv cm2)'!$A$2:$A$52,1))+($C555-INDEX('hp (pSv cm2)'!$A$2:$A$52,MATCH($C555,'hp (pSv cm2)'!$A$2:$A$52,1)))*(INDEX('hp (pSv cm2)'!$B$2:$B$52,MATCH($C555,'hp (pSv cm2)'!$A$2:$A$52,1)+1)-INDEX('hp (pSv cm2)'!$B$2:$B$52,MATCH($C555,'hp (pSv cm2)'!$A$2:$A$52,1)))/(INDEX('hp (pSv cm2)'!$A$2:$A$52,MATCH($C555,'hp (pSv cm2)'!$A$2:$A$52,1)+1)-INDEX('hp (pSv cm2)'!$A$2:$A$52,MATCH($C555,'hp (pSv cm2)'!$A$2:$A$52,1))),$C555*'hp (pSv cm2)'!$B$2/'hp (pSv cm2)'!$A$2)","v":7.3629312000000002},1.1044396799999999E-3,{"$f":"_xlfn.IFNA(0.997*(INDEX('Mass attenuation coefficients'!$B$2:$B$37,MATCH($C555,'Mass attenuation coefficients'!$A$2:$A$37,1))+($C555-INDEX('Mass attenuation coefficients'!$A$2:$A$37,MATCH($C555,'Mass attenuation coefficients'!$A$2:$A$37,1)))*(INDEX('Mass attenuation coefficients'!$B$2:$B$37,MATCH($C555,'Mass attenuation coefficients'!$A$2:$A$37,1)+1)-INDEX('Mass attenuation coefficients'!$B$2:$B$37,MATCH($C555,'Mass attenuation coefficients'!$A$2:$A$37,1)))/(INDEX('Mass attenuation coefficients'!$A$2:$A$37,MATCH($C555,'Mass attenuation coefficients'!$A$2:$A$37,1)+1)-INDEX('Mass attenuation coefficients'!$A$2:$A$37,MATCH($C555,'Mass attenuation coefficients'!$A$2:$A$37,1)))),0.997*$C555*'Mass attenuation coefficients'!$B$2/'Mass attenuation coefficients'!$A$2)","v":4.9968612691200003E-2},{"$f":"_xlfn.IFNA(INDEX('Shultis Faw'!$C$2:$C$26,MATCH($C555,'Shultis Faw'!$A$2:$A$26,1))+($C555-INDEX('Shultis Faw'!$A$2:$A$26,MATCH($C555,'Shultis Faw'!$A$2:$A$26,1)))*(INDEX('Shultis Faw'!$C$2:$C$26,MATCH($C555,'Shultis Faw'!$A$2:$A$26,1)+1)-INDEX('Shultis Faw'!$C$2:$C$26,MATCH($C555,'Shultis Faw'!$A$2:$A$26,1)))/(INDEX('Shultis Faw'!$A$2:$A$26,MATCH($C555,'Shultis Faw'!$A$2:$A$26,1)+1)-INDEX('Shultis Faw'!$A$2:$A$26,MATCH($C555,'Shultis Faw'!$A$2:$A$26,1))),$C555*'Shultis Faw'!$C$2/'Shultis Faw'!$A$2)","v":1.8476079999999999},{"$f":"_xlfn.IFNA(INDEX('Shultis Faw'!$D$2:$D$26,MATCH($C555,'Shultis Faw'!$A$2:$A$26,1))+($C555-INDEX('Shultis Faw'!$A$2:$A$26,MATCH($C555,'Shultis Faw'!$A$2:$A$26,1)))*(INDEX('Shultis Faw'!$D$2:$D$26,MATCH($C555,'Shultis Faw'!$A$2:$A$26,1)+1)-INDEX('Shultis Faw'!$D$2:$D$26,MATCH($C555,'Shultis Faw'!$A$2:$A$26,1)))/(INDEX('Shultis Faw'!$A$2:$A$26,MATCH($C555,'Shultis Faw'!$A$2:$A$26,1)+1)-INDEX('Shultis Faw'!$A$2:$A$26,MATCH($C555,'Shultis Faw'!$A$2:$A$26,1))),$C555*'Shultis Faw'!$D$2/'Shultis Faw'!$A$2)","v":1.18126368},{"$f":"_xlfn.IFNA(INDEX('Shultis Faw'!$B$2:$B$26,MATCH($C555,'Shultis Faw'!$A$2:$A$26,1))+($C555-INDEX('Shultis Faw'!$A$2:$A$26,MATCH($C555,'Shultis Faw'!$A$2:$A$26,1)))*(INDEX('Shultis Faw'!$B$2:$B$26,MATCH($C555,'Shultis Faw'!$A$2:$A$26,1)+1)-INDEX('Shultis Faw'!$B$2:$B$26,MATCH($C555,'Shultis Faw'!$A$2:$A$26,1)))/(INDEX('Shultis Faw'!$A$2:$A$26,MATCH($C555,'Shultis Faw'!$A$2:$A$26,1)+1)-INDEX('Shultis Faw'!$A$2:$A$26,MATCH($C555,'Shultis Faw'!$A$2:$A$26,1))),$C555*'Shultis Faw'!$B$2/'Shultis Faw'!$A$2)","v":-4.0635519999999994E-2},{"$f":"_xlfn.IFNA(INDEX('Shultis Faw'!$E$2:$E$26,MATCH($C555,'Shultis Faw'!$A$2:$A$26,1))+($C555-INDEX('Shultis Faw'!$A$2:$A$26,MATCH($C555,'Shultis Faw'!$A$2:$A$26,1)))*(INDEX('Shultis Faw'!$E$2:$E$26,MATCH($C555,'Shultis Faw'!$A$2:$A$26,1)+1)-INDEX('Shultis Faw'!$E$2:$E$26,MATCH($C555,'Shultis Faw'!$A$2:$A$26,1)))/(INDEX('Shultis Faw'!$A$2:$A$26,MATCH($C555,'Shultis Faw'!$A$2:$A$26,1)+1)-INDEX('Shultis Faw'!$A$2:$A$26,MATCH($C555,'Shultis Faw'!$A$2:$A$26,1))),$C555*'Shultis Faw'!$E$2/'Shultis Faw'!$A$2)","v":1.6831679999999998E-2},{"$f":"_xlfn.IFNA(INDEX('Shultis Faw'!$F$2:$F$26,MATCH($C555,'Shultis Faw'!$A$2:$A$26,1))+($C555-INDEX('Shultis Faw'!$A$2:$A$26,MATCH($C555,'Shultis Faw'!$A$2:$A$26,1)))*(INDEX('Shultis Faw'!$F$2:$F$26,MATCH($C555,'Shultis Faw'!$A$2:$A$26,1)+1)-INDEX('Shultis Faw'!$F$2:$F$26,MATCH($C555,'Shultis Faw'!$A$2:$A$26,1)))/(INDEX('Shultis Faw'!$A$2:$A$26,MATCH($C555,'Shultis Faw'!$A$2:$A$26,1)+1)-INDEX('Shultis Faw'!$A$2:$A$26,MATCH($C555,'Shultis Faw'!$A$2:$A$26,1))),$C555*'Shultis Faw'!$F$2/'Shultis Faw'!$A$2)","v":14.108736},{"$f":"J555*(H555*'Externe blootstelling'!$D$23/2)^K555+L555*(TANH(((H555*'Externe blootstelling'!$D$23)/(2*M555))-2)-TANH(-2))/(1-TANH(-2))","v":1.1952181791242236},{"$f":"IF(N555=1,1+(I555-1)*H555*'Externe blootstelling'!$D$23/2,1+(I555-1)*(N555^(H555*'Externe blootstelling'!$D$23/2)-1)/(N555-1))","v":1.6209153577953264},{"$f":"G555*EXP(-H555*'Externe blootstelling'!$D$23/2)*O555","v":8.4603035823562465E-4}]
[null," g ",2.0225300000000002,3.236048E-13,1.52E-5,{"$f":"_xlfn.IFNA(INDEX('hp (pSv cm2)'!$B$2:$B$52,MATCH($C556,'hp (pSv cm2)'!$A$2:$A$52,1))+($C556-INDEX('hp (pSv cm2)'!$A$2:$A$52,MATCH($C556,'hp (pSv cm2)'!$A$2:$A$52,1)))*(INDEX('hp (pSv cm2)'!$B$2:$B$52,MATCH($C556,'hp (pSv cm2)'!$A$2:$A$52,1)+1)-INDEX('hp (pSv cm2)'!$B$2:$B$52,MATCH($C556,'hp (pSv cm2)'!$A$2:$A$52,1)))/(INDEX('hp (pSv cm2)'!$A$2:$A$52,MATCH($C556,'hp (pSv cm2)'!$A$2:$A$52,1)+1)-INDEX('hp (pSv cm2)'!$A$2:$A$52,MATCH($C556,'hp (pSv cm2)'!$A$2:$A$52,1))),$C556*'hp (pSv cm2)'!$B$2/'hp (pSv cm2)'!$A$2)","v":7.5311431000000004},1.1447337512E-4,{"$f":"_xlfn.IFNA(0.997*(INDEX('Mass attenuation coefficients'!$B$2:$B$37,MATCH($C556,'Mass attenuation coefficients'!$A$2:$A$37,1))+($C556-INDEX('Mass attenuation coefficients'!$A$2:$A$37,MATCH($C556,'Mass attenuation coefficients'!$A$2:$A$37,1)))*(INDEX('Mass attenuation coefficients'!$B$2:$B$37,MATCH($C556,'Mass attenuation coefficients'!$A$2:$A$37,1)+1)-INDEX('Mass attenuation coefficients'!$B$2:$B$37,MATCH($C556,'Mass attenuation coefficients'!$A$2:$A$37,1)))/(INDEX('Mass attenuation coefficients'!$A$2:$A$37,MATCH($C556,'Mass attenuation coefficients'!$A$2:$A$37,1)+1)-INDEX('Mass attenuation coefficients'!$A$2:$A$37,MATCH($C556,'Mass attenuation coefficients'!$A$2:$A$37,1)))),0.997*$C556*'Mass attenuation coefficients'!$B$2/'Mass attenuation coefficients'!$A$2)","v":4.9053180750699997E-2},{"$f":"_xlfn.IFNA(INDEX('Shultis Faw'!$C$2:$C$26,MATCH($C556,'Shultis Faw'!$A$2:$A$26,1))+($C556-INDEX('Shultis Faw'!$A$2:$A$26,MATCH($C556,'Shultis Faw'!$A$2:$A$26,1)))*(INDEX('Shultis Faw'!$C$2:$C$26,MATCH($C556,'Shultis Faw'!$A$2:$A$26,1)+1)-INDEX('Shultis Faw'!$C$2:$C$26,MATCH($C556,'Shultis Faw'!$A$2:$A$26,1)))/(INDEX('Shultis Faw'!$A$2:$A$26,MATCH($C556,'Shultis Faw'!$A$2:$A$26,1)+1)-INDEX('Shultis Faw'!$A$2:$A$26,MATCH($C556,'Shultis Faw'!$A$2:$A$26,1))),$C556*'Shultis Faw'!$C$2/'Shultis Faw'!$A$2)","v":1.8360936299999999},{"$f":"_xlfn.IFNA(INDEX('Shultis Faw'!$D$2:$D$26,MATCH($C556,'Shultis Faw'!$A$2:$A$26,1))+($C556-INDEX('Shultis Faw'!$A$2:$A$26,MATCH($C556,'Shultis Faw'!$A$2:$A$26,1)))*(INDEX('Shultis Faw'!$D$2:$D$26,MATCH($C556,'Shultis Faw'!$A$2:$A$26,1)+1)-INDEX('Shultis Faw'!$D$2:$D$26,MATCH($C556,'Shultis Faw'!$A$2:$A$26,1)))/(INDEX('Shultis Faw'!$A$2:$A$26,MATCH($C556,'Shultis Faw'!$A$2:$A$26,1)+1)-INDEX('Shultis Faw'!$A$2:$A$26,MATCH($C556,'Shultis Faw'!$A$2:$A$26,1))),$C556*'Shultis Faw'!$D$2/'Shultis Faw'!$A$2)","v":1.17036399},{"$f":"_xlfn.IFNA(INDEX('Shultis Faw'!$B$2:$B$26,MATCH($C556,'Shultis Faw'!$A$2:$A$26,1))+($C556-INDEX('Shultis Faw'!$A$2:$A$26,MATCH($C556,'Shultis Faw'!$A$2:$A$26,1)))*(INDEX('Shultis Faw'!$B$2:$B$26,MATCH($C556,'Shultis Faw'!$A$2:$A$26,1)+1)-INDEX('Shultis Faw'!$B$2:$B$26,MATCH($C556,'Shultis Faw'!$A$2:$A$26,1)))/(INDEX('Shultis Faw'!$A$2:$A$26,MATCH($C556,'Shultis Faw'!$A$2:$A$26,1)+1)-INDEX('Shultis Faw'!$A$2:$A$26,MATCH($C556,'Shultis Faw'!$A$2:$A$26,1))),$C556*'Shultis Faw'!$B$2/'Shultis Faw'!$A$2)","v":-3.8414219999999999E-2},{"$f":"_xlfn.IFNA(INDEX('Shultis Faw'!$E$2:$E$26,MATCH($C556,'Shultis Faw'!$A$2:$A$26,1))+($C556-INDEX('Shultis Faw'!$A$2:$A$26,MATCH($C556,'Shultis Faw'!$A$2:$A$26,1)))*(INDEX('Shultis Faw'!$E$2:$E$26,MATCH($C556,'Shultis Faw'!$A$2:$A$26,1)+1)-INDEX('Shultis Faw'!$E$2:$E$26,MATCH($C556,'Shultis Faw'!$A$2:$A$26,1)))/(INDEX('Shultis Faw'!$A$2:$A$26,MATCH($C556,'Shultis Faw'!$A$2:$A$26,1)+1)-INDEX('Shultis Faw'!$A$2:$A$26,MATCH($C556,'Shultis Faw'!$A$2:$A$26,1))),$C556*'Shultis Faw'!$E$2/'Shultis Faw'!$A$2)","v":1.5843158E-2},{"$f":"_xlfn.IFNA(INDEX('Shultis Faw'!$F$2:$F$26,MATCH($C556,'Shultis Faw'!$A$2:$A$26,1))+($C556-INDEX('Shultis Faw'!$A$2:$A$26,MATCH($C556,'Shultis Faw'!$A$2:$A$26,1)))*(INDEX('Shultis Faw'!$F$2:$F$26,MATCH($C556,'Shultis Faw'!$A$2:$A$26,1)+1)-INDEX('Shultis Faw'!$F$2:$F$26,MATCH($C556,'Shultis Faw'!$A$2:$A$26,1)))/(INDEX('Shultis Faw'!$A$2:$A$26,MATCH($C556,'Shultis Faw'!$A$2:$A$26,1)+1)-INDEX('Shultis Faw'!$A$2:$A$26,MATCH($C556,'Shultis Faw'!$A$2:$A$26,1))),$C556*'Shultis Faw'!$F$2/'Shultis Faw'!$A$2)","v":14.0193075},{"$f":"J556*(H556*'Externe blootstelling'!$D$23/2)^K556+L556*(TANH(((H556*'Externe blootstelling'!$D$23)/(2*M556))-2)-TANH(-2))/(1-TANH(-2))","v":1.1842703728207056},{"$f":"IF(N556=1,1+(I556-1)*H556*'Externe blootstelling'!$D$23/2,1+(I556-1)*(N556^(H556*'Externe blootstelling'!$D$23/2)-1)/(N556-1))","v":1.6012749580930477},{"$f":"G556*EXP(-H556*'Externe blootstelling'!$D$23/2)*O556","v":8.7824869630699013E-5}]
[null,null,null,null,null,null,null,null,null,null,null,null,null,null,null,null,{"$f":"SUM(P500:P556)/SUM(G500:G556)","v":0.97006175374593806}]
[]
["223Ra (incl dochters)"," g ",4.47E-3,{"$f":"C559*1000000*1.6E-19","v":7.1519999999999997E-16},6.3999999999999991E-8,{"$f":"_xlfn.IFNA(INDEX('hp (pSv cm2)'!$B$2:$B$52,MATCH($C559,'hp (pSv cm2)'!$A$2:$A$52,1))+($C559-INDEX('hp (pSv cm2)'!$A$2:$A$52,MATCH($C559,'hp (pSv cm2)'!$A$2:$A$52,1)))*(INDEX('hp (pSv cm2)'!$B$2:$B$52,MATCH($C559,'hp (pSv cm2)'!$A$2:$A$52,1)+1)-INDEX('hp (pSv cm2)'!$B$2:$B$52,MATCH($C559,'hp (pSv cm2)'!$A$2:$A$52,1)))/(INDEX('hp (pSv cm2)'!$A$2:$A$52,MATCH($C559,'hp (pSv cm2)'!$A$2:$A$52,1)+1)-INDEX('hp (pSv cm2)'!$A$2:$A$52,MATCH($C559,'hp (pSv cm2)'!$A$2:$A$52,1))),$C559*'hp (pSv cm2)'!$B$2/'hp (pSv cm2)'!$A$2)","v":1.19796E-2},{"$f":"F559*E559","v":7.6669439999999992E-10},{"$f":"_xlfn.IFNA(0.997*(INDEX('Mass attenuation coefficients'!$B$2:$B$37,MATCH($C559,'Mass attenuation coefficients'!$A$2:$A$37,1))+($C559-INDEX('Mass attenuation coefficients'!$A$2:$A$37,MATCH($C559,'Mass attenuation coefficients'!$A$2:$A$37,1)))*(INDEX('Mass attenuation coefficients'!$B$2:$B$37,MATCH($C559,'Mass attenuation coefficients'!$A$2:$A$37,1)+1)-INDEX('Mass attenuation coefficients'!$B$2:$B$37,MATCH($C559,'Mass attenuation coefficients'!$A$2:$A$37,1)))/(INDEX('Mass attenuation coefficients'!$A$2:$A$37,MATCH($C559,'Mass attenuation coefficients'!$A$2:$A$37,1)+1)-INDEX('Mass attenuation coefficients'!$A$2:$A$37,MATCH($C559,'Mass attenuation coefficients'!$A$2:$A$37,1)))),0.997*$C559*'Mass attenuation coefficients'!$B$2/'Mass attenuation coefficients'!$A$2)","v":63.694342000000006},{"$f":"_xlfn.IFNA(INDEX('Shultis Faw'!$C$2:$C$26,MATCH($C559,'Shultis Faw'!$A$2:$A$26,1))+($C559-INDEX('Shultis Faw'!$A$2:$A$26,MATCH($C559,'Shultis Faw'!$A$2:$A$26,1)))*(INDEX('Shultis Faw'!$C$2:$C$26,MATCH($C559,'Shultis Faw'!$A$2:$A$26,1)+1)-INDEX('Shultis Faw'!$C$2:$C$26,MATCH($C559,'Shultis Faw'!$A$2:$A$26,1)))/(INDEX('Shultis Faw'!$A$2:$A$26,MATCH($C559,'Shultis Faw'!$A$2:$A$26,1)+1)-INDEX('Shultis Faw'!$A$2:$A$26,MATCH($C559,'Shultis Faw'!$A$2:$A$26,1))),$C559*'Shultis Faw'!$C$2/'Shultis Faw'!$A$2)","v":0.35223599999999999},{"$f":"_xlfn.IFNA(INDEX('Shultis Faw'!$D$2:$D$26,MATCH($C559,'Shultis Faw'!$A$2:$A$26,1))+($C559-INDEX('Shultis Faw'!$A$2:$A$26,MATCH($C559,'Shultis Faw'!$A$2:$A$26,1)))*(INDEX('Shultis Faw'!$D$2:$D$26,MATCH($C559,'Shultis Faw'!$A$2:$A$26,1)+1)-INDEX('Shultis Faw'!$D$2:$D$26,MATCH($C559,'Shultis Faw'!$A$2:$A$26,1)))/(INDEX('Shultis Faw'!$A$2:$A$26,MATCH($C559,'Shultis Faw'!$A$2:$A$26,1)+1)-INDEX('Shultis Faw'!$A$2:$A$26,MATCH($C559,'Shultis Faw'!$A$2:$A$26,1))),$C559*'Shultis Faw'!$D$2/'Shultis Faw'!$A$2)","v":0.13797400000000001},{"$f":"_xlfn.IFNA(INDEX('Shultis Faw'!$B$2:$B$26,MATCH($C559,'Shultis Faw'!$A$2:$A$26,1))+($C559-INDEX('Shultis Faw'!$A$2:$A$26,MATCH($C559,'Shultis Faw'!$A$2:$A$26,1)))*(INDEX('Shultis Faw'!$B$2:$B$26,MATCH($C559,'Shultis Faw'!$A$2:$A$26,1)+1)-INDEX('Shultis Faw'!$B$2:$B$26,MATCH($C559,'Shultis Faw'!$A$2:$A$26,1)))/(INDEX('Shultis Faw'!$A$2:$A$26,MATCH($C559,'Shultis Faw'!$A$2:$A$26,1)+1)-INDEX('Shultis Faw'!$A$2:$A$26,MATCH($C559,'Shultis Faw'!$A$2:$A$26,1))),$C559*'Shultis Faw'!$B$2/'Shultis Faw'!$A$2)","v":5.1255999999999996E-2},{"$f":"_xlfn.IFNA(INDEX('Shultis Faw'!$E$2:$E$26,MATCH($C559,'Shultis Faw'!$A$2:$A$26,1))+($C559-INDEX('Shultis Faw'!$A$2:$A$26,MATCH($C559,'Shultis Faw'!$A$2:$A$26,1)))*(INDEX('Shultis Faw'!$E$2:$E$26,MATCH($C559,'Shultis Faw'!$A$2:$A$26,1)+1)-INDEX('Shultis Faw'!$E$2:$E$26,MATCH($C559,'Shultis Faw'!$A$2:$A$26,1)))/(INDEX('Shultis Faw'!$A$2:$A$26,MATCH($C559,'Shultis Faw'!$A$2:$A$26,1)+1)-INDEX('Shultis Faw'!$A$2:$A$26,MATCH($C559,'Shultis Faw'!$A$2:$A$26,1))),$C559*'Shultis Faw'!$E$2/'Shultis Faw'!$A$2)","v":-2.70584E-2},{"$f":"_xlfn.IFNA(INDEX('Shultis Faw'!$F$2:$F$26,MATCH($C559,'Shultis Faw'!$A$2:$A$26,1))+($C559-INDEX('Shultis Faw'!$A$2:$A$26,MATCH($C559,'Shultis Faw'!$A$2:$A$26,1)))*(INDEX('Shultis Faw'!$F$2:$F$26,MATCH($C559,'Shultis Faw'!$A$2:$A$26,1)+1)-INDEX('Shultis Faw'!$F$2:$F$26,MATCH($C559,'Shultis Faw'!$A$2:$A$26,1)))/(INDEX('Shultis Faw'!$A$2:$A$26,MATCH($C559,'Shultis Faw'!$A$2:$A$26,1)+1)-INDEX('Shultis Faw'!$A$2:$A$26,MATCH($C559,'Shultis Faw'!$A$2:$A$26,1))),$C559*'Shultis Faw'!$F$2/'Shultis Faw'!$A$2)","v":4.2405400000000002},{"$f":"J559*(H559*'Externe blootstelling'!$D$23/2)^K559+L559*(TANH(((H559*'Externe blootstelling'!$D$23)/(2*M559))-2)-TANH(-2))/(1-TANH(-2))","v":0.16907428878217096},{"$f":"IF(N559=1,1+(I559-1)*H559*'Externe blootstelling'!$D$23/2,1+(I559-1)*(N559^(H559*'Externe blootstelling'!$D$23/2)-1)/(N559-1))","v":0.22043091066394105},{"$f":"G559*EXP(-H559*'Externe blootstelling'!$D$23/2)*O559","v":0}]
[null," g ",9.9000000000000008E-3,1.5839999999999999E-15,1.5800000000000002E-4,{"$f":"_xlfn.IFNA(INDEX('hp (pSv cm2)'!$B$2:$B$52,MATCH($C560,'hp (pSv cm2)'!$A$2:$A$52,1))+($C560-INDEX('hp (pSv cm2)'!$A$2:$A$52,MATCH($C560,'hp (pSv cm2)'!$A$2:$A$52,1)))*(INDEX('hp (pSv cm2)'!$B$2:$B$52,MATCH($C560,'hp (pSv cm2)'!$A$2:$A$52,1)+1)-INDEX('hp (pSv cm2)'!$B$2:$B$52,MATCH($C560,'hp (pSv cm2)'!$A$2:$A$52,1)))/(INDEX('hp (pSv cm2)'!$A$2:$A$52,MATCH($C560,'hp (pSv cm2)'!$A$2:$A$52,1)+1)-INDEX('hp (pSv cm2)'!$A$2:$A$52,MATCH($C560,'hp (pSv cm2)'!$A$2:$A$52,1))),$C560*'hp (pSv cm2)'!$B$2/'hp (pSv cm2)'!$A$2)","v":6.6550000000000026E-2},1.0514900000000005E-5,{"$f":"_xlfn.IFNA(0.997*(INDEX('Mass attenuation coefficients'!$B$2:$B$37,MATCH($C560,'Mass attenuation coefficients'!$A$2:$A$37,1))+($C560-INDEX('Mass attenuation coefficients'!$A$2:$A$37,MATCH($C560,'Mass attenuation coefficients'!$A$2:$A$37,1)))*(INDEX('Mass attenuation coefficients'!$B$2:$B$37,MATCH($C560,'Mass attenuation coefficients'!$A$2:$A$37,1)+1)-INDEX('Mass attenuation coefficients'!$B$2:$B$37,MATCH($C560,'Mass attenuation coefficients'!$A$2:$A$37,1)))/(INDEX('Mass attenuation coefficients'!$A$2:$A$37,MATCH($C560,'Mass attenuation coefficients'!$A$2:$A$37,1)+1)-INDEX('Mass attenuation coefficients'!$A$2:$A$37,MATCH($C560,'Mass attenuation coefficients'!$A$2:$A$37,1)))),0.997*$C560*'Mass attenuation coefficients'!$B$2/'Mass attenuation coefficients'!$A$2)","v":5.5643068499999986},{"$f":"_xlfn.IFNA(INDEX('Shultis Faw'!$C$2:$C$26,MATCH($C560,'Shultis Faw'!$A$2:$A$26,1))+($C560-INDEX('Shultis Faw'!$A$2:$A$26,MATCH($C560,'Shultis Faw'!$A$2:$A$26,1)))*(INDEX('Shultis Faw'!$C$2:$C$26,MATCH($C560,'Shultis Faw'!$A$2:$A$26,1)+1)-INDEX('Shultis Faw'!$C$2:$C$26,MATCH($C560,'Shultis Faw'!$A$2:$A$26,1)))/(INDEX('Shultis Faw'!$A$2:$A$26,MATCH($C560,'Shultis Faw'!$A$2:$A$26,1)+1)-INDEX('Shultis Faw'!$A$2:$A$26,MATCH($C560,'Shultis Faw'!$A$2:$A$26,1))),$C560*'Shultis Faw'!$C$2/'Shultis Faw'!$A$2)","v":0.78012000000000004},{"$f":"_xlfn.IFNA(INDEX('Shultis Faw'!$D$2:$D$26,MATCH($C560,'Shultis Faw'!$A$2:$A$26,1))+($C560-INDEX('Shultis Faw'!$A$2:$A$26,MATCH($C560,'Shultis Faw'!$A$2:$A$26,1)))*(INDEX('Shultis Faw'!$D$2:$D$26,MATCH($C560,'Shultis Faw'!$A$2:$A$26,1)+1)-INDEX('Shultis Faw'!$D$2:$D$26,MATCH($C560,'Shultis Faw'!$A$2:$A$26,1)))/(INDEX('Shultis Faw'!$A$2:$A$26,MATCH($C560,'Shultis Faw'!$A$2:$A$26,1)+1)-INDEX('Shultis Faw'!$A$2:$A$26,MATCH($C560,'Shultis Faw'!$A$2:$A$26,1))),$C560*'Shultis Faw'!$D$2/'Shultis Faw'!$A$2)","v":0.30558000000000002},{"$f":"_xlfn.IFNA(INDEX('Shultis Faw'!$B$2:$B$26,MATCH($C560,'Shultis Faw'!$A$2:$A$26,1))+($C560-INDEX('Shultis Faw'!$A$2:$A$26,MATCH($C560,'Shultis Faw'!$A$2:$A$26,1)))*(INDEX('Shultis Faw'!$B$2:$B$26,MATCH($C560,'Shultis Faw'!$A$2:$A$26,1)+1)-INDEX('Shultis Faw'!$B$2:$B$26,MATCH($C560,'Shultis Faw'!$A$2:$A$26,1)))/(INDEX('Shultis Faw'!$A$2:$A$26,MATCH($C560,'Shultis Faw'!$A$2:$A$26,1)+1)-INDEX('Shultis Faw'!$A$2:$A$26,MATCH($C560,'Shultis Faw'!$A$2:$A$26,1))),$C560*'Shultis Faw'!$B$2/'Shultis Faw'!$A$2)","v":0.11352},{"$f":"_xlfn.IFNA(INDEX('Shultis Faw'!$E$2:$E$26,MATCH($C560,'Shultis Faw'!$A$2:$A$26,1))+($C560-INDEX('Shultis Faw'!$A$2:$A$26,MATCH($C560,'Shultis Faw'!$A$2:$A$26,1)))*(INDEX('Shultis Faw'!$E$2:$E$26,MATCH($C560,'Shultis Faw'!$A$2:$A$26,1)+1)-INDEX('Shultis Faw'!$E$2:$E$26,MATCH($C560,'Shultis Faw'!$A$2:$A$26,1)))/(INDEX('Shultis Faw'!$A$2:$A$26,MATCH($C560,'Shultis Faw'!$A$2:$A$26,1)+1)-INDEX('Shultis Faw'!$A$2:$A$26,MATCH($C560,'Shultis Faw'!$A$2:$A$26,1))),$C560*'Shultis Faw'!$E$2/'Shultis Faw'!$A$2)","v":-5.9928000000000009E-2},{"$f":"_xlfn.IFNA(INDEX('Shultis Faw'!$F$2:$F$26,MATCH($C560,'Shultis Faw'!$A$2:$A$26,1))+($C560-INDEX('Shultis Faw'!$A$2:$A$26,MATCH($C560,'Shultis Faw'!$A$2:$A$26,1)))*(INDEX('Shultis Faw'!$F$2:$F$26,MATCH($C560,'Shultis Faw'!$A$2:$A$26,1)+1)-INDEX('Shultis Faw'!$F$2:$F$26,MATCH($C560,'Shultis Faw'!$A$2:$A$26,1)))/(INDEX('Shultis Faw'!$A$2:$A$26,MATCH($C560,'Shultis Faw'!$A$2:$A$26,1)+1)-INDEX('Shultis Faw'!$A$2:$A$26,MATCH($C560,'Shultis Faw'!$A$2:$A$26,1))),$C560*'Shultis Faw'!$F$2/'Shultis Faw'!$A$2)","v":9.3917999999999999},{"$f":"J560*(H560*'Externe blootstelling'!$D$23/2)^K560+L560*(TANH(((H560*'Externe blootstelling'!$D$23)/(2*M560))-2)-TANH(-2))/(1-TANH(-2))","v":0.44502845218029186},{"$f":"IF(N560=1,1+(I560-1)*H560*'Externe blootstelling'!$D$23/2,1+(I560-1)*(N560^(H560*'Externe blootstelling'!$D$23/2)-1)/(N560-1))","v":0.60379950852645936},{"$f":"G560*EXP(-H560*'Externe blootstelling'!$D$23/2)*O560","v":3.5849367143487404E-42}]
[null,"X-ray",1.36975E-2,2.1916E-15,0.221,{"$f":"_xlfn.IFNA(INDEX('hp (pSv cm2)'!$B$2:$B$52,MATCH($C561,'hp (pSv cm2)'!$A$2:$A$52,1))+($C561-INDEX('hp (pSv cm2)'!$A$2:$A$52,MATCH($C561,'hp (pSv cm2)'!$A$2:$A$52,1)))*(INDEX('hp (pSv cm2)'!$B$2:$B$52,MATCH($C561,'hp (pSv cm2)'!$A$2:$A$52,1)+1)-INDEX('hp (pSv cm2)'!$B$2:$B$52,MATCH($C561,'hp (pSv cm2)'!$A$2:$A$52,1)))/(INDEX('hp (pSv cm2)'!$A$2:$A$52,MATCH($C561,'hp (pSv cm2)'!$A$2:$A$52,1)+1)-INDEX('hp (pSv cm2)'!$A$2:$A$52,MATCH($C561,'hp (pSv cm2)'!$A$2:$A$52,1))),$C561*'hp (pSv cm2)'!$B$2/'hp (pSv cm2)'!$A$2)","v":0.13385749999999999},2.9582507499999997E-2,{"$f":"_xlfn.IFNA(0.997*(INDEX('Mass attenuation coefficients'!$B$2:$B$37,MATCH($C561,'Mass attenuation coefficients'!$A$2:$A$37,1))+($C561-INDEX('Mass attenuation coefficients'!$A$2:$A$37,MATCH($C561,'Mass attenuation coefficients'!$A$2:$A$37,1)))*(INDEX('Mass attenuation coefficients'!$B$2:$B$37,MATCH($C561,'Mass attenuation coefficients'!$A$2:$A$37,1)+1)-INDEX('Mass attenuation coefficients'!$B$2:$B$37,MATCH($C561,'Mass attenuation coefficients'!$A$2:$A$37,1)))/(INDEX('Mass attenuation coefficients'!$A$2:$A$37,MATCH($C561,'Mass attenuation coefficients'!$A$2:$A$37,1)+1)-INDEX('Mass attenuation coefficients'!$A$2:$A$37,MATCH($C561,'Mass attenuation coefficients'!$A$2:$A$37,1)))),0.997*$C561*'Mass attenuation coefficients'!$B$2/'Mass attenuation coefficients'!$A$2)","v":2.6175118360000003},{"$f":"_xlfn.IFNA(INDEX('Shultis Faw'!$C$2:$C$26,MATCH($C561,'Shultis Faw'!$A$2:$A$26,1))+($C561-INDEX('Shultis Faw'!$A$2:$A$26,MATCH($C561,'Shultis Faw'!$A$2:$A$26,1)))*(INDEX('Shultis Faw'!$C$2:$C$26,MATCH($C561,'Shultis Faw'!$A$2:$A$26,1)+1)-INDEX('Shultis Faw'!$C$2:$C$26,MATCH($C561,'Shultis Faw'!$A$2:$A$26,1)))/(INDEX('Shultis Faw'!$A$2:$A$26,MATCH($C561,'Shultis Faw'!$A$2:$A$26,1)+1)-INDEX('Shultis Faw'!$A$2:$A$26,MATCH($C561,'Shultis Faw'!$A$2:$A$26,1))),$C561*'Shultis Faw'!$C$2/'Shultis Faw'!$A$2)","v":1.0793629999999999},{"$f":"_xlfn.IFNA(INDEX('Shultis Faw'!$D$2:$D$26,MATCH($C561,'Shultis Faw'!$A$2:$A$26,1))+($C561-INDEX('Shultis Faw'!$A$2:$A$26,MATCH($C561,'Shultis Faw'!$A$2:$A$26,1)))*(INDEX('Shultis Faw'!$D$2:$D$26,MATCH($C561,'Shultis Faw'!$A$2:$A$26,1)+1)-INDEX('Shultis Faw'!$D$2:$D$26,MATCH($C561,'Shultis Faw'!$A$2:$A$26,1)))/(INDEX('Shultis Faw'!$A$2:$A$26,MATCH($C561,'Shultis Faw'!$A$2:$A$26,1)+1)-INDEX('Shultis Faw'!$A$2:$A$26,MATCH($C561,'Shultis Faw'!$A$2:$A$26,1))),$C561*'Shultis Faw'!$D$2/'Shultis Faw'!$A$2)","v":0.4227961666666667},{"$f":"_xlfn.IFNA(INDEX('Shultis Faw'!$B$2:$B$26,MATCH($C561,'Shultis Faw'!$A$2:$A$26,1))+($C561-INDEX('Shultis Faw'!$A$2:$A$26,MATCH($C561,'Shultis Faw'!$A$2:$A$26,1)))*(INDEX('Shultis Faw'!$B$2:$B$26,MATCH($C561,'Shultis Faw'!$A$2:$A$26,1)+1)-INDEX('Shultis Faw'!$B$2:$B$26,MATCH($C561,'Shultis Faw'!$A$2:$A$26,1)))/(INDEX('Shultis Faw'!$A$2:$A$26,MATCH($C561,'Shultis Faw'!$A$2:$A$26,1)+1)-INDEX('Shultis Faw'!$A$2:$A$26,MATCH($C561,'Shultis Faw'!$A$2:$A$26,1))),$C561*'Shultis Faw'!$B$2/'Shultis Faw'!$A$2)","v":0.15706466666666666},{"$f":"_xlfn.IFNA(INDEX('Shultis Faw'!$E$2:$E$26,MATCH($C561,'Shultis Faw'!$A$2:$A$26,1))+($C561-INDEX('Shultis Faw'!$A$2:$A$26,MATCH($C561,'Shultis Faw'!$A$2:$A$26,1)))*(INDEX('Shultis Faw'!$E$2:$E$26,MATCH($C561,'Shultis Faw'!$A$2:$A$26,1)+1)-INDEX('Shultis Faw'!$E$2:$E$26,MATCH($C561,'Shultis Faw'!$A$2:$A$26,1)))/(INDEX('Shultis Faw'!$A$2:$A$26,MATCH($C561,'Shultis Faw'!$A$2:$A$26,1)+1)-INDEX('Shultis Faw'!$A$2:$A$26,MATCH($C561,'Shultis Faw'!$A$2:$A$26,1))),$C561*'Shultis Faw'!$E$2/'Shultis Faw'!$A$2)","v":-8.2915533333333347E-2},{"$f":"_xlfn.IFNA(INDEX('Shultis Faw'!$F$2:$F$26,MATCH($C561,'Shultis Faw'!$A$2:$A$26,1))+($C561-INDEX('Shultis Faw'!$A$2:$A$26,MATCH($C561,'Shultis Faw'!$A$2:$A$26,1)))*(INDEX('Shultis Faw'!$F$2:$F$26,MATCH($C561,'Shultis Faw'!$A$2:$A$26,1)+1)-INDEX('Shultis Faw'!$F$2:$F$26,MATCH($C561,'Shultis Faw'!$A$2:$A$26,1)))/(INDEX('Shultis Faw'!$A$2:$A$26,MATCH($C561,'Shultis Faw'!$A$2:$A$26,1)+1)-INDEX('Shultis Faw'!$A$2:$A$26,MATCH($C561,'Shultis Faw'!$A$2:$A$26,1))),$C561*'Shultis Faw'!$F$2/'Shultis Faw'!$A$2)","v":12.994361666666668},{"$f":"J561*(H561*'Externe blootstelling'!$D$23/2)^K561+L561*(TANH(((H561*'Externe blootstelling'!$D$23)/(2*M561))-2)-TANH(-2))/(1-TANH(-2))","v":0.67924359708791515},{"$f":"IF(N561=1,1+(I561-1)*H561*'Externe blootstelling'!$D$23/2,1+(I561-1)*(N561^(H561*'Externe blootstelling'!$D$23/2)-1)/(N561-1))","v":1.2474244601804734},{"$f":"G561*EXP(-H561*'Externe blootstelling'!$D$23/2)*O561","v":3.2770648716145185E-19}]
[null," g ",1.4369999999999999E-2,2.2992E-15,1.85E-4,{"$f":"_xlfn.IFNA(INDEX('hp (pSv cm2)'!$B$2:$B$52,MATCH($C562,'hp (pSv cm2)'!$A$2:$A$52,1))+($C562-INDEX('hp (pSv cm2)'!$A$2:$A$52,MATCH($C562,'hp (pSv cm2)'!$A$2:$A$52,1)))*(INDEX('hp (pSv cm2)'!$B$2:$B$52,MATCH($C562,'hp (pSv cm2)'!$A$2:$A$52,1)+1)-INDEX('hp (pSv cm2)'!$B$2:$B$52,MATCH($C562,'hp (pSv cm2)'!$A$2:$A$52,1)))/(INDEX('hp (pSv cm2)'!$A$2:$A$52,MATCH($C562,'hp (pSv cm2)'!$A$2:$A$52,1)+1)-INDEX('hp (pSv cm2)'!$A$2:$A$52,MATCH($C562,'hp (pSv cm2)'!$A$2:$A$52,1))),$C562*'hp (pSv cm2)'!$B$2/'hp (pSv cm2)'!$A$2)","v":0.14529},2.6878650000000001E-5,{"$f":"_xlfn.IFNA(0.997*(INDEX('Mass attenuation coefficients'!$B$2:$B$37,MATCH($C562,'Mass attenuation coefficients'!$A$2:$A$37,1))+($C562-INDEX('Mass attenuation coefficients'!$A$2:$A$37,MATCH($C562,'Mass attenuation coefficients'!$A$2:$A$37,1)))*(INDEX('Mass attenuation coefficients'!$B$2:$B$37,MATCH($C562,'Mass attenuation coefficients'!$A$2:$A$37,1)+1)-INDEX('Mass attenuation coefficients'!$B$2:$B$37,MATCH($C562,'Mass attenuation coefficients'!$A$2:$A$37,1)))/(INDEX('Mass attenuation coefficients'!$A$2:$A$37,MATCH($C562,'Mass attenuation coefficients'!$A$2:$A$37,1)+1)-INDEX('Mass attenuation coefficients'!$A$2:$A$37,MATCH($C562,'Mass attenuation coefficients'!$A$2:$A$37,1)))),0.997*$C562*'Mass attenuation coefficients'!$B$2/'Mass attenuation coefficients'!$A$2)","v":2.1272550320000008},{"$f":"_xlfn.IFNA(INDEX('Shultis Faw'!$C$2:$C$26,MATCH($C562,'Shultis Faw'!$A$2:$A$26,1))+($C562-INDEX('Shultis Faw'!$A$2:$A$26,MATCH($C562,'Shultis Faw'!$A$2:$A$26,1)))*(INDEX('Shultis Faw'!$C$2:$C$26,MATCH($C562,'Shultis Faw'!$A$2:$A$26,1)+1)-INDEX('Shultis Faw'!$C$2:$C$26,MATCH($C562,'Shultis Faw'!$A$2:$A$26,1)))/(INDEX('Shultis Faw'!$A$2:$A$26,MATCH($C562,'Shultis Faw'!$A$2:$A$26,1)+1)-INDEX('Shultis Faw'!$A$2:$A$26,MATCH($C562,'Shultis Faw'!$A$2:$A$26,1))),$C562*'Shultis Faw'!$C$2/'Shultis Faw'!$A$2)","v":1.1323559999999999},{"$f":"_xlfn.IFNA(INDEX('Shultis Faw'!$D$2:$D$26,MATCH($C562,'Shultis Faw'!$A$2:$A$26,1))+($C562-INDEX('Shultis Faw'!$A$2:$A$26,MATCH($C562,'Shultis Faw'!$A$2:$A$26,1)))*(INDEX('Shultis Faw'!$D$2:$D$26,MATCH($C562,'Shultis Faw'!$A$2:$A$26,1)+1)-INDEX('Shultis Faw'!$D$2:$D$26,MATCH($C562,'Shultis Faw'!$A$2:$A$26,1)))/(INDEX('Shultis Faw'!$A$2:$A$26,MATCH($C562,'Shultis Faw'!$A$2:$A$26,1)+1)-INDEX('Shultis Faw'!$A$2:$A$26,MATCH($C562,'Shultis Faw'!$A$2:$A$26,1))),$C562*'Shultis Faw'!$D$2/'Shultis Faw'!$A$2)","v":0.443554},{"$f":"_xlfn.IFNA(INDEX('Shultis Faw'!$B$2:$B$26,MATCH($C562,'Shultis Faw'!$A$2:$A$26,1))+($C562-INDEX('Shultis Faw'!$A$2:$A$26,MATCH($C562,'Shultis Faw'!$A$2:$A$26,1)))*(INDEX('Shultis Faw'!$B$2:$B$26,MATCH($C562,'Shultis Faw'!$A$2:$A$26,1)+1)-INDEX('Shultis Faw'!$B$2:$B$26,MATCH($C562,'Shultis Faw'!$A$2:$A$26,1)))/(INDEX('Shultis Faw'!$A$2:$A$26,MATCH($C562,'Shultis Faw'!$A$2:$A$26,1)+1)-INDEX('Shultis Faw'!$A$2:$A$26,MATCH($C562,'Shultis Faw'!$A$2:$A$26,1))),$C562*'Shultis Faw'!$B$2/'Shultis Faw'!$A$2)","v":0.16477599999999998},{"$f":"_xlfn.IFNA(INDEX('Shultis Faw'!$E$2:$E$26,MATCH($C562,'Shultis Faw'!$A$2:$A$26,1))+($C562-INDEX('Shultis Faw'!$A$2:$A$26,MATCH($C562,'Shultis Faw'!$A$2:$A$26,1)))*(INDEX('Shultis Faw'!$E$2:$E$26,MATCH($C562,'Shultis Faw'!$A$2:$A$26,1)+1)-INDEX('Shultis Faw'!$E$2:$E$26,MATCH($C562,'Shultis Faw'!$A$2:$A$26,1)))/(INDEX('Shultis Faw'!$A$2:$A$26,MATCH($C562,'Shultis Faw'!$A$2:$A$26,1)+1)-INDEX('Shultis Faw'!$A$2:$A$26,MATCH($C562,'Shultis Faw'!$A$2:$A$26,1))),$C562*'Shultis Faw'!$E$2/'Shultis Faw'!$A$2)","v":-8.6986400000000005E-2},{"$f":"_xlfn.IFNA(INDEX('Shultis Faw'!$F$2:$F$26,MATCH($C562,'Shultis Faw'!$A$2:$A$26,1))+($C562-INDEX('Shultis Faw'!$A$2:$A$26,MATCH($C562,'Shultis Faw'!$A$2:$A$26,1)))*(INDEX('Shultis Faw'!$F$2:$F$26,MATCH($C562,'Shultis Faw'!$A$2:$A$26,1)+1)-INDEX('Shultis Faw'!$F$2:$F$26,MATCH($C562,'Shultis Faw'!$A$2:$A$26,1)))/(INDEX('Shultis Faw'!$A$2:$A$26,MATCH($C562,'Shultis Faw'!$A$2:$A$26,1)+1)-INDEX('Shultis Faw'!$A$2:$A$26,MATCH($C562,'Shultis Faw'!$A$2:$A$26,1))),$C562*'Shultis Faw'!$F$2/'Shultis Faw'!$A$2)","v":13.632340000000001},{"$f":"J562*(H562*'Externe blootstelling'!$D$23/2)^K562+L562*(TANH(((H562*'Externe blootstelling'!$D$23)/(2*M562))-2)-TANH(-2))/(1-TANH(-2))","v":0.72756558026205531},{"$f":"IF(N562=1,1+(I562-1)*H562*'Externe blootstelling'!$D$23/2,1+(I562-1)*(N562^(H562*'Externe blootstelling'!$D$23/2)-1)/(N562-1))","v":1.4858080015219248},{"$f":"G562*EXP(-H562*'Externe blootstelling'!$D$23/2)*O562","v":5.5404279947885861E-19}]
[null," g ",3.1870000000000002E-2,5.0992000000000005E-15,1.0500000000000001E-6,{"$f":"_xlfn.IFNA(INDEX('hp (pSv cm2)'!$B$2:$B$52,MATCH($C563,'hp (pSv cm2)'!$A$2:$A$52,1))+($C563-INDEX('hp (pSv cm2)'!$A$2:$A$52,MATCH($C563,'hp (pSv cm2)'!$A$2:$A$52,1)))*(INDEX('hp (pSv cm2)'!$B$2:$B$52,MATCH($C563,'hp (pSv cm2)'!$A$2:$A$52,1)+1)-INDEX('hp (pSv cm2)'!$B$2:$B$52,MATCH($C563,'hp (pSv cm2)'!$A$2:$A$52,1)))/(INDEX('hp (pSv cm2)'!$A$2:$A$52,MATCH($C563,'hp (pSv cm2)'!$A$2:$A$52,1)+1)-INDEX('hp (pSv cm2)'!$A$2:$A$52,MATCH($C563,'hp (pSv cm2)'!$A$2:$A$52,1))),$C563*'hp (pSv cm2)'!$B$2/'hp (pSv cm2)'!$A$2)","v":0.319106},3.3506130000000004E-7,{"$f":"_xlfn.IFNA(0.997*(INDEX('Mass attenuation coefficients'!$B$2:$B$37,MATCH($C563,'Mass attenuation coefficients'!$A$2:$A$37,1))+($C563-INDEX('Mass attenuation coefficients'!$A$2:$A$37,MATCH($C563,'Mass attenuation coefficients'!$A$2:$A$37,1)))*(INDEX('Mass attenuation coefficients'!$B$2:$B$37,MATCH($C563,'Mass attenuation coefficients'!$A$2:$A$37,1)+1)-INDEX('Mass attenuation coefficients'!$B$2:$B$37,MATCH($C563,'Mass attenuation coefficients'!$A$2:$A$37,1)))/(INDEX('Mass attenuation coefficients'!$A$2:$A$37,MATCH($C563,'Mass attenuation coefficients'!$A$2:$A$37,1)+1)-INDEX('Mass attenuation coefficients'!$A$2:$A$37,MATCH($C563,'Mass attenuation coefficients'!$A$2:$A$37,1)))),0.997*$C563*'Mass attenuation coefficients'!$B$2/'Mass attenuation coefficients'!$A$2)","v":0.35446829529999996},{"$f":"_xlfn.IFNA(INDEX('Shultis Faw'!$C$2:$C$26,MATCH($C563,'Shultis Faw'!$A$2:$A$26,1))+($C563-INDEX('Shultis Faw'!$A$2:$A$26,MATCH($C563,'Shultis Faw'!$A$2:$A$26,1)))*(INDEX('Shultis Faw'!$C$2:$C$26,MATCH($C563,'Shultis Faw'!$A$2:$A$26,1)+1)-INDEX('Shultis Faw'!$C$2:$C$26,MATCH($C563,'Shultis Faw'!$A$2:$A$26,1)))/(INDEX('Shultis Faw'!$A$2:$A$26,MATCH($C563,'Shultis Faw'!$A$2:$A$26,1)+1)-INDEX('Shultis Faw'!$A$2:$A$26,MATCH($C563,'Shultis Faw'!$A$2:$A$26,1))),$C563*'Shultis Faw'!$C$2/'Shultis Faw'!$A$2)","v":2.5485540000000002},{"$f":"_xlfn.IFNA(INDEX('Shultis Faw'!$D$2:$D$26,MATCH($C563,'Shultis Faw'!$A$2:$A$26,1))+($C563-INDEX('Shultis Faw'!$A$2:$A$26,MATCH($C563,'Shultis Faw'!$A$2:$A$26,1)))*(INDEX('Shultis Faw'!$D$2:$D$26,MATCH($C563,'Shultis Faw'!$A$2:$A$26,1)+1)-INDEX('Shultis Faw'!$D$2:$D$26,MATCH($C563,'Shultis Faw'!$A$2:$A$26,1)))/(INDEX('Shultis Faw'!$A$2:$A$26,MATCH($C563,'Shultis Faw'!$A$2:$A$26,1)+1)-INDEX('Shultis Faw'!$A$2:$A$26,MATCH($C563,'Shultis Faw'!$A$2:$A$26,1))),$C563*'Shultis Faw'!$D$2/'Shultis Faw'!$A$2)","v":0.80724700000000016},{"$f":"_xlfn.IFNA(INDEX('Shultis Faw'!$B$2:$B$26,MATCH($C563,'Shultis Faw'!$A$2:$A$26,1))+($C563-INDEX('Shultis Faw'!$A$2:$A$26,MATCH($C563,'Shultis Faw'!$A$2:$A$26,1)))*(INDEX('Shultis Faw'!$B$2:$B$26,MATCH($C563,'Shultis Faw'!$A$2:$A$26,1)+1)-INDEX('Shultis Faw'!$B$2:$B$26,MATCH($C563,'Shultis Faw'!$A$2:$A$26,1)))/(INDEX('Shultis Faw'!$A$2:$A$26,MATCH($C563,'Shultis Faw'!$A$2:$A$26,1)+1)-INDEX('Shultis Faw'!$A$2:$A$26,MATCH($C563,'Shultis Faw'!$A$2:$A$26,1))),$C563*'Shultis Faw'!$B$2/'Shultis Faw'!$A$2)","v":6.717799999999996E-2},{"$f":"_xlfn.IFNA(INDEX('Shultis Faw'!$E$2:$E$26,MATCH($C563,'Shultis Faw'!$A$2:$A$26,1))+($C563-INDEX('Shultis Faw'!$A$2:$A$26,MATCH($C563,'Shultis Faw'!$A$2:$A$26,1)))*(INDEX('Shultis Faw'!$E$2:$E$26,MATCH($C563,'Shultis Faw'!$A$2:$A$26,1)+1)-INDEX('Shultis Faw'!$E$2:$E$26,MATCH($C563,'Shultis Faw'!$A$2:$A$26,1)))/(INDEX('Shultis Faw'!$A$2:$A$26,MATCH($C563,'Shultis Faw'!$A$2:$A$26,1)+1)-INDEX('Shultis Faw'!$A$2:$A$26,MATCH($C563,'Shultis Faw'!$A$2:$A$26,1))),$C563*'Shultis Faw'!$E$2/'Shultis Faw'!$A$2)","v":-3.3578499999999983E-2},{"$f":"_xlfn.IFNA(INDEX('Shultis Faw'!$F$2:$F$26,MATCH($C563,'Shultis Faw'!$A$2:$A$26,1))+($C563-INDEX('Shultis Faw'!$A$2:$A$26,MATCH($C563,'Shultis Faw'!$A$2:$A$26,1)))*(INDEX('Shultis Faw'!$F$2:$F$26,MATCH($C563,'Shultis Faw'!$A$2:$A$26,1)+1)-INDEX('Shultis Faw'!$F$2:$F$26,MATCH($C563,'Shultis Faw'!$A$2:$A$26,1)))/(INDEX('Shultis Faw'!$A$2:$A$26,MATCH($C563,'Shultis Faw'!$A$2:$A$26,1)+1)-INDEX('Shultis Faw'!$A$2:$A$26,MATCH($C563,'Shultis Faw'!$A$2:$A$26,1))),$C563*'Shultis Faw'!$F$2/'Shultis Faw'!$A$2)","v":12.978929999999998},{"$f":"J563*(H563*'Externe blootstelling'!$D$23/2)^K563+L563*(TANH(((H563*'Externe blootstelling'!$D$23)/(2*M563))-2)-TANH(-2))/(1-TANH(-2))","v":0.90239138848026457},{"$f":"IF(N563=1,1+(I563-1)*H563*'Externe blootstelling'!$D$23/2,1+(I563-1)*(N563^(H563*'Externe blootstelling'!$D$23/2)-1)/(N563-1))","v":7.6758520588578953},{"$f":"G563*EXP(-H563*'Externe blootstelling'!$D$23/2)*O563","v":1.2621079287081482E-8}]
[null," g ",6.9500000000000006E-2,1.1119999999999999E-14,7.0000000000000007E-5,{"$f":"_xlfn.IFNA(INDEX('hp (pSv cm2)'!$B$2:$B$52,MATCH($C564,'hp (pSv cm2)'!$A$2:$A$52,1))+($C564-INDEX('hp (pSv cm2)'!$A$2:$A$52,MATCH($C564,'hp (pSv cm2)'!$A$2:$A$52,1)))*(INDEX('hp (pSv cm2)'!$B$2:$B$52,MATCH($C564,'hp (pSv cm2)'!$A$2:$A$52,1)+1)-INDEX('hp (pSv cm2)'!$B$2:$B$52,MATCH($C564,'hp (pSv cm2)'!$A$2:$A$52,1)))/(INDEX('hp (pSv cm2)'!$A$2:$A$52,MATCH($C564,'hp (pSv cm2)'!$A$2:$A$52,1)+1)-INDEX('hp (pSv cm2)'!$A$2:$A$52,MATCH($C564,'hp (pSv cm2)'!$A$2:$A$52,1))),$C564*'hp (pSv cm2)'!$B$2/'hp (pSv cm2)'!$A$2)","v":0.40989999999999999},2.8693000000000001E-5,{"$f":"_xlfn.IFNA(0.997*(INDEX('Mass attenuation coefficients'!$B$2:$B$37,MATCH($C564,'Mass attenuation coefficients'!$A$2:$A$37,1))+($C564-INDEX('Mass attenuation coefficients'!$A$2:$A$37,MATCH($C564,'Mass attenuation coefficients'!$A$2:$A$37,1)))*(INDEX('Mass attenuation coefficients'!$B$2:$B$37,MATCH($C564,'Mass attenuation coefficients'!$A$2:$A$37,1)+1)-INDEX('Mass attenuation coefficients'!$B$2:$B$37,MATCH($C564,'Mass attenuation coefficients'!$A$2:$A$37,1)))/(INDEX('Mass attenuation coefficients'!$A$2:$A$37,MATCH($C564,'Mass attenuation coefficients'!$A$2:$A$37,1)+1)-INDEX('Mass attenuation coefficients'!$A$2:$A$37,MATCH($C564,'Mass attenuation coefficients'!$A$2:$A$37,1)))),0.997*$C564*'Mass attenuation coefficients'!$B$2/'Mass attenuation coefficients'!$A$2)","v":0.194768935},{"$f":"_xlfn.IFNA(INDEX('Shultis Faw'!$C$2:$C$26,MATCH($C564,'Shultis Faw'!$A$2:$A$26,1))+($C564-INDEX('Shultis Faw'!$A$2:$A$26,MATCH($C564,'Shultis Faw'!$A$2:$A$26,1)))*(INDEX('Shultis Faw'!$C$2:$C$26,MATCH($C564,'Shultis Faw'!$A$2:$A$26,1)+1)-INDEX('Shultis Faw'!$C$2:$C$26,MATCH($C564,'Shultis Faw'!$A$2:$A$26,1)))/(INDEX('Shultis Faw'!$A$2:$A$26,MATCH($C564,'Shultis Faw'!$A$2:$A$26,1)+1)-INDEX('Shultis Faw'!$A$2:$A$26,MATCH($C564,'Shultis Faw'!$A$2:$A$26,1))),$C564*'Shultis Faw'!$C$2/'Shultis Faw'!$A$2)","v":5.0190999999999999},{"$f":"_xlfn.IFNA(INDEX('Shultis Faw'!$D$2:$D$26,MATCH($C564,'Shultis Faw'!$A$2:$A$26,1))+($C564-INDEX('Shultis Faw'!$A$2:$A$26,MATCH($C564,'Shultis Faw'!$A$2:$A$26,1)))*(INDEX('Shultis Faw'!$D$2:$D$26,MATCH($C564,'Shultis Faw'!$A$2:$A$26,1)+1)-INDEX('Shultis Faw'!$D$2:$D$26,MATCH($C564,'Shultis Faw'!$A$2:$A$26,1)))/(INDEX('Shultis Faw'!$A$2:$A$26,MATCH($C564,'Shultis Faw'!$A$2:$A$26,1)+1)-INDEX('Shultis Faw'!$A$2:$A$26,MATCH($C564,'Shultis Faw'!$A$2:$A$26,1))),$C564*'Shultis Faw'!$D$2/'Shultis Faw'!$A$2)","v":1.8862750000000001},{"$f":"_xlfn.IFNA(INDEX('Shultis Faw'!$B$2:$B$26,MATCH($C564,'Shultis Faw'!$A$2:$A$26,1))+($C564-INDEX('Shultis Faw'!$A$2:$A$26,MATCH($C564,'Shultis Faw'!$A$2:$A$26,1)))*(INDEX('Shultis Faw'!$B$2:$B$26,MATCH($C564,'Shultis Faw'!$A$2:$A$26,1)+1)-INDEX('Shultis Faw'!$B$2:$B$26,MATCH($C564,'Shultis Faw'!$A$2:$A$26,1)))/(INDEX('Shultis Faw'!$A$2:$A$26,MATCH($C564,'Shultis Faw'!$A$2:$A$26,1)+1)-INDEX('Shultis Faw'!$A$2:$A$26,MATCH($C564,'Shultis Faw'!$A$2:$A$26,1))),$C564*'Shultis Faw'!$B$2/'Shultis Faw'!$A$2)","v":-0.14595000000000002},{"$f":"_xlfn.IFNA(INDEX('Shultis Faw'!$E$2:$E$26,MATCH($C564,'Shultis Faw'!$A$2:$A$26,1))+($C564-INDEX('Shultis Faw'!$A$2:$A$26,MATCH($C564,'Shultis Faw'!$A$2:$A$26,1)))*(INDEX('Shultis Faw'!$E$2:$E$26,MATCH($C564,'Shultis Faw'!$A$2:$A$26,1)+1)-INDEX('Shultis Faw'!$E$2:$E$26,MATCH($C564,'Shultis Faw'!$A$2:$A$26,1)))/(INDEX('Shultis Faw'!$A$2:$A$26,MATCH($C564,'Shultis Faw'!$A$2:$A$26,1)+1)-INDEX('Shultis Faw'!$A$2:$A$26,MATCH($C564,'Shultis Faw'!$A$2:$A$26,1))),$C564*'Shultis Faw'!$E$2/'Shultis Faw'!$A$2)","v":6.6027500000000003E-2},{"$f":"_xlfn.IFNA(INDEX('Shultis Faw'!$F$2:$F$26,MATCH($C564,'Shultis Faw'!$A$2:$A$26,1))+($C564-INDEX('Shultis Faw'!$A$2:$A$26,MATCH($C564,'Shultis Faw'!$A$2:$A$26,1)))*(INDEX('Shultis Faw'!$F$2:$F$26,MATCH($C564,'Shultis Faw'!$A$2:$A$26,1)+1)-INDEX('Shultis Faw'!$F$2:$F$26,MATCH($C564,'Shultis Faw'!$A$2:$A$26,1)))/(INDEX('Shultis Faw'!$A$2:$A$26,MATCH($C564,'Shultis Faw'!$A$2:$A$26,1)+1)-INDEX('Shultis Faw'!$A$2:$A$26,MATCH($C564,'Shultis Faw'!$A$2:$A$26,1))),$C564*'Shultis Faw'!$F$2/'Shultis Faw'!$A$2)","v":13.654250000000001},{"$f":"J564*(H564*'Externe blootstelling'!$D$23/2)^K564+L564*(TANH(((H564*'Externe blootstelling'!$D$23)/(2*M564))-2)-TANH(-2))/(1-TANH(-2))","v":1.6136829143097691},{"$f":"IF(N564=1,1+(I564-1)*H564*'Externe blootstelling'!$D$23/2,1+(I564-1)*(N564^(H564*'Externe blootstelling'!$D$23/2)-1)/(N564-1))","v":20.956152387124881},{"$f":"G564*EXP(-H564*'Externe blootstelling'!$D$23/2)*O564","v":3.2380339687843519E-5}]
[null," g ",7.0900000000000005E-2,1.1344E-14,3.6000000000000001E-5,{"$f":"_xlfn.IFNA(INDEX('hp (pSv cm2)'!$B$2:$B$52,MATCH($C565,'hp (pSv cm2)'!$A$2:$A$52,1))+($C565-INDEX('hp (pSv cm2)'!$A$2:$A$52,MATCH($C565,'hp (pSv cm2)'!$A$2:$A$52,1)))*(INDEX('hp (pSv cm2)'!$B$2:$B$52,MATCH($C565,'hp (pSv cm2)'!$A$2:$A$52,1)+1)-INDEX('hp (pSv cm2)'!$B$2:$B$52,MATCH($C565,'hp (pSv cm2)'!$A$2:$A$52,1)))/(INDEX('hp (pSv cm2)'!$A$2:$A$52,MATCH($C565,'hp (pSv cm2)'!$A$2:$A$52,1)+1)-INDEX('hp (pSv cm2)'!$A$2:$A$52,MATCH($C565,'hp (pSv cm2)'!$A$2:$A$52,1))),$C565*'hp (pSv cm2)'!$B$2/'hp (pSv cm2)'!$A$2)","v":0.41387999999999997},1.4899679999999999E-5,{"$f":"_xlfn.IFNA(0.997*(INDEX('Mass attenuation coefficients'!$B$2:$B$37,MATCH($C565,'Mass attenuation coefficients'!$A$2:$A$37,1))+($C565-INDEX('Mass attenuation coefficients'!$A$2:$A$37,MATCH($C565,'Mass attenuation coefficients'!$A$2:$A$37,1)))*(INDEX('Mass attenuation coefficients'!$B$2:$B$37,MATCH($C565,'Mass attenuation coefficients'!$A$2:$A$37,1)+1)-INDEX('Mass attenuation coefficients'!$B$2:$B$37,MATCH($C565,'Mass attenuation coefficients'!$A$2:$A$37,1)))/(INDEX('Mass attenuation coefficients'!$A$2:$A$37,MATCH($C565,'Mass attenuation coefficients'!$A$2:$A$37,1)+1)-INDEX('Mass attenuation coefficients'!$A$2:$A$37,MATCH($C565,'Mass attenuation coefficients'!$A$2:$A$37,1)))),0.997*$C565*'Mass attenuation coefficients'!$B$2/'Mass attenuation coefficients'!$A$2)","v":0.19321959699999999},{"$f":"_xlfn.IFNA(INDEX('Shultis Faw'!$C$2:$C$26,MATCH($C565,'Shultis Faw'!$A$2:$A$26,1))+($C565-INDEX('Shultis Faw'!$A$2:$A$26,MATCH($C565,'Shultis Faw'!$A$2:$A$26,1)))*(INDEX('Shultis Faw'!$C$2:$C$26,MATCH($C565,'Shultis Faw'!$A$2:$A$26,1)+1)-INDEX('Shultis Faw'!$C$2:$C$26,MATCH($C565,'Shultis Faw'!$A$2:$A$26,1)))/(INDEX('Shultis Faw'!$A$2:$A$26,MATCH($C565,'Shultis Faw'!$A$2:$A$26,1)+1)-INDEX('Shultis Faw'!$A$2:$A$26,MATCH($C565,'Shultis Faw'!$A$2:$A$26,1))),$C565*'Shultis Faw'!$C$2/'Shultis Faw'!$A$2)","v":5.0244200000000001},{"$f":"_xlfn.IFNA(INDEX('Shultis Faw'!$D$2:$D$26,MATCH($C565,'Shultis Faw'!$A$2:$A$26,1))+($C565-INDEX('Shultis Faw'!$A$2:$A$26,MATCH($C565,'Shultis Faw'!$A$2:$A$26,1)))*(INDEX('Shultis Faw'!$D$2:$D$26,MATCH($C565,'Shultis Faw'!$A$2:$A$26,1)+1)-INDEX('Shultis Faw'!$D$2:$D$26,MATCH($C565,'Shultis Faw'!$A$2:$A$26,1)))/(INDEX('Shultis Faw'!$A$2:$A$26,MATCH($C565,'Shultis Faw'!$A$2:$A$26,1)+1)-INDEX('Shultis Faw'!$A$2:$A$26,MATCH($C565,'Shultis Faw'!$A$2:$A$26,1))),$C565*'Shultis Faw'!$D$2/'Shultis Faw'!$A$2)","v":1.9093050000000003},{"$f":"_xlfn.IFNA(INDEX('Shultis Faw'!$B$2:$B$26,MATCH($C565,'Shultis Faw'!$A$2:$A$26,1))+($C565-INDEX('Shultis Faw'!$A$2:$A$26,MATCH($C565,'Shultis Faw'!$A$2:$A$26,1)))*(INDEX('Shultis Faw'!$B$2:$B$26,MATCH($C565,'Shultis Faw'!$A$2:$A$26,1)+1)-INDEX('Shultis Faw'!$B$2:$B$26,MATCH($C565,'Shultis Faw'!$A$2:$A$26,1)))/(INDEX('Shultis Faw'!$A$2:$A$26,MATCH($C565,'Shultis Faw'!$A$2:$A$26,1)+1)-INDEX('Shultis Faw'!$A$2:$A$26,MATCH($C565,'Shultis Faw'!$A$2:$A$26,1))),$C565*'Shultis Faw'!$B$2/'Shultis Faw'!$A$2)","v":-0.14889000000000002},{"$f":"_xlfn.IFNA(INDEX('Shultis Faw'!$E$2:$E$26,MATCH($C565,'Shultis Faw'!$A$2:$A$26,1))+($C565-INDEX('Shultis Faw'!$A$2:$A$26,MATCH($C565,'Shultis Faw'!$A$2:$A$26,1)))*(INDEX('Shultis Faw'!$E$2:$E$26,MATCH($C565,'Shultis Faw'!$A$2:$A$26,1)+1)-INDEX('Shultis Faw'!$E$2:$E$26,MATCH($C565,'Shultis Faw'!$A$2:$A$26,1)))/(INDEX('Shultis Faw'!$A$2:$A$26,MATCH($C565,'Shultis Faw'!$A$2:$A$26,1)+1)-INDEX('Shultis Faw'!$A$2:$A$26,MATCH($C565,'Shultis Faw'!$A$2:$A$26,1))),$C565*'Shultis Faw'!$E$2/'Shultis Faw'!$A$2)","v":6.7490500000000009E-2},{"$f":"_xlfn.IFNA(INDEX('Shultis Faw'!$F$2:$F$26,MATCH($C565,'Shultis Faw'!$A$2:$A$26,1))+($C565-INDEX('Shultis Faw'!$A$2:$A$26,MATCH($C565,'Shultis Faw'!$A$2:$A$26,1)))*(INDEX('Shultis Faw'!$F$2:$F$26,MATCH($C565,'Shultis Faw'!$A$2:$A$26,1)+1)-INDEX('Shultis Faw'!$F$2:$F$26,MATCH($C565,'Shultis Faw'!$A$2:$A$26,1)))/(INDEX('Shultis Faw'!$A$2:$A$26,MATCH($C565,'Shultis Faw'!$A$2:$A$26,1)+1)-INDEX('Shultis Faw'!$A$2:$A$26,MATCH($C565,'Shultis Faw'!$A$2:$A$26,1))),$C565*'Shultis Faw'!$F$2/'Shultis Faw'!$A$2)","v":13.65635},{"$f":"J565*(H565*'Externe blootstelling'!$D$23/2)^K565+L565*(TANH(((H565*'Externe blootstelling'!$D$23)/(2*M565))-2)-TANH(-2))/(1-TANH(-2))","v":1.6301829424041567},{"$f":"IF(N565=1,1+(I565-1)*H565*'Externe blootstelling'!$D$23/2,1+(I565-1)*(N565^(H565*'Externe blootstelling'!$D$23/2)-1)/(N565-1))","v":20.938376375764857},{"$f":"G565*EXP(-H565*'Externe blootstelling'!$D$23/2)*O565","v":1.7195185754956024E-5}]
[null,"X-ray",8.1069999999999989E-2,1.2971199999999997E-14,0.14859999999999998,{"$f":"_xlfn.IFNA(INDEX('hp (pSv cm2)'!$B$2:$B$52,MATCH($C566,'hp (pSv cm2)'!$A$2:$A$52,1))+($C566-INDEX('hp (pSv cm2)'!$A$2:$A$52,MATCH($C566,'hp (pSv cm2)'!$A$2:$A$52,1)))*(INDEX('hp (pSv cm2)'!$B$2:$B$52,MATCH($C566,'hp (pSv cm2)'!$A$2:$A$52,1)+1)-INDEX('hp (pSv cm2)'!$B$2:$B$52,MATCH($C566,'hp (pSv cm2)'!$A$2:$A$52,1)))/(INDEX('hp (pSv cm2)'!$A$2:$A$52,MATCH($C566,'hp (pSv cm2)'!$A$2:$A$52,1)+1)-INDEX('hp (pSv cm2)'!$A$2:$A$52,MATCH($C566,'hp (pSv cm2)'!$A$2:$A$52,1))),$C566*'hp (pSv cm2)'!$B$2/'hp (pSv cm2)'!$A$2)","v":0.44701249999999998},6.6426057499999983E-2,{"$f":"_xlfn.IFNA(0.997*(INDEX('Mass attenuation coefficients'!$B$2:$B$37,MATCH($C566,'Mass attenuation coefficients'!$A$2:$A$37,1))+($C566-INDEX('Mass attenuation coefficients'!$A$2:$A$37,MATCH($C566,'Mass attenuation coefficients'!$A$2:$A$37,1)))*(INDEX('Mass attenuation coefficients'!$B$2:$B$37,MATCH($C566,'Mass attenuation coefficients'!$A$2:$A$37,1)+1)-INDEX('Mass attenuation coefficients'!$B$2:$B$37,MATCH($C566,'Mass attenuation coefficients'!$A$2:$A$37,1)))/(INDEX('Mass attenuation coefficients'!$A$2:$A$37,MATCH($C566,'Mass attenuation coefficients'!$A$2:$A$37,1)+1)-INDEX('Mass attenuation coefficients'!$A$2:$A$37,MATCH($C566,'Mass attenuation coefficients'!$A$2:$A$37,1)))),0.997*$C566*'Mass attenuation coefficients'!$B$2/'Mass attenuation coefficients'!$A$2)","v":0.18245548650000001},{"$f":"_xlfn.IFNA(INDEX('Shultis Faw'!$C$2:$C$26,MATCH($C566,'Shultis Faw'!$A$2:$A$26,1))+($C566-INDEX('Shultis Faw'!$A$2:$A$26,MATCH($C566,'Shultis Faw'!$A$2:$A$26,1)))*(INDEX('Shultis Faw'!$C$2:$C$26,MATCH($C566,'Shultis Faw'!$A$2:$A$26,1)+1)-INDEX('Shultis Faw'!$C$2:$C$26,MATCH($C566,'Shultis Faw'!$A$2:$A$26,1)))/(INDEX('Shultis Faw'!$A$2:$A$26,MATCH($C566,'Shultis Faw'!$A$2:$A$26,1)+1)-INDEX('Shultis Faw'!$A$2:$A$26,MATCH($C566,'Shultis Faw'!$A$2:$A$26,1))),$C566*'Shultis Faw'!$C$2/'Shultis Faw'!$A$2)","v":5.037814},{"$f":"_xlfn.IFNA(INDEX('Shultis Faw'!$D$2:$D$26,MATCH($C566,'Shultis Faw'!$A$2:$A$26,1))+($C566-INDEX('Shultis Faw'!$A$2:$A$26,MATCH($C566,'Shultis Faw'!$A$2:$A$26,1)))*(INDEX('Shultis Faw'!$D$2:$D$26,MATCH($C566,'Shultis Faw'!$A$2:$A$26,1)+1)-INDEX('Shultis Faw'!$D$2:$D$26,MATCH($C566,'Shultis Faw'!$A$2:$A$26,1)))/(INDEX('Shultis Faw'!$A$2:$A$26,MATCH($C566,'Shultis Faw'!$A$2:$A$26,1)+1)-INDEX('Shultis Faw'!$A$2:$A$26,MATCH($C566,'Shultis Faw'!$A$2:$A$26,1))),$C566*'Shultis Faw'!$D$2/'Shultis Faw'!$A$2)","v":2.0676670000000001},{"$f":"_xlfn.IFNA(INDEX('Shultis Faw'!$B$2:$B$26,MATCH($C566,'Shultis Faw'!$A$2:$A$26,1))+($C566-INDEX('Shultis Faw'!$A$2:$A$26,MATCH($C566,'Shultis Faw'!$A$2:$A$26,1)))*(INDEX('Shultis Faw'!$B$2:$B$26,MATCH($C566,'Shultis Faw'!$A$2:$A$26,1)+1)-INDEX('Shultis Faw'!$B$2:$B$26,MATCH($C566,'Shultis Faw'!$A$2:$A$26,1)))/(INDEX('Shultis Faw'!$A$2:$A$26,MATCH($C566,'Shultis Faw'!$A$2:$A$26,1)+1)-INDEX('Shultis Faw'!$A$2:$A$26,MATCH($C566,'Shultis Faw'!$A$2:$A$26,1))),$C566*'Shultis Faw'!$B$2/'Shultis Faw'!$A$2)","v":-0.168963},{"$f":"_xlfn.IFNA(INDEX('Shultis Faw'!$E$2:$E$26,MATCH($C566,'Shultis Faw'!$A$2:$A$26,1))+($C566-INDEX('Shultis Faw'!$A$2:$A$26,MATCH($C566,'Shultis Faw'!$A$2:$A$26,1)))*(INDEX('Shultis Faw'!$E$2:$E$26,MATCH($C566,'Shultis Faw'!$A$2:$A$26,1)+1)-INDEX('Shultis Faw'!$E$2:$E$26,MATCH($C566,'Shultis Faw'!$A$2:$A$26,1)))/(INDEX('Shultis Faw'!$A$2:$A$26,MATCH($C566,'Shultis Faw'!$A$2:$A$26,1)+1)-INDEX('Shultis Faw'!$A$2:$A$26,MATCH($C566,'Shultis Faw'!$A$2:$A$26,1))),$C566*'Shultis Faw'!$E$2/'Shultis Faw'!$A$2)","v":7.7299599999999996E-2},{"$f":"_xlfn.IFNA(INDEX('Shultis Faw'!$F$2:$F$26,MATCH($C566,'Shultis Faw'!$A$2:$A$26,1))+($C566-INDEX('Shultis Faw'!$A$2:$A$26,MATCH($C566,'Shultis Faw'!$A$2:$A$26,1)))*(INDEX('Shultis Faw'!$F$2:$F$26,MATCH($C566,'Shultis Faw'!$A$2:$A$26,1)+1)-INDEX('Shultis Faw'!$F$2:$F$26,MATCH($C566,'Shultis Faw'!$A$2:$A$26,1)))/(INDEX('Shultis Faw'!$A$2:$A$26,MATCH($C566,'Shultis Faw'!$A$2:$A$26,1)+1)-INDEX('Shultis Faw'!$A$2:$A$26,MATCH($C566,'Shultis Faw'!$A$2:$A$26,1))),$C566*'Shultis Faw'!$F$2/'Shultis Faw'!$A$2)","v":13.651809999999999},{"$f":"J566*(H566*'Externe blootstelling'!$D$23/2)^K566+L566*(TANH(((H566*'Externe blootstelling'!$D$23)/(2*M566))-2)-TANH(-2))/(1-TANH(-2))","v":1.744902019661456},{"$f":"IF(N566=1,1+(I566-1)*H566*'Externe blootstelling'!$D$23/2,1+(I566-1)*(N566^(H566*'Externe blootstelling'!$D$23/2)-1)/(N566-1))","v":20.452734331502082},{"$f":"G566*EXP(-H566*'Externe blootstelling'!$D$23/2)*O566","v":8.8003245626949209E-2}]
[null,"X-ray",8.3780000000000007E-2,1.3404799999999999E-14,0.245,{"$f":"_xlfn.IFNA(INDEX('hp (pSv cm2)'!$B$2:$B$52,MATCH($C567,'hp (pSv cm2)'!$A$2:$A$52,1))+($C567-INDEX('hp (pSv cm2)'!$A$2:$A$52,MATCH($C567,'hp (pSv cm2)'!$A$2:$A$52,1)))*(INDEX('hp (pSv cm2)'!$B$2:$B$52,MATCH($C567,'hp (pSv cm2)'!$A$2:$A$52,1)+1)-INDEX('hp (pSv cm2)'!$B$2:$B$52,MATCH($C567,'hp (pSv cm2)'!$A$2:$A$52,1)))/(INDEX('hp (pSv cm2)'!$A$2:$A$52,MATCH($C567,'hp (pSv cm2)'!$A$2:$A$52,1)+1)-INDEX('hp (pSv cm2)'!$A$2:$A$52,MATCH($C567,'hp (pSv cm2)'!$A$2:$A$52,1))),$C567*'hp (pSv cm2)'!$B$2/'hp (pSv cm2)'!$A$2)","v":0.457175},0.11200787499999999,{"$f":"_xlfn.IFNA(0.997*(INDEX('Mass attenuation coefficients'!$B$2:$B$37,MATCH($C567,'Mass attenuation coefficients'!$A$2:$A$37,1))+($C567-INDEX('Mass attenuation coefficients'!$A$2:$A$37,MATCH($C567,'Mass attenuation coefficients'!$A$2:$A$37,1)))*(INDEX('Mass attenuation coefficients'!$B$2:$B$37,MATCH($C567,'Mass attenuation coefficients'!$A$2:$A$37,1)+1)-INDEX('Mass attenuation coefficients'!$B$2:$B$37,MATCH($C567,'Mass attenuation coefficients'!$A$2:$A$37,1)))/(INDEX('Mass attenuation coefficients'!$A$2:$A$37,MATCH($C567,'Mass attenuation coefficients'!$A$2:$A$37,1)+1)-INDEX('Mass attenuation coefficients'!$A$2:$A$37,MATCH($C567,'Mass attenuation coefficients'!$A$2:$A$37,1)))),0.997*$C567*'Mass attenuation coefficients'!$B$2/'Mass attenuation coefficients'!$A$2)","v":0.18069927099999999},{"$f":"_xlfn.IFNA(INDEX('Shultis Faw'!$C$2:$C$26,MATCH($C567,'Shultis Faw'!$A$2:$A$26,1))+($C567-INDEX('Shultis Faw'!$A$2:$A$26,MATCH($C567,'Shultis Faw'!$A$2:$A$26,1)))*(INDEX('Shultis Faw'!$C$2:$C$26,MATCH($C567,'Shultis Faw'!$A$2:$A$26,1)+1)-INDEX('Shultis Faw'!$C$2:$C$26,MATCH($C567,'Shultis Faw'!$A$2:$A$26,1)))/(INDEX('Shultis Faw'!$A$2:$A$26,MATCH($C567,'Shultis Faw'!$A$2:$A$26,1)+1)-INDEX('Shultis Faw'!$A$2:$A$26,MATCH($C567,'Shultis Faw'!$A$2:$A$26,1))),$C567*'Shultis Faw'!$C$2/'Shultis Faw'!$A$2)","v":4.9841560000000005},{"$f":"_xlfn.IFNA(INDEX('Shultis Faw'!$D$2:$D$26,MATCH($C567,'Shultis Faw'!$A$2:$A$26,1))+($C567-INDEX('Shultis Faw'!$A$2:$A$26,MATCH($C567,'Shultis Faw'!$A$2:$A$26,1)))*(INDEX('Shultis Faw'!$D$2:$D$26,MATCH($C567,'Shultis Faw'!$A$2:$A$26,1)+1)-INDEX('Shultis Faw'!$D$2:$D$26,MATCH($C567,'Shultis Faw'!$A$2:$A$26,1)))/(INDEX('Shultis Faw'!$A$2:$A$26,MATCH($C567,'Shultis Faw'!$A$2:$A$26,1)+1)-INDEX('Shultis Faw'!$A$2:$A$26,MATCH($C567,'Shultis Faw'!$A$2:$A$26,1))),$C567*'Shultis Faw'!$D$2/'Shultis Faw'!$A$2)","v":2.0896180000000002},{"$f":"_xlfn.IFNA(INDEX('Shultis Faw'!$B$2:$B$26,MATCH($C567,'Shultis Faw'!$A$2:$A$26,1))+($C567-INDEX('Shultis Faw'!$A$2:$A$26,MATCH($C567,'Shultis Faw'!$A$2:$A$26,1)))*(INDEX('Shultis Faw'!$B$2:$B$26,MATCH($C567,'Shultis Faw'!$A$2:$A$26,1)+1)-INDEX('Shultis Faw'!$B$2:$B$26,MATCH($C567,'Shultis Faw'!$A$2:$A$26,1)))/(INDEX('Shultis Faw'!$A$2:$A$26,MATCH($C567,'Shultis Faw'!$A$2:$A$26,1)+1)-INDEX('Shultis Faw'!$A$2:$A$26,MATCH($C567,'Shultis Faw'!$A$2:$A$26,1))),$C567*'Shultis Faw'!$B$2/'Shultis Faw'!$A$2)","v":-0.171402},{"$f":"_xlfn.IFNA(INDEX('Shultis Faw'!$E$2:$E$26,MATCH($C567,'Shultis Faw'!$A$2:$A$26,1))+($C567-INDEX('Shultis Faw'!$A$2:$A$26,MATCH($C567,'Shultis Faw'!$A$2:$A$26,1)))*(INDEX('Shultis Faw'!$E$2:$E$26,MATCH($C567,'Shultis Faw'!$A$2:$A$26,1)+1)-INDEX('Shultis Faw'!$E$2:$E$26,MATCH($C567,'Shultis Faw'!$A$2:$A$26,1)))/(INDEX('Shultis Faw'!$A$2:$A$26,MATCH($C567,'Shultis Faw'!$A$2:$A$26,1)+1)-INDEX('Shultis Faw'!$A$2:$A$26,MATCH($C567,'Shultis Faw'!$A$2:$A$26,1))),$C567*'Shultis Faw'!$E$2/'Shultis Faw'!$A$2)","v":7.80584E-2},{"$f":"_xlfn.IFNA(INDEX('Shultis Faw'!$F$2:$F$26,MATCH($C567,'Shultis Faw'!$A$2:$A$26,1))+($C567-INDEX('Shultis Faw'!$A$2:$A$26,MATCH($C567,'Shultis Faw'!$A$2:$A$26,1)))*(INDEX('Shultis Faw'!$F$2:$F$26,MATCH($C567,'Shultis Faw'!$A$2:$A$26,1)+1)-INDEX('Shultis Faw'!$F$2:$F$26,MATCH($C567,'Shultis Faw'!$A$2:$A$26,1)))/(INDEX('Shultis Faw'!$A$2:$A$26,MATCH($C567,'Shultis Faw'!$A$2:$A$26,1)+1)-INDEX('Shultis Faw'!$A$2:$A$26,MATCH($C567,'Shultis Faw'!$A$2:$A$26,1))),$C567*'Shultis Faw'!$F$2/'Shultis Faw'!$A$2)","v":13.605739999999999},{"$f":"J567*(H567*'Externe blootstelling'!$D$23/2)^K567+L567*(TANH(((H567*'Externe blootstelling'!$D$23)/(2*M567))-2)-TANH(-2))/(1-TANH(-2))","v":1.762015018133271},{"$f":"IF(N567=1,1+(I567-1)*H567*'Externe blootstelling'!$D$23/2,1+(I567-1)*(N567^(H567*'Externe blootstelling'!$D$23/2)-1)/(N567-1))","v":20.047664865644357},{"$f":"G567*EXP(-H567*'Externe blootstelling'!$D$23/2)*O567","v":0.1493351035400316}]
[null,"X-ray",9.48547E-2,1.5176751999999999E-14,8.5000000000000006E-2,{"$f":"_xlfn.IFNA(INDEX('hp (pSv cm2)'!$B$2:$B$52,MATCH($C568,'hp (pSv cm2)'!$A$2:$A$52,1))+($C568-INDEX('hp (pSv cm2)'!$A$2:$A$52,MATCH($C568,'hp (pSv cm2)'!$A$2:$A$52,1)))*(INDEX('hp (pSv cm2)'!$B$2:$B$52,MATCH($C568,'hp (pSv cm2)'!$A$2:$A$52,1)+1)-INDEX('hp (pSv cm2)'!$B$2:$B$52,MATCH($C568,'hp (pSv cm2)'!$A$2:$A$52,1)))/(INDEX('hp (pSv cm2)'!$A$2:$A$52,MATCH($C568,'hp (pSv cm2)'!$A$2:$A$52,1)+1)-INDEX('hp (pSv cm2)'!$A$2:$A$52,MATCH($C568,'hp (pSv cm2)'!$A$2:$A$52,1))),$C568*'hp (pSv cm2)'!$B$2/'hp (pSv cm2)'!$A$2)","v":0.49870512499999997},4.2389935625E-2,{"$f":"_xlfn.IFNA(0.997*(INDEX('Mass attenuation coefficients'!$B$2:$B$37,MATCH($C568,'Mass attenuation coefficients'!$A$2:$A$37,1))+($C568-INDEX('Mass attenuation coefficients'!$A$2:$A$37,MATCH($C568,'Mass attenuation coefficients'!$A$2:$A$37,1)))*(INDEX('Mass attenuation coefficients'!$B$2:$B$37,MATCH($C568,'Mass attenuation coefficients'!$A$2:$A$37,1)+1)-INDEX('Mass attenuation coefficients'!$B$2:$B$37,MATCH($C568,'Mass attenuation coefficients'!$A$2:$A$37,1)))/(INDEX('Mass attenuation coefficients'!$A$2:$A$37,MATCH($C568,'Mass attenuation coefficients'!$A$2:$A$37,1)+1)-INDEX('Mass attenuation coefficients'!$A$2:$A$37,MATCH($C568,'Mass attenuation coefficients'!$A$2:$A$37,1)))),0.997*$C568*'Mass attenuation coefficients'!$B$2/'Mass attenuation coefficients'!$A$2)","v":0.17352231166499998},{"$f":"_xlfn.IFNA(INDEX('Shultis Faw'!$C$2:$C$26,MATCH($C568,'Shultis Faw'!$A$2:$A$26,1))+($C568-INDEX('Shultis Faw'!$A$2:$A$26,MATCH($C568,'Shultis Faw'!$A$2:$A$26,1)))*(INDEX('Shultis Faw'!$C$2:$C$26,MATCH($C568,'Shultis Faw'!$A$2:$A$26,1)+1)-INDEX('Shultis Faw'!$C$2:$C$26,MATCH($C568,'Shultis Faw'!$A$2:$A$26,1)))/(INDEX('Shultis Faw'!$A$2:$A$26,MATCH($C568,'Shultis Faw'!$A$2:$A$26,1)+1)-INDEX('Shultis Faw'!$A$2:$A$26,MATCH($C568,'Shultis Faw'!$A$2:$A$26,1))),$C568*'Shultis Faw'!$C$2/'Shultis Faw'!$A$2)","v":4.7648769400000006},{"$f":"_xlfn.IFNA(INDEX('Shultis Faw'!$D$2:$D$26,MATCH($C568,'Shultis Faw'!$A$2:$A$26,1))+($C568-INDEX('Shultis Faw'!$A$2:$A$26,MATCH($C568,'Shultis Faw'!$A$2:$A$26,1)))*(INDEX('Shultis Faw'!$D$2:$D$26,MATCH($C568,'Shultis Faw'!$A$2:$A$26,1)+1)-INDEX('Shultis Faw'!$D$2:$D$26,MATCH($C568,'Shultis Faw'!$A$2:$A$26,1)))/(INDEX('Shultis Faw'!$A$2:$A$26,MATCH($C568,'Shultis Faw'!$A$2:$A$26,1)+1)-INDEX('Shultis Faw'!$A$2:$A$26,MATCH($C568,'Shultis Faw'!$A$2:$A$26,1))),$C568*'Shultis Faw'!$D$2/'Shultis Faw'!$A$2)","v":2.1793230700000001},{"$f":"_xlfn.IFNA(INDEX('Shultis Faw'!$B$2:$B$26,MATCH($C568,'Shultis Faw'!$A$2:$A$26,1))+($C568-INDEX('Shultis Faw'!$A$2:$A$26,MATCH($C568,'Shultis Faw'!$A$2:$A$26,1)))*(INDEX('Shultis Faw'!$B$2:$B$26,MATCH($C568,'Shultis Faw'!$A$2:$A$26,1)+1)-INDEX('Shultis Faw'!$B$2:$B$26,MATCH($C568,'Shultis Faw'!$A$2:$A$26,1)))/(INDEX('Shultis Faw'!$A$2:$A$26,MATCH($C568,'Shultis Faw'!$A$2:$A$26,1)+1)-INDEX('Shultis Faw'!$A$2:$A$26,MATCH($C568,'Shultis Faw'!$A$2:$A$26,1))),$C568*'Shultis Faw'!$B$2/'Shultis Faw'!$A$2)","v":-0.18136922999999999},{"$f":"_xlfn.IFNA(INDEX('Shultis Faw'!$E$2:$E$26,MATCH($C568,'Shultis Faw'!$A$2:$A$26,1))+($C568-INDEX('Shultis Faw'!$A$2:$A$26,MATCH($C568,'Shultis Faw'!$A$2:$A$26,1)))*(INDEX('Shultis Faw'!$E$2:$E$26,MATCH($C568,'Shultis Faw'!$A$2:$A$26,1)+1)-INDEX('Shultis Faw'!$E$2:$E$26,MATCH($C568,'Shultis Faw'!$A$2:$A$26,1)))/(INDEX('Shultis Faw'!$A$2:$A$26,MATCH($C568,'Shultis Faw'!$A$2:$A$26,1)+1)-INDEX('Shultis Faw'!$A$2:$A$26,MATCH($C568,'Shultis Faw'!$A$2:$A$26,1))),$C568*'Shultis Faw'!$E$2/'Shultis Faw'!$A$2)","v":8.1159316000000009E-2},{"$f":"_xlfn.IFNA(INDEX('Shultis Faw'!$F$2:$F$26,MATCH($C568,'Shultis Faw'!$A$2:$A$26,1))+($C568-INDEX('Shultis Faw'!$A$2:$A$26,MATCH($C568,'Shultis Faw'!$A$2:$A$26,1)))*(INDEX('Shultis Faw'!$F$2:$F$26,MATCH($C568,'Shultis Faw'!$A$2:$A$26,1)+1)-INDEX('Shultis Faw'!$F$2:$F$26,MATCH($C568,'Shultis Faw'!$A$2:$A$26,1)))/(INDEX('Shultis Faw'!$A$2:$A$26,MATCH($C568,'Shultis Faw'!$A$2:$A$26,1)+1)-INDEX('Shultis Faw'!$A$2:$A$26,MATCH($C568,'Shultis Faw'!$A$2:$A$26,1))),$C568*'Shultis Faw'!$F$2/'Shultis Faw'!$A$2)","v":13.417470100000001},{"$f":"J568*(H568*'Externe blootstelling'!$D$23/2)^K568+L568*(TANH(((H568*'Externe blootstelling'!$D$23)/(2*M568))-2)-TANH(-2))/(1-TANH(-2))","v":1.8328840004039073},{"$f":"IF(N568=1,1+(I568-1)*H568*'Externe blootstelling'!$D$23/2,1+(I568-1)*(N568^(H568*'Externe blootstelling'!$D$23/2)-1)/(N568-1))","v":18.360506303053448},{"$f":"G568*EXP(-H568*'Externe blootstelling'!$D$23/2)*O568","v":5.7643543922877537E-2}]
[null,"X-ray",9.7896699999999989E-2,1.5663471999999996E-14,2.7200000000000002E-2,{"$f":"_xlfn.IFNA(INDEX('hp (pSv cm2)'!$B$2:$B$52,MATCH($C569,'hp (pSv cm2)'!$A$2:$A$52,1))+($C569-INDEX('hp (pSv cm2)'!$A$2:$A$52,MATCH($C569,'hp (pSv cm2)'!$A$2:$A$52,1)))*(INDEX('hp (pSv cm2)'!$B$2:$B$52,MATCH($C569,'hp (pSv cm2)'!$A$2:$A$52,1)+1)-INDEX('hp (pSv cm2)'!$B$2:$B$52,MATCH($C569,'hp (pSv cm2)'!$A$2:$A$52,1)))/(INDEX('hp (pSv cm2)'!$A$2:$A$52,MATCH($C569,'hp (pSv cm2)'!$A$2:$A$52,1)+1)-INDEX('hp (pSv cm2)'!$A$2:$A$52,MATCH($C569,'hp (pSv cm2)'!$A$2:$A$52,1))),$C569*'hp (pSv cm2)'!$B$2/'hp (pSv cm2)'!$A$2)","v":0.51011262499999999},1.38750634E-2,{"$f":"_xlfn.IFNA(0.997*(INDEX('Mass attenuation coefficients'!$B$2:$B$37,MATCH($C569,'Mass attenuation coefficients'!$A$2:$A$37,1))+($C569-INDEX('Mass attenuation coefficients'!$A$2:$A$37,MATCH($C569,'Mass attenuation coefficients'!$A$2:$A$37,1)))*(INDEX('Mass attenuation coefficients'!$B$2:$B$37,MATCH($C569,'Mass attenuation coefficients'!$A$2:$A$37,1)+1)-INDEX('Mass attenuation coefficients'!$B$2:$B$37,MATCH($C569,'Mass attenuation coefficients'!$A$2:$A$37,1)))/(INDEX('Mass attenuation coefficients'!$A$2:$A$37,MATCH($C569,'Mass attenuation coefficients'!$A$2:$A$37,1)+1)-INDEX('Mass attenuation coefficients'!$A$2:$A$37,MATCH($C569,'Mass attenuation coefficients'!$A$2:$A$37,1)))),0.997*$C569*'Mass attenuation coefficients'!$B$2/'Mass attenuation coefficients'!$A$2)","v":0.171550943565},{"$f":"_xlfn.IFNA(INDEX('Shultis Faw'!$C$2:$C$26,MATCH($C569,'Shultis Faw'!$A$2:$A$26,1))+($C569-INDEX('Shultis Faw'!$A$2:$A$26,MATCH($C569,'Shultis Faw'!$A$2:$A$26,1)))*(INDEX('Shultis Faw'!$C$2:$C$26,MATCH($C569,'Shultis Faw'!$A$2:$A$26,1)+1)-INDEX('Shultis Faw'!$C$2:$C$26,MATCH($C569,'Shultis Faw'!$A$2:$A$26,1)))/(INDEX('Shultis Faw'!$A$2:$A$26,MATCH($C569,'Shultis Faw'!$A$2:$A$26,1)+1)-INDEX('Shultis Faw'!$A$2:$A$26,MATCH($C569,'Shultis Faw'!$A$2:$A$26,1))),$C569*'Shultis Faw'!$C$2/'Shultis Faw'!$A$2)","v":4.7046453400000008},{"$f":"_xlfn.IFNA(INDEX('Shultis Faw'!$D$2:$D$26,MATCH($C569,'Shultis Faw'!$A$2:$A$26,1))+($C569-INDEX('Shultis Faw'!$A$2:$A$26,MATCH($C569,'Shultis Faw'!$A$2:$A$26,1)))*(INDEX('Shultis Faw'!$D$2:$D$26,MATCH($C569,'Shultis Faw'!$A$2:$A$26,1)+1)-INDEX('Shultis Faw'!$D$2:$D$26,MATCH($C569,'Shultis Faw'!$A$2:$A$26,1)))/(INDEX('Shultis Faw'!$A$2:$A$26,MATCH($C569,'Shultis Faw'!$A$2:$A$26,1)+1)-INDEX('Shultis Faw'!$A$2:$A$26,MATCH($C569,'Shultis Faw'!$A$2:$A$26,1))),$C569*'Shultis Faw'!$D$2/'Shultis Faw'!$A$2)","v":2.20396327},{"$f":"_xlfn.IFNA(INDEX('Shultis Faw'!$B$2:$B$26,MATCH($C569,'Shultis Faw'!$A$2:$A$26,1))+($C569-INDEX('Shultis Faw'!$A$2:$A$26,MATCH($C569,'Shultis Faw'!$A$2:$A$26,1)))*(INDEX('Shultis Faw'!$B$2:$B$26,MATCH($C569,'Shultis Faw'!$A$2:$A$26,1)+1)-INDEX('Shultis Faw'!$B$2:$B$26,MATCH($C569,'Shultis Faw'!$A$2:$A$26,1)))/(INDEX('Shultis Faw'!$A$2:$A$26,MATCH($C569,'Shultis Faw'!$A$2:$A$26,1)+1)-INDEX('Shultis Faw'!$A$2:$A$26,MATCH($C569,'Shultis Faw'!$A$2:$A$26,1))),$C569*'Shultis Faw'!$B$2/'Shultis Faw'!$A$2)","v":-0.18410702999999998},{"$f":"_xlfn.IFNA(INDEX('Shultis Faw'!$E$2:$E$26,MATCH($C569,'Shultis Faw'!$A$2:$A$26,1))+($C569-INDEX('Shultis Faw'!$A$2:$A$26,MATCH($C569,'Shultis Faw'!$A$2:$A$26,1)))*(INDEX('Shultis Faw'!$E$2:$E$26,MATCH($C569,'Shultis Faw'!$A$2:$A$26,1)+1)-INDEX('Shultis Faw'!$E$2:$E$26,MATCH($C569,'Shultis Faw'!$A$2:$A$26,1)))/(INDEX('Shultis Faw'!$A$2:$A$26,MATCH($C569,'Shultis Faw'!$A$2:$A$26,1)+1)-INDEX('Shultis Faw'!$A$2:$A$26,MATCH($C569,'Shultis Faw'!$A$2:$A$26,1))),$C569*'Shultis Faw'!$E$2/'Shultis Faw'!$A$2)","v":8.2011076000000002E-2},{"$f":"_xlfn.IFNA(INDEX('Shultis Faw'!$F$2:$F$26,MATCH($C569,'Shultis Faw'!$A$2:$A$26,1))+($C569-INDEX('Shultis Faw'!$A$2:$A$26,MATCH($C569,'Shultis Faw'!$A$2:$A$26,1)))*(INDEX('Shultis Faw'!$F$2:$F$26,MATCH($C569,'Shultis Faw'!$A$2:$A$26,1)+1)-INDEX('Shultis Faw'!$F$2:$F$26,MATCH($C569,'Shultis Faw'!$A$2:$A$26,1)))/(INDEX('Shultis Faw'!$A$2:$A$26,MATCH($C569,'Shultis Faw'!$A$2:$A$26,1)+1)-INDEX('Shultis Faw'!$A$2:$A$26,MATCH($C569,'Shultis Faw'!$A$2:$A$26,1))),$C569*'Shultis Faw'!$F$2/'Shultis Faw'!$A$2)","v":13.3657561},{"$f":"J569*(H569*'Externe blootstelling'!$D$23/2)^K569+L569*(TANH(((H569*'Externe blootstelling'!$D$23)/(2*M569))-2)-TANH(-2))/(1-TANH(-2))","v":1.8526457116027693},{"$f":"IF(N569=1,1+(I569-1)*H569*'Externe blootstelling'!$D$23/2,1+(I569-1)*(N569^(H569*'Externe blootstelling'!$D$23/2)-1)/(N569-1))","v":17.891402646801613},{"$f":"G569*EXP(-H569*'Externe blootstelling'!$D$23/2)*O569","v":1.89376001919806E-2}]
[null," g ",0.1022,1.6352000000000001E-14,7.9999999999999996E-6,{"$f":"_xlfn.IFNA(INDEX('hp (pSv cm2)'!$B$2:$B$52,MATCH($C570,'hp (pSv cm2)'!$A$2:$A$52,1))+($C570-INDEX('hp (pSv cm2)'!$A$2:$A$52,MATCH($C570,'hp (pSv cm2)'!$A$2:$A$52,1)))*(INDEX('hp (pSv cm2)'!$B$2:$B$52,MATCH($C570,'hp (pSv cm2)'!$A$2:$A$52,1)+1)-INDEX('hp (pSv cm2)'!$B$2:$B$52,MATCH($C570,'hp (pSv cm2)'!$A$2:$A$52,1)))/(INDEX('hp (pSv cm2)'!$A$2:$A$52,MATCH($C570,'hp (pSv cm2)'!$A$2:$A$52,1)+1)-INDEX('hp (pSv cm2)'!$A$2:$A$52,MATCH($C570,'hp (pSv cm2)'!$A$2:$A$52,1))),$C570*'hp (pSv cm2)'!$B$2/'hp (pSv cm2)'!$A$2)","v":0.52807599999999999},4.2246079999999995E-6,{"$f":"_xlfn.IFNA(0.997*(INDEX('Mass attenuation coefficients'!$B$2:$B$37,MATCH($C570,'Mass attenuation coefficients'!$A$2:$A$37,1))+($C570-INDEX('Mass attenuation coefficients'!$A$2:$A$37,MATCH($C570,'Mass attenuation coefficients'!$A$2:$A$37,1)))*(INDEX('Mass attenuation coefficients'!$B$2:$B$37,MATCH($C570,'Mass attenuation coefficients'!$A$2:$A$37,1)+1)-INDEX('Mass attenuation coefficients'!$B$2:$B$37,MATCH($C570,'Mass attenuation coefficients'!$A$2:$A$37,1)))/(INDEX('Mass attenuation coefficients'!$A$2:$A$37,MATCH($C570,'Mass attenuation coefficients'!$A$2:$A$37,1)+1)-INDEX('Mass attenuation coefficients'!$A$2:$A$37,MATCH($C570,'Mass attenuation coefficients'!$A$2:$A$37,1)))),0.997*$C570*'Mass attenuation coefficients'!$B$2/'Mass attenuation coefficients'!$A$2)","v":0.1693017664},{"$f":"_xlfn.IFNA(INDEX('Shultis Faw'!$C$2:$C$26,MATCH($C570,'Shultis Faw'!$A$2:$A$26,1))+($C570-INDEX('Shultis Faw'!$A$2:$A$26,MATCH($C570,'Shultis Faw'!$A$2:$A$26,1)))*(INDEX('Shultis Faw'!$C$2:$C$26,MATCH($C570,'Shultis Faw'!$A$2:$A$26,1)+1)-INDEX('Shultis Faw'!$C$2:$C$26,MATCH($C570,'Shultis Faw'!$A$2:$A$26,1)))/(INDEX('Shultis Faw'!$A$2:$A$26,MATCH($C570,'Shultis Faw'!$A$2:$A$26,1)+1)-INDEX('Shultis Faw'!$A$2:$A$26,MATCH($C570,'Shultis Faw'!$A$2:$A$26,1))),$C570*'Shultis Faw'!$C$2/'Shultis Faw'!$A$2)","v":4.6292960000000001},{"$f":"_xlfn.IFNA(INDEX('Shultis Faw'!$D$2:$D$26,MATCH($C570,'Shultis Faw'!$A$2:$A$26,1))+($C570-INDEX('Shultis Faw'!$A$2:$A$26,MATCH($C570,'Shultis Faw'!$A$2:$A$26,1)))*(INDEX('Shultis Faw'!$D$2:$D$26,MATCH($C570,'Shultis Faw'!$A$2:$A$26,1)+1)-INDEX('Shultis Faw'!$D$2:$D$26,MATCH($C570,'Shultis Faw'!$A$2:$A$26,1)))/(INDEX('Shultis Faw'!$A$2:$A$26,MATCH($C570,'Shultis Faw'!$A$2:$A$26,1)+1)-INDEX('Shultis Faw'!$A$2:$A$26,MATCH($C570,'Shultis Faw'!$A$2:$A$26,1))),$C570*'Shultis Faw'!$D$2/'Shultis Faw'!$A$2)","v":2.221924},{"$f":"_xlfn.IFNA(INDEX('Shultis Faw'!$B$2:$B$26,MATCH($C570,'Shultis Faw'!$A$2:$A$26,1))+($C570-INDEX('Shultis Faw'!$A$2:$A$26,MATCH($C570,'Shultis Faw'!$A$2:$A$26,1)))*(INDEX('Shultis Faw'!$B$2:$B$26,MATCH($C570,'Shultis Faw'!$A$2:$A$26,1)+1)-INDEX('Shultis Faw'!$B$2:$B$26,MATCH($C570,'Shultis Faw'!$A$2:$A$26,1)))/(INDEX('Shultis Faw'!$A$2:$A$26,MATCH($C570,'Shultis Faw'!$A$2:$A$26,1)+1)-INDEX('Shultis Faw'!$A$2:$A$26,MATCH($C570,'Shultis Faw'!$A$2:$A$26,1))),$C570*'Shultis Faw'!$B$2/'Shultis Faw'!$A$2)","v":-0.18595600000000001},{"$f":"_xlfn.IFNA(INDEX('Shultis Faw'!$E$2:$E$26,MATCH($C570,'Shultis Faw'!$A$2:$A$26,1))+($C570-INDEX('Shultis Faw'!$A$2:$A$26,MATCH($C570,'Shultis Faw'!$A$2:$A$26,1)))*(INDEX('Shultis Faw'!$E$2:$E$26,MATCH($C570,'Shultis Faw'!$A$2:$A$26,1)+1)-INDEX('Shultis Faw'!$E$2:$E$26,MATCH($C570,'Shultis Faw'!$A$2:$A$26,1)))/(INDEX('Shultis Faw'!$A$2:$A$26,MATCH($C570,'Shultis Faw'!$A$2:$A$26,1)+1)-INDEX('Shultis Faw'!$A$2:$A$26,MATCH($C570,'Shultis Faw'!$A$2:$A$26,1))),$C570*'Shultis Faw'!$E$2/'Shultis Faw'!$A$2)","v":8.238440000000001E-2},{"$f":"_xlfn.IFNA(INDEX('Shultis Faw'!$F$2:$F$26,MATCH($C570,'Shultis Faw'!$A$2:$A$26,1))+($C570-INDEX('Shultis Faw'!$A$2:$A$26,MATCH($C570,'Shultis Faw'!$A$2:$A$26,1)))*(INDEX('Shultis Faw'!$F$2:$F$26,MATCH($C570,'Shultis Faw'!$A$2:$A$26,1)+1)-INDEX('Shultis Faw'!$F$2:$F$26,MATCH($C570,'Shultis Faw'!$A$2:$A$26,1)))/(INDEX('Shultis Faw'!$A$2:$A$26,MATCH($C570,'Shultis Faw'!$A$2:$A$26,1)+1)-INDEX('Shultis Faw'!$A$2:$A$26,MATCH($C570,'Shultis Faw'!$A$2:$A$26,1))),$C570*'Shultis Faw'!$F$2/'Shultis Faw'!$A$2)","v":13.367839999999999},{"$f":"J570*(H570*'Externe blootstelling'!$D$23/2)^K570+L570*(TANH(((H570*'Externe blootstelling'!$D$23)/(2*M570))-2)-TANH(-2))/(1-TANH(-2))","v":1.8690497255243392},{"$f":"IF(N570=1,1+(I570-1)*H570*'Externe blootstelling'!$D$23/2,1+(I570-1)*(N570^(H570*'Externe blootstelling'!$D$23/2)-1)/(N570-1))","v":17.26784572999907},{"$f":"G570*EXP(-H570*'Externe blootstelling'!$D$23/2)*O570","v":5.7560191916967315E-6}]
[null," g ",0.1032,1.6512E-14,6.0000000000000002E-5,{"$f":"_xlfn.IFNA(INDEX('hp (pSv cm2)'!$B$2:$B$52,MATCH($C571,'hp (pSv cm2)'!$A$2:$A$52,1))+($C571-INDEX('hp (pSv cm2)'!$A$2:$A$52,MATCH($C571,'hp (pSv cm2)'!$A$2:$A$52,1)))*(INDEX('hp (pSv cm2)'!$B$2:$B$52,MATCH($C571,'hp (pSv cm2)'!$A$2:$A$52,1)+1)-INDEX('hp (pSv cm2)'!$B$2:$B$52,MATCH($C571,'hp (pSv cm2)'!$A$2:$A$52,1)))/(INDEX('hp (pSv cm2)'!$A$2:$A$52,MATCH($C571,'hp (pSv cm2)'!$A$2:$A$52,1)+1)-INDEX('hp (pSv cm2)'!$A$2:$A$52,MATCH($C571,'hp (pSv cm2)'!$A$2:$A$52,1))),$C571*'hp (pSv cm2)'!$B$2/'hp (pSv cm2)'!$A$2)","v":0.53265600000000002},3.1959360000000002E-5,{"$f":"_xlfn.IFNA(0.997*(INDEX('Mass attenuation coefficients'!$B$2:$B$37,MATCH($C571,'Mass attenuation coefficients'!$A$2:$A$37,1))+($C571-INDEX('Mass attenuation coefficients'!$A$2:$A$37,MATCH($C571,'Mass attenuation coefficients'!$A$2:$A$37,1)))*(INDEX('Mass attenuation coefficients'!$B$2:$B$37,MATCH($C571,'Mass attenuation coefficients'!$A$2:$A$37,1)+1)-INDEX('Mass attenuation coefficients'!$B$2:$B$37,MATCH($C571,'Mass attenuation coefficients'!$A$2:$A$37,1)))/(INDEX('Mass attenuation coefficients'!$A$2:$A$37,MATCH($C571,'Mass attenuation coefficients'!$A$2:$A$37,1)+1)-INDEX('Mass attenuation coefficients'!$A$2:$A$37,MATCH($C571,'Mass attenuation coefficients'!$A$2:$A$37,1)))),0.997*$C571*'Mass attenuation coefficients'!$B$2/'Mass attenuation coefficients'!$A$2)","v":0.16889897839999998},{"$f":"_xlfn.IFNA(INDEX('Shultis Faw'!$C$2:$C$26,MATCH($C571,'Shultis Faw'!$A$2:$A$26,1))+($C571-INDEX('Shultis Faw'!$A$2:$A$26,MATCH($C571,'Shultis Faw'!$A$2:$A$26,1)))*(INDEX('Shultis Faw'!$C$2:$C$26,MATCH($C571,'Shultis Faw'!$A$2:$A$26,1)+1)-INDEX('Shultis Faw'!$C$2:$C$26,MATCH($C571,'Shultis Faw'!$A$2:$A$26,1)))/(INDEX('Shultis Faw'!$A$2:$A$26,MATCH($C571,'Shultis Faw'!$A$2:$A$26,1)+1)-INDEX('Shultis Faw'!$A$2:$A$26,MATCH($C571,'Shultis Faw'!$A$2:$A$26,1))),$C571*'Shultis Faw'!$C$2/'Shultis Faw'!$A$2)","v":4.6139760000000001},{"$f":"_xlfn.IFNA(INDEX('Shultis Faw'!$D$2:$D$26,MATCH($C571,'Shultis Faw'!$A$2:$A$26,1))+($C571-INDEX('Shultis Faw'!$A$2:$A$26,MATCH($C571,'Shultis Faw'!$A$2:$A$26,1)))*(INDEX('Shultis Faw'!$D$2:$D$26,MATCH($C571,'Shultis Faw'!$A$2:$A$26,1)+1)-INDEX('Shultis Faw'!$D$2:$D$26,MATCH($C571,'Shultis Faw'!$A$2:$A$26,1)))/(INDEX('Shultis Faw'!$A$2:$A$26,MATCH($C571,'Shultis Faw'!$A$2:$A$26,1)+1)-INDEX('Shultis Faw'!$A$2:$A$26,MATCH($C571,'Shultis Faw'!$A$2:$A$26,1))),$C571*'Shultis Faw'!$D$2/'Shultis Faw'!$A$2)","v":2.2223440000000001},{"$f":"_xlfn.IFNA(INDEX('Shultis Faw'!$B$2:$B$26,MATCH($C571,'Shultis Faw'!$A$2:$A$26,1))+($C571-INDEX('Shultis Faw'!$A$2:$A$26,MATCH($C571,'Shultis Faw'!$A$2:$A$26,1)))*(INDEX('Shultis Faw'!$B$2:$B$26,MATCH($C571,'Shultis Faw'!$A$2:$A$26,1)+1)-INDEX('Shultis Faw'!$B$2:$B$26,MATCH($C571,'Shultis Faw'!$A$2:$A$26,1)))/(INDEX('Shultis Faw'!$A$2:$A$26,MATCH($C571,'Shultis Faw'!$A$2:$A$26,1)+1)-INDEX('Shultis Faw'!$A$2:$A$26,MATCH($C571,'Shultis Faw'!$A$2:$A$26,1))),$C571*'Shultis Faw'!$B$2/'Shultis Faw'!$A$2)","v":-0.18593599999999999},{"$f":"_xlfn.IFNA(INDEX('Shultis Faw'!$E$2:$E$26,MATCH($C571,'Shultis Faw'!$A$2:$A$26,1))+($C571-INDEX('Shultis Faw'!$A$2:$A$26,MATCH($C571,'Shultis Faw'!$A$2:$A$26,1)))*(INDEX('Shultis Faw'!$E$2:$E$26,MATCH($C571,'Shultis Faw'!$A$2:$A$26,1)+1)-INDEX('Shultis Faw'!$E$2:$E$26,MATCH($C571,'Shultis Faw'!$A$2:$A$26,1)))/(INDEX('Shultis Faw'!$A$2:$A$26,MATCH($C571,'Shultis Faw'!$A$2:$A$26,1)+1)-INDEX('Shultis Faw'!$A$2:$A$26,MATCH($C571,'Shultis Faw'!$A$2:$A$26,1))),$C571*'Shultis Faw'!$E$2/'Shultis Faw'!$A$2)","v":8.228640000000001E-2},{"$f":"_xlfn.IFNA(INDEX('Shultis Faw'!$F$2:$F$26,MATCH($C571,'Shultis Faw'!$A$2:$A$26,1))+($C571-INDEX('Shultis Faw'!$A$2:$A$26,MATCH($C571,'Shultis Faw'!$A$2:$A$26,1)))*(INDEX('Shultis Faw'!$F$2:$F$26,MATCH($C571,'Shultis Faw'!$A$2:$A$26,1)+1)-INDEX('Shultis Faw'!$F$2:$F$26,MATCH($C571,'Shultis Faw'!$A$2:$A$26,1)))/(INDEX('Shultis Faw'!$A$2:$A$26,MATCH($C571,'Shultis Faw'!$A$2:$A$26,1)+1)-INDEX('Shultis Faw'!$A$2:$A$26,MATCH($C571,'Shultis Faw'!$A$2:$A$26,1))),$C571*'Shultis Faw'!$F$2/'Shultis Faw'!$A$2)","v":13.38504},{"$f":"J571*(H571*'Externe blootstelling'!$D$23/2)^K571+L571*(TANH(((H571*'Externe blootstelling'!$D$23)/(2*M571))-2)-TANH(-2))/(1-TANH(-2))","v":1.8702617978851814},{"$f":"IF(N571=1,1+(I571-1)*H571*'Externe blootstelling'!$D$23/2,1+(I571-1)*(N571^(H571*'Externe blootstelling'!$D$23/2)-1)/(N571-1))","v":17.133230631819689},{"$f":"G571*EXP(-H571*'Externe blootstelling'!$D$23/2)*O571","v":4.3466925223039276E-5}]
[null," g ",0.10404000000000001,1.6646400000000002E-14,1.94E-4,{"$f":"_xlfn.IFNA(INDEX('hp (pSv cm2)'!$B$2:$B$52,MATCH($C572,'hp (pSv cm2)'!$A$2:$A$52,1))+($C572-INDEX('hp (pSv cm2)'!$A$2:$A$52,MATCH($C572,'hp (pSv cm2)'!$A$2:$A$52,1)))*(INDEX('hp (pSv cm2)'!$B$2:$B$52,MATCH($C572,'hp (pSv cm2)'!$A$2:$A$52,1)+1)-INDEX('hp (pSv cm2)'!$B$2:$B$52,MATCH($C572,'hp (pSv cm2)'!$A$2:$A$52,1)))/(INDEX('hp (pSv cm2)'!$A$2:$A$52,MATCH($C572,'hp (pSv cm2)'!$A$2:$A$52,1)+1)-INDEX('hp (pSv cm2)'!$A$2:$A$52,MATCH($C572,'hp (pSv cm2)'!$A$2:$A$52,1))),$C572*'hp (pSv cm2)'!$B$2/'hp (pSv cm2)'!$A$2)","v":0.53650320000000007},1.0408162080000001E-4,{"$f":"_xlfn.IFNA(0.997*(INDEX('Mass attenuation coefficients'!$B$2:$B$37,MATCH($C572,'Mass attenuation coefficients'!$A$2:$A$37,1))+($C572-INDEX('Mass attenuation coefficients'!$A$2:$A$37,MATCH($C572,'Mass attenuation coefficients'!$A$2:$A$37,1)))*(INDEX('Mass attenuation coefficients'!$B$2:$B$37,MATCH($C572,'Mass attenuation coefficients'!$A$2:$A$37,1)+1)-INDEX('Mass attenuation coefficients'!$B$2:$B$37,MATCH($C572,'Mass attenuation coefficients'!$A$2:$A$37,1)))/(INDEX('Mass attenuation coefficients'!$A$2:$A$37,MATCH($C572,'Mass attenuation coefficients'!$A$2:$A$37,1)+1)-INDEX('Mass attenuation coefficients'!$A$2:$A$37,MATCH($C572,'Mass attenuation coefficients'!$A$2:$A$37,1)))),0.997*$C572*'Mass attenuation coefficients'!$B$2/'Mass attenuation coefficients'!$A$2)","v":0.16856063648},{"$f":"_xlfn.IFNA(INDEX('Shultis Faw'!$C$2:$C$26,MATCH($C572,'Shultis Faw'!$A$2:$A$26,1))+($C572-INDEX('Shultis Faw'!$A$2:$A$26,MATCH($C572,'Shultis Faw'!$A$2:$A$26,1)))*(INDEX('Shultis Faw'!$C$2:$C$26,MATCH($C572,'Shultis Faw'!$A$2:$A$26,1)+1)-INDEX('Shultis Faw'!$C$2:$C$26,MATCH($C572,'Shultis Faw'!$A$2:$A$26,1)))/(INDEX('Shultis Faw'!$A$2:$A$26,MATCH($C572,'Shultis Faw'!$A$2:$A$26,1)+1)-INDEX('Shultis Faw'!$A$2:$A$26,MATCH($C572,'Shultis Faw'!$A$2:$A$26,1))),$C572*'Shultis Faw'!$C$2/'Shultis Faw'!$A$2)","v":4.6011072000000004},{"$f":"_xlfn.IFNA(INDEX('Shultis Faw'!$D$2:$D$26,MATCH($C572,'Shultis Faw'!$A$2:$A$26,1))+($C572-INDEX('Shultis Faw'!$A$2:$A$26,MATCH($C572,'Shultis Faw'!$A$2:$A$26,1)))*(INDEX('Shultis Faw'!$D$2:$D$26,MATCH($C572,'Shultis Faw'!$A$2:$A$26,1)+1)-INDEX('Shultis Faw'!$D$2:$D$26,MATCH($C572,'Shultis Faw'!$A$2:$A$26,1)))/(INDEX('Shultis Faw'!$A$2:$A$26,MATCH($C572,'Shultis Faw'!$A$2:$A$26,1)+1)-INDEX('Shultis Faw'!$A$2:$A$26,MATCH($C572,'Shultis Faw'!$A$2:$A$26,1))),$C572*'Shultis Faw'!$D$2/'Shultis Faw'!$A$2)","v":2.2226968},{"$f":"_xlfn.IFNA(INDEX('Shultis Faw'!$B$2:$B$26,MATCH($C572,'Shultis Faw'!$A$2:$A$26,1))+($C572-INDEX('Shultis Faw'!$A$2:$A$26,MATCH($C572,'Shultis Faw'!$A$2:$A$26,1)))*(INDEX('Shultis Faw'!$B$2:$B$26,MATCH($C572,'Shultis Faw'!$A$2:$A$26,1)+1)-INDEX('Shultis Faw'!$B$2:$B$26,MATCH($C572,'Shultis Faw'!$A$2:$A$26,1)))/(INDEX('Shultis Faw'!$A$2:$A$26,MATCH($C572,'Shultis Faw'!$A$2:$A$26,1)+1)-INDEX('Shultis Faw'!$A$2:$A$26,MATCH($C572,'Shultis Faw'!$A$2:$A$26,1))),$C572*'Shultis Faw'!$B$2/'Shultis Faw'!$A$2)","v":-0.18591920000000001},{"$f":"_xlfn.IFNA(INDEX('Shultis Faw'!$E$2:$E$26,MATCH($C572,'Shultis Faw'!$A$2:$A$26,1))+($C572-INDEX('Shultis Faw'!$A$2:$A$26,MATCH($C572,'Shultis Faw'!$A$2:$A$26,1)))*(INDEX('Shultis Faw'!$E$2:$E$26,MATCH($C572,'Shultis Faw'!$A$2:$A$26,1)+1)-INDEX('Shultis Faw'!$E$2:$E$26,MATCH($C572,'Shultis Faw'!$A$2:$A$26,1)))/(INDEX('Shultis Faw'!$A$2:$A$26,MATCH($C572,'Shultis Faw'!$A$2:$A$26,1)+1)-INDEX('Shultis Faw'!$A$2:$A$26,MATCH($C572,'Shultis Faw'!$A$2:$A$26,1))),$C572*'Shultis Faw'!$E$2/'Shultis Faw'!$A$2)","v":8.2204080000000013E-2},{"$f":"_xlfn.IFNA(INDEX('Shultis Faw'!$F$2:$F$26,MATCH($C572,'Shultis Faw'!$A$2:$A$26,1))+($C572-INDEX('Shultis Faw'!$A$2:$A$26,MATCH($C572,'Shultis Faw'!$A$2:$A$26,1)))*(INDEX('Shultis Faw'!$F$2:$F$26,MATCH($C572,'Shultis Faw'!$A$2:$A$26,1)+1)-INDEX('Shultis Faw'!$F$2:$F$26,MATCH($C572,'Shultis Faw'!$A$2:$A$26,1)))/(INDEX('Shultis Faw'!$A$2:$A$26,MATCH($C572,'Shultis Faw'!$A$2:$A$26,1)+1)-INDEX('Shultis Faw'!$A$2:$A$26,MATCH($C572,'Shultis Faw'!$A$2:$A$26,1))),$C572*'Shultis Faw'!$F$2/'Shultis Faw'!$A$2)","v":13.399488},{"$f":"J572*(H572*'Externe blootstelling'!$D$23/2)^K572+L572*(TANH(((H572*'Externe blootstelling'!$D$23)/(2*M572))-2)-TANH(-2))/(1-TANH(-2))","v":1.871281903176196},{"$f":"IF(N572=1,1+(I572-1)*H572*'Externe blootstelling'!$D$23/2,1+(I572-1)*(N572^(H572*'Externe blootstelling'!$D$23/2)-1)/(N572-1))","v":17.020677347330878},{"$f":"G572*EXP(-H572*'Externe blootstelling'!$D$23/2)*O572","v":1.4134373760911939E-4}]
[null," g ",0.10678,1.7084799999999999E-14,2.3300000000000003E-4,{"$f":"_xlfn.IFNA(INDEX('hp (pSv cm2)'!$B$2:$B$52,MATCH($C573,'hp (pSv cm2)'!$A$2:$A$52,1))+($C573-INDEX('hp (pSv cm2)'!$A$2:$A$52,MATCH($C573,'hp (pSv cm2)'!$A$2:$A$52,1)))*(INDEX('hp (pSv cm2)'!$B$2:$B$52,MATCH($C573,'hp (pSv cm2)'!$A$2:$A$52,1)+1)-INDEX('hp (pSv cm2)'!$B$2:$B$52,MATCH($C573,'hp (pSv cm2)'!$A$2:$A$52,1)))/(INDEX('hp (pSv cm2)'!$A$2:$A$52,MATCH($C573,'hp (pSv cm2)'!$A$2:$A$52,1)+1)-INDEX('hp (pSv cm2)'!$A$2:$A$52,MATCH($C573,'hp (pSv cm2)'!$A$2:$A$52,1))),$C573*'hp (pSv cm2)'!$B$2/'hp (pSv cm2)'!$A$2)","v":0.5490524},1.279292092E-4,{"$f":"_xlfn.IFNA(0.997*(INDEX('Mass attenuation coefficients'!$B$2:$B$37,MATCH($C573,'Mass attenuation coefficients'!$A$2:$A$37,1))+($C573-INDEX('Mass attenuation coefficients'!$A$2:$A$37,MATCH($C573,'Mass attenuation coefficients'!$A$2:$A$37,1)))*(INDEX('Mass attenuation coefficients'!$B$2:$B$37,MATCH($C573,'Mass attenuation coefficients'!$A$2:$A$37,1)+1)-INDEX('Mass attenuation coefficients'!$B$2:$B$37,MATCH($C573,'Mass attenuation coefficients'!$A$2:$A$37,1)))/(INDEX('Mass attenuation coefficients'!$A$2:$A$37,MATCH($C573,'Mass attenuation coefficients'!$A$2:$A$37,1)+1)-INDEX('Mass attenuation coefficients'!$A$2:$A$37,MATCH($C573,'Mass attenuation coefficients'!$A$2:$A$37,1)))),0.997*$C573*'Mass attenuation coefficients'!$B$2/'Mass attenuation coefficients'!$A$2)","v":0.16745699735999997},{"$f":"_xlfn.IFNA(INDEX('Shultis Faw'!$C$2:$C$26,MATCH($C573,'Shultis Faw'!$A$2:$A$26,1))+($C573-INDEX('Shultis Faw'!$A$2:$A$26,MATCH($C573,'Shultis Faw'!$A$2:$A$26,1)))*(INDEX('Shultis Faw'!$C$2:$C$26,MATCH($C573,'Shultis Faw'!$A$2:$A$26,1)+1)-INDEX('Shultis Faw'!$C$2:$C$26,MATCH($C573,'Shultis Faw'!$A$2:$A$26,1)))/(INDEX('Shultis Faw'!$A$2:$A$26,MATCH($C573,'Shultis Faw'!$A$2:$A$26,1)+1)-INDEX('Shultis Faw'!$A$2:$A$26,MATCH($C573,'Shultis Faw'!$A$2:$A$26,1))),$C573*'Shultis Faw'!$C$2/'Shultis Faw'!$A$2)","v":4.5591303999999999},{"$f":"_xlfn.IFNA(INDEX('Shultis Faw'!$D$2:$D$26,MATCH($C573,'Shultis Faw'!$A$2:$A$26,1))+($C573-INDEX('Shultis Faw'!$A$2:$A$26,MATCH($C573,'Shultis Faw'!$A$2:$A$26,1)))*(INDEX('Shultis Faw'!$D$2:$D$26,MATCH($C573,'Shultis Faw'!$A$2:$A$26,1)+1)-INDEX('Shultis Faw'!$D$2:$D$26,MATCH($C573,'Shultis Faw'!$A$2:$A$26,1)))/(INDEX('Shultis Faw'!$A$2:$A$26,MATCH($C573,'Shultis Faw'!$A$2:$A$26,1)+1)-INDEX('Shultis Faw'!$A$2:$A$26,MATCH($C573,'Shultis Faw'!$A$2:$A$26,1))),$C573*'Shultis Faw'!$D$2/'Shultis Faw'!$A$2)","v":2.2238476},{"$f":"_xlfn.IFNA(INDEX('Shultis Faw'!$B$2:$B$26,MATCH($C573,'Shultis Faw'!$A$2:$A$26,1))+($C573-INDEX('Shultis Faw'!$A$2:$A$26,MATCH($C573,'Shultis Faw'!$A$2:$A$26,1)))*(INDEX('Shultis Faw'!$B$2:$B$26,MATCH($C573,'Shultis Faw'!$A$2:$A$26,1)+1)-INDEX('Shultis Faw'!$B$2:$B$26,MATCH($C573,'Shultis Faw'!$A$2:$A$26,1)))/(INDEX('Shultis Faw'!$A$2:$A$26,MATCH($C573,'Shultis Faw'!$A$2:$A$26,1)+1)-INDEX('Shultis Faw'!$A$2:$A$26,MATCH($C573,'Shultis Faw'!$A$2:$A$26,1))),$C573*'Shultis Faw'!$B$2/'Shultis Faw'!$A$2)","v":-0.18586439999999999},{"$f":"_xlfn.IFNA(INDEX('Shultis Faw'!$E$2:$E$26,MATCH($C573,'Shultis Faw'!$A$2:$A$26,1))+($C573-INDEX('Shultis Faw'!$A$2:$A$26,MATCH($C573,'Shultis Faw'!$A$2:$A$26,1)))*(INDEX('Shultis Faw'!$E$2:$E$26,MATCH($C573,'Shultis Faw'!$A$2:$A$26,1)+1)-INDEX('Shultis Faw'!$E$2:$E$26,MATCH($C573,'Shultis Faw'!$A$2:$A$26,1)))/(INDEX('Shultis Faw'!$A$2:$A$26,MATCH($C573,'Shultis Faw'!$A$2:$A$26,1)+1)-INDEX('Shultis Faw'!$A$2:$A$26,MATCH($C573,'Shultis Faw'!$A$2:$A$26,1))),$C573*'Shultis Faw'!$E$2/'Shultis Faw'!$A$2)","v":8.1935560000000004E-2},{"$f":"_xlfn.IFNA(INDEX('Shultis Faw'!$F$2:$F$26,MATCH($C573,'Shultis Faw'!$A$2:$A$26,1))+($C573-INDEX('Shultis Faw'!$A$2:$A$26,MATCH($C573,'Shultis Faw'!$A$2:$A$26,1)))*(INDEX('Shultis Faw'!$F$2:$F$26,MATCH($C573,'Shultis Faw'!$A$2:$A$26,1)+1)-INDEX('Shultis Faw'!$F$2:$F$26,MATCH($C573,'Shultis Faw'!$A$2:$A$26,1)))/(INDEX('Shultis Faw'!$A$2:$A$26,MATCH($C573,'Shultis Faw'!$A$2:$A$26,1)+1)-INDEX('Shultis Faw'!$A$2:$A$26,MATCH($C573,'Shultis Faw'!$A$2:$A$26,1))),$C573*'Shultis Faw'!$F$2/'Shultis Faw'!$A$2)","v":13.446616000000001},{"$f":"J573*(H573*'Externe blootstelling'!$D$23/2)^K573+L573*(TANH(((H573*'Externe blootstelling'!$D$23)/(2*M573))-2)-TANH(-2))/(1-TANH(-2))","v":1.8746219523372247},{"$f":"IF(N573=1,1+(I573-1)*H573*'Externe blootstelling'!$D$23/2,1+(I573-1)*(N573^(H573*'Externe blootstelling'!$D$23/2)-1)/(N573-1))","v":16.656851578474381},{"$f":"G573*EXP(-H573*'Externe blootstelling'!$D$23/2)*O573","v":1.728533825403403E-4}]
[null," g ",0.1085,1.7359999999999998E-14,6.0000000000000002E-5,{"$f":"_xlfn.IFNA(INDEX('hp (pSv cm2)'!$B$2:$B$52,MATCH($C574,'hp (pSv cm2)'!$A$2:$A$52,1))+($C574-INDEX('hp (pSv cm2)'!$A$2:$A$52,MATCH($C574,'hp (pSv cm2)'!$A$2:$A$52,1)))*(INDEX('hp (pSv cm2)'!$B$2:$B$52,MATCH($C574,'hp (pSv cm2)'!$A$2:$A$52,1)+1)-INDEX('hp (pSv cm2)'!$B$2:$B$52,MATCH($C574,'hp (pSv cm2)'!$A$2:$A$52,1)))/(INDEX('hp (pSv cm2)'!$A$2:$A$52,MATCH($C574,'hp (pSv cm2)'!$A$2:$A$52,1)+1)-INDEX('hp (pSv cm2)'!$A$2:$A$52,MATCH($C574,'hp (pSv cm2)'!$A$2:$A$52,1))),$C574*'hp (pSv cm2)'!$B$2/'hp (pSv cm2)'!$A$2)","v":0.55693000000000004},3.3415800000000006E-5,{"$f":"_xlfn.IFNA(0.997*(INDEX('Mass attenuation coefficients'!$B$2:$B$37,MATCH($C574,'Mass attenuation coefficients'!$A$2:$A$37,1))+($C574-INDEX('Mass attenuation coefficients'!$A$2:$A$37,MATCH($C574,'Mass attenuation coefficients'!$A$2:$A$37,1)))*(INDEX('Mass attenuation coefficients'!$B$2:$B$37,MATCH($C574,'Mass attenuation coefficients'!$A$2:$A$37,1)+1)-INDEX('Mass attenuation coefficients'!$B$2:$B$37,MATCH($C574,'Mass attenuation coefficients'!$A$2:$A$37,1)))/(INDEX('Mass attenuation coefficients'!$A$2:$A$37,MATCH($C574,'Mass attenuation coefficients'!$A$2:$A$37,1)+1)-INDEX('Mass attenuation coefficients'!$A$2:$A$37,MATCH($C574,'Mass attenuation coefficients'!$A$2:$A$37,1)))),0.997*$C574*'Mass attenuation coefficients'!$B$2/'Mass attenuation coefficients'!$A$2)","v":0.166764202},{"$f":"_xlfn.IFNA(INDEX('Shultis Faw'!$C$2:$C$26,MATCH($C574,'Shultis Faw'!$A$2:$A$26,1))+($C574-INDEX('Shultis Faw'!$A$2:$A$26,MATCH($C574,'Shultis Faw'!$A$2:$A$26,1)))*(INDEX('Shultis Faw'!$C$2:$C$26,MATCH($C574,'Shultis Faw'!$A$2:$A$26,1)+1)-INDEX('Shultis Faw'!$C$2:$C$26,MATCH($C574,'Shultis Faw'!$A$2:$A$26,1)))/(INDEX('Shultis Faw'!$A$2:$A$26,MATCH($C574,'Shultis Faw'!$A$2:$A$26,1)+1)-INDEX('Shultis Faw'!$A$2:$A$26,MATCH($C574,'Shultis Faw'!$A$2:$A$26,1))),$C574*'Shultis Faw'!$C$2/'Shultis Faw'!$A$2)","v":4.5327799999999998},{"$f":"_xlfn.IFNA(INDEX('Shultis Faw'!$D$2:$D$26,MATCH($C574,'Shultis Faw'!$A$2:$A$26,1))+($C574-INDEX('Shultis Faw'!$A$2:$A$26,MATCH($C574,'Shultis Faw'!$A$2:$A$26,1)))*(INDEX('Shultis Faw'!$D$2:$D$26,MATCH($C574,'Shultis Faw'!$A$2:$A$26,1)+1)-INDEX('Shultis Faw'!$D$2:$D$26,MATCH($C574,'Shultis Faw'!$A$2:$A$26,1)))/(INDEX('Shultis Faw'!$A$2:$A$26,MATCH($C574,'Shultis Faw'!$A$2:$A$26,1)+1)-INDEX('Shultis Faw'!$A$2:$A$26,MATCH($C574,'Shultis Faw'!$A$2:$A$26,1))),$C574*'Shultis Faw'!$D$2/'Shultis Faw'!$A$2)","v":2.2245699999999999},{"$f":"_xlfn.IFNA(INDEX('Shultis Faw'!$B$2:$B$26,MATCH($C574,'Shultis Faw'!$A$2:$A$26,1))+($C574-INDEX('Shultis Faw'!$A$2:$A$26,MATCH($C574,'Shultis Faw'!$A$2:$A$26,1)))*(INDEX('Shultis Faw'!$B$2:$B$26,MATCH($C574,'Shultis Faw'!$A$2:$A$26,1)+1)-INDEX('Shultis Faw'!$B$2:$B$26,MATCH($C574,'Shultis Faw'!$A$2:$A$26,1)))/(INDEX('Shultis Faw'!$A$2:$A$26,MATCH($C574,'Shultis Faw'!$A$2:$A$26,1)+1)-INDEX('Shultis Faw'!$A$2:$A$26,MATCH($C574,'Shultis Faw'!$A$2:$A$26,1))),$C574*'Shultis Faw'!$B$2/'Shultis Faw'!$A$2)","v":-0.18583},{"$f":"_xlfn.IFNA(INDEX('Shultis Faw'!$E$2:$E$26,MATCH($C574,'Shultis Faw'!$A$2:$A$26,1))+($C574-INDEX('Shultis Faw'!$A$2:$A$26,MATCH($C574,'Shultis Faw'!$A$2:$A$26,1)))*(INDEX('Shultis Faw'!$E$2:$E$26,MATCH($C574,'Shultis Faw'!$A$2:$A$26,1)+1)-INDEX('Shultis Faw'!$E$2:$E$26,MATCH($C574,'Shultis Faw'!$A$2:$A$26,1)))/(INDEX('Shultis Faw'!$A$2:$A$26,MATCH($C574,'Shultis Faw'!$A$2:$A$26,1)+1)-INDEX('Shultis Faw'!$A$2:$A$26,MATCH($C574,'Shultis Faw'!$A$2:$A$26,1))),$C574*'Shultis Faw'!$E$2/'Shultis Faw'!$A$2)","v":8.1767000000000006E-2},{"$f":"_xlfn.IFNA(INDEX('Shultis Faw'!$F$2:$F$26,MATCH($C574,'Shultis Faw'!$A$2:$A$26,1))+($C574-INDEX('Shultis Faw'!$A$2:$A$26,MATCH($C574,'Shultis Faw'!$A$2:$A$26,1)))*(INDEX('Shultis Faw'!$F$2:$F$26,MATCH($C574,'Shultis Faw'!$A$2:$A$26,1)+1)-INDEX('Shultis Faw'!$F$2:$F$26,MATCH($C574,'Shultis Faw'!$A$2:$A$26,1)))/(INDEX('Shultis Faw'!$A$2:$A$26,MATCH($C574,'Shultis Faw'!$A$2:$A$26,1)+1)-INDEX('Shultis Faw'!$A$2:$A$26,MATCH($C574,'Shultis Faw'!$A$2:$A$26,1))),$C574*'Shultis Faw'!$F$2/'Shultis Faw'!$A$2)","v":13.4762},{"$f":"J574*(H574*'Externe blootstelling'!$D$23/2)^K574+L574*(TANH(((H574*'Externe blootstelling'!$D$23)/(2*M574))-2)-TANH(-2))/(1-TANH(-2))","v":1.8767285372660119},{"$f":"IF(N574=1,1+(I574-1)*H574*'Externe blootstelling'!$D$23/2,1+(I574-1)*(N574^(H574*'Externe blootstelling'!$D$23/2)-1)/(N574-1))","v":16.431046370515691},{"$f":"G574*EXP(-H574*'Externe blootstelling'!$D$23/2)*O574","v":4.5003417378071194E-5}]
[null," g ",0.110856,1.773696E-14,5.8E-4,{"$f":"_xlfn.IFNA(INDEX('hp (pSv cm2)'!$B$2:$B$52,MATCH($C575,'hp (pSv cm2)'!$A$2:$A$52,1))+($C575-INDEX('hp (pSv cm2)'!$A$2:$A$52,MATCH($C575,'hp (pSv cm2)'!$A$2:$A$52,1)))*(INDEX('hp (pSv cm2)'!$B$2:$B$52,MATCH($C575,'hp (pSv cm2)'!$A$2:$A$52,1)+1)-INDEX('hp (pSv cm2)'!$B$2:$B$52,MATCH($C575,'hp (pSv cm2)'!$A$2:$A$52,1)))/(INDEX('hp (pSv cm2)'!$A$2:$A$52,MATCH($C575,'hp (pSv cm2)'!$A$2:$A$52,1)+1)-INDEX('hp (pSv cm2)'!$A$2:$A$52,MATCH($C575,'hp (pSv cm2)'!$A$2:$A$52,1))),$C575*'hp (pSv cm2)'!$B$2/'hp (pSv cm2)'!$A$2)","v":0.56772047999999997},3.2927787839999998E-4,{"$f":"_xlfn.IFNA(0.997*(INDEX('Mass attenuation coefficients'!$B$2:$B$37,MATCH($C575,'Mass attenuation coefficients'!$A$2:$A$37,1))+($C575-INDEX('Mass attenuation coefficients'!$A$2:$A$37,MATCH($C575,'Mass attenuation coefficients'!$A$2:$A$37,1)))*(INDEX('Mass attenuation coefficients'!$B$2:$B$37,MATCH($C575,'Mass attenuation coefficients'!$A$2:$A$37,1)+1)-INDEX('Mass attenuation coefficients'!$B$2:$B$37,MATCH($C575,'Mass attenuation coefficients'!$A$2:$A$37,1)))/(INDEX('Mass attenuation coefficients'!$A$2:$A$37,MATCH($C575,'Mass attenuation coefficients'!$A$2:$A$37,1)+1)-INDEX('Mass attenuation coefficients'!$A$2:$A$37,MATCH($C575,'Mass attenuation coefficients'!$A$2:$A$37,1)))),0.997*$C575*'Mass attenuation coefficients'!$B$2/'Mass attenuation coefficients'!$A$2)","v":0.165815233472},{"$f":"_xlfn.IFNA(INDEX('Shultis Faw'!$C$2:$C$26,MATCH($C575,'Shultis Faw'!$A$2:$A$26,1))+($C575-INDEX('Shultis Faw'!$A$2:$A$26,MATCH($C575,'Shultis Faw'!$A$2:$A$26,1)))*(INDEX('Shultis Faw'!$C$2:$C$26,MATCH($C575,'Shultis Faw'!$A$2:$A$26,1)+1)-INDEX('Shultis Faw'!$C$2:$C$26,MATCH($C575,'Shultis Faw'!$A$2:$A$26,1)))/(INDEX('Shultis Faw'!$A$2:$A$26,MATCH($C575,'Shultis Faw'!$A$2:$A$26,1)+1)-INDEX('Shultis Faw'!$A$2:$A$26,MATCH($C575,'Shultis Faw'!$A$2:$A$26,1))),$C575*'Shultis Faw'!$C$2/'Shultis Faw'!$A$2)","v":4.4966860799999999},{"$f":"_xlfn.IFNA(INDEX('Shultis Faw'!$D$2:$D$26,MATCH($C575,'Shultis Faw'!$A$2:$A$26,1))+($C575-INDEX('Shultis Faw'!$A$2:$A$26,MATCH($C575,'Shultis Faw'!$A$2:$A$26,1)))*(INDEX('Shultis Faw'!$D$2:$D$26,MATCH($C575,'Shultis Faw'!$A$2:$A$26,1)+1)-INDEX('Shultis Faw'!$D$2:$D$26,MATCH($C575,'Shultis Faw'!$A$2:$A$26,1)))/(INDEX('Shultis Faw'!$A$2:$A$26,MATCH($C575,'Shultis Faw'!$A$2:$A$26,1)+1)-INDEX('Shultis Faw'!$A$2:$A$26,MATCH($C575,'Shultis Faw'!$A$2:$A$26,1))),$C575*'Shultis Faw'!$D$2/'Shultis Faw'!$A$2)","v":2.22555952},{"$f":"_xlfn.IFNA(INDEX('Shultis Faw'!$B$2:$B$26,MATCH($C575,'Shultis Faw'!$A$2:$A$26,1))+($C575-INDEX('Shultis Faw'!$A$2:$A$26,MATCH($C575,'Shultis Faw'!$A$2:$A$26,1)))*(INDEX('Shultis Faw'!$B$2:$B$26,MATCH($C575,'Shultis Faw'!$A$2:$A$26,1)+1)-INDEX('Shultis Faw'!$B$2:$B$26,MATCH($C575,'Shultis Faw'!$A$2:$A$26,1)))/(INDEX('Shultis Faw'!$A$2:$A$26,MATCH($C575,'Shultis Faw'!$A$2:$A$26,1)+1)-INDEX('Shultis Faw'!$A$2:$A$26,MATCH($C575,'Shultis Faw'!$A$2:$A$26,1))),$C575*'Shultis Faw'!$B$2/'Shultis Faw'!$A$2)","v":-0.18578288000000001},{"$f":"_xlfn.IFNA(INDEX('Shultis Faw'!$E$2:$E$26,MATCH($C575,'Shultis Faw'!$A$2:$A$26,1))+($C575-INDEX('Shultis Faw'!$A$2:$A$26,MATCH($C575,'Shultis Faw'!$A$2:$A$26,1)))*(INDEX('Shultis Faw'!$E$2:$E$26,MATCH($C575,'Shultis Faw'!$A$2:$A$26,1)+1)-INDEX('Shultis Faw'!$E$2:$E$26,MATCH($C575,'Shultis Faw'!$A$2:$A$26,1)))/(INDEX('Shultis Faw'!$A$2:$A$26,MATCH($C575,'Shultis Faw'!$A$2:$A$26,1)+1)-INDEX('Shultis Faw'!$A$2:$A$26,MATCH($C575,'Shultis Faw'!$A$2:$A$26,1))),$C575*'Shultis Faw'!$E$2/'Shultis Faw'!$A$2)","v":8.1536112000000008E-2},{"$f":"_xlfn.IFNA(INDEX('Shultis Faw'!$F$2:$F$26,MATCH($C575,'Shultis Faw'!$A$2:$A$26,1))+($C575-INDEX('Shultis Faw'!$A$2:$A$26,MATCH($C575,'Shultis Faw'!$A$2:$A$26,1)))*(INDEX('Shultis Faw'!$F$2:$F$26,MATCH($C575,'Shultis Faw'!$A$2:$A$26,1)+1)-INDEX('Shultis Faw'!$F$2:$F$26,MATCH($C575,'Shultis Faw'!$A$2:$A$26,1)))/(INDEX('Shultis Faw'!$A$2:$A$26,MATCH($C575,'Shultis Faw'!$A$2:$A$26,1)+1)-INDEX('Shultis Faw'!$A$2:$A$26,MATCH($C575,'Shultis Faw'!$A$2:$A$26,1))),$C575*'Shultis Faw'!$F$2/'Shultis Faw'!$A$2)","v":13.516723199999999},{"$f":"J575*(H575*'Externe blootstelling'!$D$23/2)^K575+L575*(TANH(((H575*'Externe blootstelling'!$D$23)/(2*M575))-2)-TANH(-2))/(1-TANH(-2))","v":1.8796266187910187},{"$f":"IF(N575=1,1+(I575-1)*H575*'Externe blootstelling'!$D$23/2,1+(I575-1)*(N575^(H575*'Externe blootstelling'!$D$23/2)-1)/(N575-1))","v":16.124963714351161},{"$f":"G575*EXP(-H575*'Externe blootstelling'!$D$23/2)*O575","v":4.4144000412030027E-4}]
[null," g ",0.1147,1.8351999999999998E-14,1E-4,{"$f":"_xlfn.IFNA(INDEX('hp (pSv cm2)'!$B$2:$B$52,MATCH($C576,'hp (pSv cm2)'!$A$2:$A$52,1))+($C576-INDEX('hp (pSv cm2)'!$A$2:$A$52,MATCH($C576,'hp (pSv cm2)'!$A$2:$A$52,1)))*(INDEX('hp (pSv cm2)'!$B$2:$B$52,MATCH($C576,'hp (pSv cm2)'!$A$2:$A$52,1)+1)-INDEX('hp (pSv cm2)'!$B$2:$B$52,MATCH($C576,'hp (pSv cm2)'!$A$2:$A$52,1)))/(INDEX('hp (pSv cm2)'!$A$2:$A$52,MATCH($C576,'hp (pSv cm2)'!$A$2:$A$52,1)+1)-INDEX('hp (pSv cm2)'!$A$2:$A$52,MATCH($C576,'hp (pSv cm2)'!$A$2:$A$52,1))),$C576*'hp (pSv cm2)'!$B$2/'hp (pSv cm2)'!$A$2)","v":0.58532600000000001},5.8532600000000003E-5,{"$f":"_xlfn.IFNA(0.997*(INDEX('Mass attenuation coefficients'!$B$2:$B$37,MATCH($C576,'Mass attenuation coefficients'!$A$2:$A$37,1))+($C576-INDEX('Mass attenuation coefficients'!$A$2:$A$37,MATCH($C576,'Mass attenuation coefficients'!$A$2:$A$37,1)))*(INDEX('Mass attenuation coefficients'!$B$2:$B$37,MATCH($C576,'Mass attenuation coefficients'!$A$2:$A$37,1)+1)-INDEX('Mass attenuation coefficients'!$B$2:$B$37,MATCH($C576,'Mass attenuation coefficients'!$A$2:$A$37,1)))/(INDEX('Mass attenuation coefficients'!$A$2:$A$37,MATCH($C576,'Mass attenuation coefficients'!$A$2:$A$37,1)+1)-INDEX('Mass attenuation coefficients'!$A$2:$A$37,MATCH($C576,'Mass attenuation coefficients'!$A$2:$A$37,1)))),0.997*$C576*'Mass attenuation coefficients'!$B$2/'Mass attenuation coefficients'!$A$2)","v":0.16426691639999999},{"$f":"_xlfn.IFNA(INDEX('Shultis Faw'!$C$2:$C$26,MATCH($C576,'Shultis Faw'!$A$2:$A$26,1))+($C576-INDEX('Shultis Faw'!$A$2:$A$26,MATCH($C576,'Shultis Faw'!$A$2:$A$26,1)))*(INDEX('Shultis Faw'!$C$2:$C$26,MATCH($C576,'Shultis Faw'!$A$2:$A$26,1)+1)-INDEX('Shultis Faw'!$C$2:$C$26,MATCH($C576,'Shultis Faw'!$A$2:$A$26,1)))/(INDEX('Shultis Faw'!$A$2:$A$26,MATCH($C576,'Shultis Faw'!$A$2:$A$26,1)+1)-INDEX('Shultis Faw'!$A$2:$A$26,MATCH($C576,'Shultis Faw'!$A$2:$A$26,1))),$C576*'Shultis Faw'!$C$2/'Shultis Faw'!$A$2)","v":4.4377960000000005},{"$f":"_xlfn.IFNA(INDEX('Shultis Faw'!$D$2:$D$26,MATCH($C576,'Shultis Faw'!$A$2:$A$26,1))+($C576-INDEX('Shultis Faw'!$A$2:$A$26,MATCH($C576,'Shultis Faw'!$A$2:$A$26,1)))*(INDEX('Shultis Faw'!$D$2:$D$26,MATCH($C576,'Shultis Faw'!$A$2:$A$26,1)+1)-INDEX('Shultis Faw'!$D$2:$D$26,MATCH($C576,'Shultis Faw'!$A$2:$A$26,1)))/(INDEX('Shultis Faw'!$A$2:$A$26,MATCH($C576,'Shultis Faw'!$A$2:$A$26,1)+1)-INDEX('Shultis Faw'!$A$2:$A$26,MATCH($C576,'Shultis Faw'!$A$2:$A$26,1))),$C576*'Shultis Faw'!$D$2/'Shultis Faw'!$A$2)","v":2.2271740000000002},{"$f":"_xlfn.IFNA(INDEX('Shultis Faw'!$B$2:$B$26,MATCH($C576,'Shultis Faw'!$A$2:$A$26,1))+($C576-INDEX('Shultis Faw'!$A$2:$A$26,MATCH($C576,'Shultis Faw'!$A$2:$A$26,1)))*(INDEX('Shultis Faw'!$B$2:$B$26,MATCH($C576,'Shultis Faw'!$A$2:$A$26,1)+1)-INDEX('Shultis Faw'!$B$2:$B$26,MATCH($C576,'Shultis Faw'!$A$2:$A$26,1)))/(INDEX('Shultis Faw'!$A$2:$A$26,MATCH($C576,'Shultis Faw'!$A$2:$A$26,1)+1)-INDEX('Shultis Faw'!$A$2:$A$26,MATCH($C576,'Shultis Faw'!$A$2:$A$26,1))),$C576*'Shultis Faw'!$B$2/'Shultis Faw'!$A$2)","v":-0.18570600000000001},{"$f":"_xlfn.IFNA(INDEX('Shultis Faw'!$E$2:$E$26,MATCH($C576,'Shultis Faw'!$A$2:$A$26,1))+($C576-INDEX('Shultis Faw'!$A$2:$A$26,MATCH($C576,'Shultis Faw'!$A$2:$A$26,1)))*(INDEX('Shultis Faw'!$E$2:$E$26,MATCH($C576,'Shultis Faw'!$A$2:$A$26,1)+1)-INDEX('Shultis Faw'!$E$2:$E$26,MATCH($C576,'Shultis Faw'!$A$2:$A$26,1)))/(INDEX('Shultis Faw'!$A$2:$A$26,MATCH($C576,'Shultis Faw'!$A$2:$A$26,1)+1)-INDEX('Shultis Faw'!$A$2:$A$26,MATCH($C576,'Shultis Faw'!$A$2:$A$26,1))),$C576*'Shultis Faw'!$E$2/'Shultis Faw'!$A$2)","v":8.1159400000000007E-2},{"$f":"_xlfn.IFNA(INDEX('Shultis Faw'!$F$2:$F$26,MATCH($C576,'Shultis Faw'!$A$2:$A$26,1))+($C576-INDEX('Shultis Faw'!$A$2:$A$26,MATCH($C576,'Shultis Faw'!$A$2:$A$26,1)))*(INDEX('Shultis Faw'!$F$2:$F$26,MATCH($C576,'Shultis Faw'!$A$2:$A$26,1)+1)-INDEX('Shultis Faw'!$F$2:$F$26,MATCH($C576,'Shultis Faw'!$A$2:$A$26,1)))/(INDEX('Shultis Faw'!$A$2:$A$26,MATCH($C576,'Shultis Faw'!$A$2:$A$26,1)+1)-INDEX('Shultis Faw'!$A$2:$A$26,MATCH($C576,'Shultis Faw'!$A$2:$A$26,1))),$C576*'Shultis Faw'!$F$2/'Shultis Faw'!$A$2)","v":13.582839999999999},{"$f":"J576*(H576*'Externe blootstelling'!$D$23/2)^K576+L576*(TANH(((H576*'Externe blootstelling'!$D$23)/(2*M576))-2)-TANH(-2))/(1-TANH(-2))","v":1.8843866330836392},{"$f":"IF(N576=1,1+(I576-1)*H576*'Externe blootstelling'!$D$23/2,1+(I576-1)*(N576^(H576*'Externe blootstelling'!$D$23/2)-1)/(N576-1))","v":15.63351121441706},{"$f":"G576*EXP(-H576*'Externe blootstelling'!$D$23/2)*O576","v":7.7866582627941704E-5}]
[null," g ",0.122319,1.9571039999999998E-14,1.238E-2,{"$f":"_xlfn.IFNA(INDEX('hp (pSv cm2)'!$B$2:$B$52,MATCH($C577,'hp (pSv cm2)'!$A$2:$A$52,1))+($C577-INDEX('hp (pSv cm2)'!$A$2:$A$52,MATCH($C577,'hp (pSv cm2)'!$A$2:$A$52,1)))*(INDEX('hp (pSv cm2)'!$B$2:$B$52,MATCH($C577,'hp (pSv cm2)'!$A$2:$A$52,1)+1)-INDEX('hp (pSv cm2)'!$B$2:$B$52,MATCH($C577,'hp (pSv cm2)'!$A$2:$A$52,1)))/(INDEX('hp (pSv cm2)'!$A$2:$A$52,MATCH($C577,'hp (pSv cm2)'!$A$2:$A$52,1)+1)-INDEX('hp (pSv cm2)'!$A$2:$A$52,MATCH($C577,'hp (pSv cm2)'!$A$2:$A$52,1))),$C577*'hp (pSv cm2)'!$B$2/'hp (pSv cm2)'!$A$2)","v":0.62022102000000001},7.6783362276000005E-3,{"$f":"_xlfn.IFNA(0.997*(INDEX('Mass attenuation coefficients'!$B$2:$B$37,MATCH($C577,'Mass attenuation coefficients'!$A$2:$A$37,1))+($C577-INDEX('Mass attenuation coefficients'!$A$2:$A$37,MATCH($C577,'Mass attenuation coefficients'!$A$2:$A$37,1)))*(INDEX('Mass attenuation coefficients'!$B$2:$B$37,MATCH($C577,'Mass attenuation coefficients'!$A$2:$A$37,1)+1)-INDEX('Mass attenuation coefficients'!$B$2:$B$37,MATCH($C577,'Mass attenuation coefficients'!$A$2:$A$37,1)))/(INDEX('Mass attenuation coefficients'!$A$2:$A$37,MATCH($C577,'Mass attenuation coefficients'!$A$2:$A$37,1)+1)-INDEX('Mass attenuation coefficients'!$A$2:$A$37,MATCH($C577,'Mass attenuation coefficients'!$A$2:$A$37,1)))),0.997*$C577*'Mass attenuation coefficients'!$B$2/'Mass attenuation coefficients'!$A$2)","v":0.16119807462799998},{"$f":"_xlfn.IFNA(INDEX('Shultis Faw'!$C$2:$C$26,MATCH($C577,'Shultis Faw'!$A$2:$A$26,1))+($C577-INDEX('Shultis Faw'!$A$2:$A$26,MATCH($C577,'Shultis Faw'!$A$2:$A$26,1)))*(INDEX('Shultis Faw'!$C$2:$C$26,MATCH($C577,'Shultis Faw'!$A$2:$A$26,1)+1)-INDEX('Shultis Faw'!$C$2:$C$26,MATCH($C577,'Shultis Faw'!$A$2:$A$26,1)))/(INDEX('Shultis Faw'!$A$2:$A$26,MATCH($C577,'Shultis Faw'!$A$2:$A$26,1)+1)-INDEX('Shultis Faw'!$A$2:$A$26,MATCH($C577,'Shultis Faw'!$A$2:$A$26,1))),$C577*'Shultis Faw'!$C$2/'Shultis Faw'!$A$2)","v":4.3210729199999998},{"$f":"_xlfn.IFNA(INDEX('Shultis Faw'!$D$2:$D$26,MATCH($C577,'Shultis Faw'!$A$2:$A$26,1))+($C577-INDEX('Shultis Faw'!$A$2:$A$26,MATCH($C577,'Shultis Faw'!$A$2:$A$26,1)))*(INDEX('Shultis Faw'!$D$2:$D$26,MATCH($C577,'Shultis Faw'!$A$2:$A$26,1)+1)-INDEX('Shultis Faw'!$D$2:$D$26,MATCH($C577,'Shultis Faw'!$A$2:$A$26,1)))/(INDEX('Shultis Faw'!$A$2:$A$26,MATCH($C577,'Shultis Faw'!$A$2:$A$26,1)+1)-INDEX('Shultis Faw'!$A$2:$A$26,MATCH($C577,'Shultis Faw'!$A$2:$A$26,1))),$C577*'Shultis Faw'!$D$2/'Shultis Faw'!$A$2)","v":2.23037398},{"$f":"_xlfn.IFNA(INDEX('Shultis Faw'!$B$2:$B$26,MATCH($C577,'Shultis Faw'!$A$2:$A$26,1))+($C577-INDEX('Shultis Faw'!$A$2:$A$26,MATCH($C577,'Shultis Faw'!$A$2:$A$26,1)))*(INDEX('Shultis Faw'!$B$2:$B$26,MATCH($C577,'Shultis Faw'!$A$2:$A$26,1)+1)-INDEX('Shultis Faw'!$B$2:$B$26,MATCH($C577,'Shultis Faw'!$A$2:$A$26,1)))/(INDEX('Shultis Faw'!$A$2:$A$26,MATCH($C577,'Shultis Faw'!$A$2:$A$26,1)+1)-INDEX('Shultis Faw'!$A$2:$A$26,MATCH($C577,'Shultis Faw'!$A$2:$A$26,1))),$C577*'Shultis Faw'!$B$2/'Shultis Faw'!$A$2)","v":-0.18555362},{"$f":"_xlfn.IFNA(INDEX('Shultis Faw'!$E$2:$E$26,MATCH($C577,'Shultis Faw'!$A$2:$A$26,1))+($C577-INDEX('Shultis Faw'!$A$2:$A$26,MATCH($C577,'Shultis Faw'!$A$2:$A$26,1)))*(INDEX('Shultis Faw'!$E$2:$E$26,MATCH($C577,'Shultis Faw'!$A$2:$A$26,1)+1)-INDEX('Shultis Faw'!$E$2:$E$26,MATCH($C577,'Shultis Faw'!$A$2:$A$26,1)))/(INDEX('Shultis Faw'!$A$2:$A$26,MATCH($C577,'Shultis Faw'!$A$2:$A$26,1)+1)-INDEX('Shultis Faw'!$A$2:$A$26,MATCH($C577,'Shultis Faw'!$A$2:$A$26,1))),$C577*'Shultis Faw'!$E$2/'Shultis Faw'!$A$2)","v":8.0412738000000011E-2},{"$f":"_xlfn.IFNA(INDEX('Shultis Faw'!$F$2:$F$26,MATCH($C577,'Shultis Faw'!$A$2:$A$26,1))+($C577-INDEX('Shultis Faw'!$A$2:$A$26,MATCH($C577,'Shultis Faw'!$A$2:$A$26,1)))*(INDEX('Shultis Faw'!$F$2:$F$26,MATCH($C577,'Shultis Faw'!$A$2:$A$26,1)+1)-INDEX('Shultis Faw'!$F$2:$F$26,MATCH($C577,'Shultis Faw'!$A$2:$A$26,1)))/(INDEX('Shultis Faw'!$A$2:$A$26,MATCH($C577,'Shultis Faw'!$A$2:$A$26,1)+1)-INDEX('Shultis Faw'!$A$2:$A$26,MATCH($C577,'Shultis Faw'!$A$2:$A$26,1))),$C577*'Shultis Faw'!$F$2/'Shultis Faw'!$A$2)","v":13.713886799999999},{"$f":"J577*(H577*'Externe blootstelling'!$D$23/2)^K577+L577*(TANH(((H577*'Externe blootstelling'!$D$23)/(2*M577))-2)-TANH(-2))/(1-TANH(-2))","v":1.8939396533626403},{"$f":"IF(N577=1,1+(I577-1)*H577*'Externe blootstelling'!$D$23/2,1+(I577-1)*(N577^(H577*'Externe blootstelling'!$D$23/2)-1)/(N577-1))","v":14.688279146772476},{"$f":"G577*EXP(-H577*'Externe blootstelling'!$D$23/2)*O577","v":1.0049085205436067E-2}]
[null," g ",0.13159999999999999,2.1055999999999998E-14,6.0000000000000002E-5,{"$f":"_xlfn.IFNA(INDEX('hp (pSv cm2)'!$B$2:$B$52,MATCH($C578,'hp (pSv cm2)'!$A$2:$A$52,1))+($C578-INDEX('hp (pSv cm2)'!$A$2:$A$52,MATCH($C578,'hp (pSv cm2)'!$A$2:$A$52,1)))*(INDEX('hp (pSv cm2)'!$B$2:$B$52,MATCH($C578,'hp (pSv cm2)'!$A$2:$A$52,1)+1)-INDEX('hp (pSv cm2)'!$B$2:$B$52,MATCH($C578,'hp (pSv cm2)'!$A$2:$A$52,1)))/(INDEX('hp (pSv cm2)'!$A$2:$A$52,MATCH($C578,'hp (pSv cm2)'!$A$2:$A$52,1)+1)-INDEX('hp (pSv cm2)'!$A$2:$A$52,MATCH($C578,'hp (pSv cm2)'!$A$2:$A$52,1))),$C578*'hp (pSv cm2)'!$B$2/'hp (pSv cm2)'!$A$2)","v":0.66272799999999998},3.9763679999999999E-5,{"$f":"_xlfn.IFNA(0.997*(INDEX('Mass attenuation coefficients'!$B$2:$B$37,MATCH($C578,'Mass attenuation coefficients'!$A$2:$A$37,1))+($C578-INDEX('Mass attenuation coefficients'!$A$2:$A$37,MATCH($C578,'Mass attenuation coefficients'!$A$2:$A$37,1)))*(INDEX('Mass attenuation coefficients'!$B$2:$B$37,MATCH($C578,'Mass attenuation coefficients'!$A$2:$A$37,1)+1)-INDEX('Mass attenuation coefficients'!$B$2:$B$37,MATCH($C578,'Mass attenuation coefficients'!$A$2:$A$37,1)))/(INDEX('Mass attenuation coefficients'!$A$2:$A$37,MATCH($C578,'Mass attenuation coefficients'!$A$2:$A$37,1)+1)-INDEX('Mass attenuation coefficients'!$A$2:$A$37,MATCH($C578,'Mass attenuation coefficients'!$A$2:$A$37,1)))),0.997*$C578*'Mass attenuation coefficients'!$B$2/'Mass attenuation coefficients'!$A$2)","v":0.1574597992},{"$f":"_xlfn.IFNA(INDEX('Shultis Faw'!$C$2:$C$26,MATCH($C578,'Shultis Faw'!$A$2:$A$26,1))+($C578-INDEX('Shultis Faw'!$A$2:$A$26,MATCH($C578,'Shultis Faw'!$A$2:$A$26,1)))*(INDEX('Shultis Faw'!$C$2:$C$26,MATCH($C578,'Shultis Faw'!$A$2:$A$26,1)+1)-INDEX('Shultis Faw'!$C$2:$C$26,MATCH($C578,'Shultis Faw'!$A$2:$A$26,1)))/(INDEX('Shultis Faw'!$A$2:$A$26,MATCH($C578,'Shultis Faw'!$A$2:$A$26,1)+1)-INDEX('Shultis Faw'!$A$2:$A$26,MATCH($C578,'Shultis Faw'!$A$2:$A$26,1))),$C578*'Shultis Faw'!$C$2/'Shultis Faw'!$A$2)","v":4.1788879999999997},{"$f":"_xlfn.IFNA(INDEX('Shultis Faw'!$D$2:$D$26,MATCH($C578,'Shultis Faw'!$A$2:$A$26,1))+($C578-INDEX('Shultis Faw'!$A$2:$A$26,MATCH($C578,'Shultis Faw'!$A$2:$A$26,1)))*(INDEX('Shultis Faw'!$D$2:$D$26,MATCH($C578,'Shultis Faw'!$A$2:$A$26,1)+1)-INDEX('Shultis Faw'!$D$2:$D$26,MATCH($C578,'Shultis Faw'!$A$2:$A$26,1)))/(INDEX('Shultis Faw'!$A$2:$A$26,MATCH($C578,'Shultis Faw'!$A$2:$A$26,1)+1)-INDEX('Shultis Faw'!$A$2:$A$26,MATCH($C578,'Shultis Faw'!$A$2:$A$26,1))),$C578*'Shultis Faw'!$D$2/'Shultis Faw'!$A$2)","v":2.2342719999999998},{"$f":"_xlfn.IFNA(INDEX('Shultis Faw'!$B$2:$B$26,MATCH($C578,'Shultis Faw'!$A$2:$A$26,1))+($C578-INDEX('Shultis Faw'!$A$2:$A$26,MATCH($C578,'Shultis Faw'!$A$2:$A$26,1)))*(INDEX('Shultis Faw'!$B$2:$B$26,MATCH($C578,'Shultis Faw'!$A$2:$A$26,1)+1)-INDEX('Shultis Faw'!$B$2:$B$26,MATCH($C578,'Shultis Faw'!$A$2:$A$26,1)))/(INDEX('Shultis Faw'!$A$2:$A$26,MATCH($C578,'Shultis Faw'!$A$2:$A$26,1)+1)-INDEX('Shultis Faw'!$A$2:$A$26,MATCH($C578,'Shultis Faw'!$A$2:$A$26,1))),$C578*'Shultis Faw'!$B$2/'Shultis Faw'!$A$2)","v":-0.185368},{"$f":"_xlfn.IFNA(INDEX('Shultis Faw'!$E$2:$E$26,MATCH($C578,'Shultis Faw'!$A$2:$A$26,1))+($C578-INDEX('Shultis Faw'!$A$2:$A$26,MATCH($C578,'Shultis Faw'!$A$2:$A$26,1)))*(INDEX('Shultis Faw'!$E$2:$E$26,MATCH($C578,'Shultis Faw'!$A$2:$A$26,1)+1)-INDEX('Shultis Faw'!$E$2:$E$26,MATCH($C578,'Shultis Faw'!$A$2:$A$26,1)))/(INDEX('Shultis Faw'!$A$2:$A$26,MATCH($C578,'Shultis Faw'!$A$2:$A$26,1)+1)-INDEX('Shultis Faw'!$A$2:$A$26,MATCH($C578,'Shultis Faw'!$A$2:$A$26,1))),$C578*'Shultis Faw'!$E$2/'Shultis Faw'!$A$2)","v":7.950320000000001E-2},{"$f":"_xlfn.IFNA(INDEX('Shultis Faw'!$F$2:$F$26,MATCH($C578,'Shultis Faw'!$A$2:$A$26,1))+($C578-INDEX('Shultis Faw'!$A$2:$A$26,MATCH($C578,'Shultis Faw'!$A$2:$A$26,1)))*(INDEX('Shultis Faw'!$F$2:$F$26,MATCH($C578,'Shultis Faw'!$A$2:$A$26,1)+1)-INDEX('Shultis Faw'!$F$2:$F$26,MATCH($C578,'Shultis Faw'!$A$2:$A$26,1)))/(INDEX('Shultis Faw'!$A$2:$A$26,MATCH($C578,'Shultis Faw'!$A$2:$A$26,1)+1)-INDEX('Shultis Faw'!$A$2:$A$26,MATCH($C578,'Shultis Faw'!$A$2:$A$26,1))),$C578*'Shultis Faw'!$F$2/'Shultis Faw'!$A$2)","v":13.873519999999999},{"$f":"J578*(H578*'Externe blootstelling'!$D$23/2)^K578+L578*(TANH(((H578*'Externe blootstelling'!$D$23)/(2*M578))-2)-TANH(-2))/(1-TANH(-2))","v":1.9057970485357714},{"$f":"IF(N578=1,1+(I578-1)*H578*'Externe blootstelling'!$D$23/2,1+(I578-1)*(N578^(H578*'Externe blootstelling'!$D$23/2)-1)/(N578-1))","v":13.587936574794766},{"$f":"G578*EXP(-H578*'Externe blootstelling'!$D$23/2)*O578","v":5.0919162561239472E-5}]
[null," g ",0.13830000000000001,2.2128E-14,1.7E-5,{"$f":"_xlfn.IFNA(INDEX('hp (pSv cm2)'!$B$2:$B$52,MATCH($C579,'hp (pSv cm2)'!$A$2:$A$52,1))+($C579-INDEX('hp (pSv cm2)'!$A$2:$A$52,MATCH($C579,'hp (pSv cm2)'!$A$2:$A$52,1)))*(INDEX('hp (pSv cm2)'!$B$2:$B$52,MATCH($C579,'hp (pSv cm2)'!$A$2:$A$52,1)+1)-INDEX('hp (pSv cm2)'!$B$2:$B$52,MATCH($C579,'hp (pSv cm2)'!$A$2:$A$52,1)))/(INDEX('hp (pSv cm2)'!$A$2:$A$52,MATCH($C579,'hp (pSv cm2)'!$A$2:$A$52,1)+1)-INDEX('hp (pSv cm2)'!$A$2:$A$52,MATCH($C579,'hp (pSv cm2)'!$A$2:$A$52,1))),$C579*'hp (pSv cm2)'!$B$2/'hp (pSv cm2)'!$A$2)","v":0.69341399999999997},1.1788038E-5,{"$f":"_xlfn.IFNA(0.997*(INDEX('Mass attenuation coefficients'!$B$2:$B$37,MATCH($C579,'Mass attenuation coefficients'!$A$2:$A$37,1))+($C579-INDEX('Mass attenuation coefficients'!$A$2:$A$37,MATCH($C579,'Mass attenuation coefficients'!$A$2:$A$37,1)))*(INDEX('Mass attenuation coefficients'!$B$2:$B$37,MATCH($C579,'Mass attenuation coefficients'!$A$2:$A$37,1)+1)-INDEX('Mass attenuation coefficients'!$B$2:$B$37,MATCH($C579,'Mass attenuation coefficients'!$A$2:$A$37,1)))/(INDEX('Mass attenuation coefficients'!$A$2:$A$37,MATCH($C579,'Mass attenuation coefficients'!$A$2:$A$37,1)+1)-INDEX('Mass attenuation coefficients'!$A$2:$A$37,MATCH($C579,'Mass attenuation coefficients'!$A$2:$A$37,1)))),0.997*$C579*'Mass attenuation coefficients'!$B$2/'Mass attenuation coefficients'!$A$2)","v":0.1547611196},{"$f":"_xlfn.IFNA(INDEX('Shultis Faw'!$C$2:$C$26,MATCH($C579,'Shultis Faw'!$A$2:$A$26,1))+($C579-INDEX('Shultis Faw'!$A$2:$A$26,MATCH($C579,'Shultis Faw'!$A$2:$A$26,1)))*(INDEX('Shultis Faw'!$C$2:$C$26,MATCH($C579,'Shultis Faw'!$A$2:$A$26,1)+1)-INDEX('Shultis Faw'!$C$2:$C$26,MATCH($C579,'Shultis Faw'!$A$2:$A$26,1)))/(INDEX('Shultis Faw'!$A$2:$A$26,MATCH($C579,'Shultis Faw'!$A$2:$A$26,1)+1)-INDEX('Shultis Faw'!$A$2:$A$26,MATCH($C579,'Shultis Faw'!$A$2:$A$26,1))),$C579*'Shultis Faw'!$C$2/'Shultis Faw'!$A$2)","v":4.076244},{"$f":"_xlfn.IFNA(INDEX('Shultis Faw'!$D$2:$D$26,MATCH($C579,'Shultis Faw'!$A$2:$A$26,1))+($C579-INDEX('Shultis Faw'!$A$2:$A$26,MATCH($C579,'Shultis Faw'!$A$2:$A$26,1)))*(INDEX('Shultis Faw'!$D$2:$D$26,MATCH($C579,'Shultis Faw'!$A$2:$A$26,1)+1)-INDEX('Shultis Faw'!$D$2:$D$26,MATCH($C579,'Shultis Faw'!$A$2:$A$26,1)))/(INDEX('Shultis Faw'!$A$2:$A$26,MATCH($C579,'Shultis Faw'!$A$2:$A$26,1)+1)-INDEX('Shultis Faw'!$A$2:$A$26,MATCH($C579,'Shultis Faw'!$A$2:$A$26,1))),$C579*'Shultis Faw'!$D$2/'Shultis Faw'!$A$2)","v":2.2370860000000001},{"$f":"_xlfn.IFNA(INDEX('Shultis Faw'!$B$2:$B$26,MATCH($C579,'Shultis Faw'!$A$2:$A$26,1))+($C579-INDEX('Shultis Faw'!$A$2:$A$26,MATCH($C579,'Shultis Faw'!$A$2:$A$26,1)))*(INDEX('Shultis Faw'!$B$2:$B$26,MATCH($C579,'Shultis Faw'!$A$2:$A$26,1)+1)-INDEX('Shultis Faw'!$B$2:$B$26,MATCH($C579,'Shultis Faw'!$A$2:$A$26,1)))/(INDEX('Shultis Faw'!$A$2:$A$26,MATCH($C579,'Shultis Faw'!$A$2:$A$26,1)+1)-INDEX('Shultis Faw'!$A$2:$A$26,MATCH($C579,'Shultis Faw'!$A$2:$A$26,1))),$C579*'Shultis Faw'!$B$2/'Shultis Faw'!$A$2)","v":-0.18523400000000001},{"$f":"_xlfn.IFNA(INDEX('Shultis Faw'!$E$2:$E$26,MATCH($C579,'Shultis Faw'!$A$2:$A$26,1))+($C579-INDEX('Shultis Faw'!$A$2:$A$26,MATCH($C579,'Shultis Faw'!$A$2:$A$26,1)))*(INDEX('Shultis Faw'!$E$2:$E$26,MATCH($C579,'Shultis Faw'!$A$2:$A$26,1)+1)-INDEX('Shultis Faw'!$E$2:$E$26,MATCH($C579,'Shultis Faw'!$A$2:$A$26,1)))/(INDEX('Shultis Faw'!$A$2:$A$26,MATCH($C579,'Shultis Faw'!$A$2:$A$26,1)+1)-INDEX('Shultis Faw'!$A$2:$A$26,MATCH($C579,'Shultis Faw'!$A$2:$A$26,1))),$C579*'Shultis Faw'!$E$2/'Shultis Faw'!$A$2)","v":7.8846600000000003E-2},{"$f":"_xlfn.IFNA(INDEX('Shultis Faw'!$F$2:$F$26,MATCH($C579,'Shultis Faw'!$A$2:$A$26,1))+($C579-INDEX('Shultis Faw'!$A$2:$A$26,MATCH($C579,'Shultis Faw'!$A$2:$A$26,1)))*(INDEX('Shultis Faw'!$F$2:$F$26,MATCH($C579,'Shultis Faw'!$A$2:$A$26,1)+1)-INDEX('Shultis Faw'!$F$2:$F$26,MATCH($C579,'Shultis Faw'!$A$2:$A$26,1)))/(INDEX('Shultis Faw'!$A$2:$A$26,MATCH($C579,'Shultis Faw'!$A$2:$A$26,1)+1)-INDEX('Shultis Faw'!$A$2:$A$26,MATCH($C579,'Shultis Faw'!$A$2:$A$26,1))),$C579*'Shultis Faw'!$F$2/'Shultis Faw'!$A$2)","v":13.988759999999999},{"$f":"J579*(H579*'Externe blootstelling'!$D$23/2)^K579+L579*(TANH(((H579*'Externe blootstelling'!$D$23)/(2*M579))-2)-TANH(-2))/(1-TANH(-2))","v":1.914513873281988},{"$f":"IF(N579=1,1+(I579-1)*H579*'Externe blootstelling'!$D$23/2,1+(I579-1)*(N579^(H579*'Externe blootstelling'!$D$23/2)-1)/(N579-1))","v":12.827879577301092},{"$f":"G579*EXP(-H579*'Externe blootstelling'!$D$23/2)*O579","v":1.4839453171610785E-5}]
[null," g ",0.14427000000000001,2.3083199999999999E-14,3.3599999999999998E-2,{"$f":"_xlfn.IFNA(INDEX('hp (pSv cm2)'!$B$2:$B$52,MATCH($C580,'hp (pSv cm2)'!$A$2:$A$52,1))+($C580-INDEX('hp (pSv cm2)'!$A$2:$A$52,MATCH($C580,'hp (pSv cm2)'!$A$2:$A$52,1)))*(INDEX('hp (pSv cm2)'!$B$2:$B$52,MATCH($C580,'hp (pSv cm2)'!$A$2:$A$52,1)+1)-INDEX('hp (pSv cm2)'!$B$2:$B$52,MATCH($C580,'hp (pSv cm2)'!$A$2:$A$52,1)))/(INDEX('hp (pSv cm2)'!$A$2:$A$52,MATCH($C580,'hp (pSv cm2)'!$A$2:$A$52,1)+1)-INDEX('hp (pSv cm2)'!$A$2:$A$52,MATCH($C580,'hp (pSv cm2)'!$A$2:$A$52,1))),$C580*'hp (pSv cm2)'!$B$2/'hp (pSv cm2)'!$A$2)","v":0.72075660000000008},2.421742176E-2,{"$f":"_xlfn.IFNA(0.997*(INDEX('Mass attenuation coefficients'!$B$2:$B$37,MATCH($C580,'Mass attenuation coefficients'!$A$2:$A$37,1))+($C580-INDEX('Mass attenuation coefficients'!$A$2:$A$37,MATCH($C580,'Mass attenuation coefficients'!$A$2:$A$37,1)))*(INDEX('Mass attenuation coefficients'!$B$2:$B$37,MATCH($C580,'Mass attenuation coefficients'!$A$2:$A$37,1)+1)-INDEX('Mass attenuation coefficients'!$B$2:$B$37,MATCH($C580,'Mass attenuation coefficients'!$A$2:$A$37,1)))/(INDEX('Mass attenuation coefficients'!$A$2:$A$37,MATCH($C580,'Mass attenuation coefficients'!$A$2:$A$37,1)+1)-INDEX('Mass attenuation coefficients'!$A$2:$A$37,MATCH($C580,'Mass attenuation coefficients'!$A$2:$A$37,1)))),0.997*$C580*'Mass attenuation coefficients'!$B$2/'Mass attenuation coefficients'!$A$2)","v":0.15235647523999998},{"$f":"_xlfn.IFNA(INDEX('Shultis Faw'!$C$2:$C$26,MATCH($C580,'Shultis Faw'!$A$2:$A$26,1))+($C580-INDEX('Shultis Faw'!$A$2:$A$26,MATCH($C580,'Shultis Faw'!$A$2:$A$26,1)))*(INDEX('Shultis Faw'!$C$2:$C$26,MATCH($C580,'Shultis Faw'!$A$2:$A$26,1)+1)-INDEX('Shultis Faw'!$C$2:$C$26,MATCH($C580,'Shultis Faw'!$A$2:$A$26,1)))/(INDEX('Shultis Faw'!$A$2:$A$26,MATCH($C580,'Shultis Faw'!$A$2:$A$26,1)+1)-INDEX('Shultis Faw'!$A$2:$A$26,MATCH($C580,'Shultis Faw'!$A$2:$A$26,1))),$C580*'Shultis Faw'!$C$2/'Shultis Faw'!$A$2)","v":3.9847835999999996},{"$f":"_xlfn.IFNA(INDEX('Shultis Faw'!$D$2:$D$26,MATCH($C580,'Shultis Faw'!$A$2:$A$26,1))+($C580-INDEX('Shultis Faw'!$A$2:$A$26,MATCH($C580,'Shultis Faw'!$A$2:$A$26,1)))*(INDEX('Shultis Faw'!$D$2:$D$26,MATCH($C580,'Shultis Faw'!$A$2:$A$26,1)+1)-INDEX('Shultis Faw'!$D$2:$D$26,MATCH($C580,'Shultis Faw'!$A$2:$A$26,1)))/(INDEX('Shultis Faw'!$A$2:$A$26,MATCH($C580,'Shultis Faw'!$A$2:$A$26,1)+1)-INDEX('Shultis Faw'!$A$2:$A$26,MATCH($C580,'Shultis Faw'!$A$2:$A$26,1))),$C580*'Shultis Faw'!$D$2/'Shultis Faw'!$A$2)","v":2.2395934},{"$f":"_xlfn.IFNA(INDEX('Shultis Faw'!$B$2:$B$26,MATCH($C580,'Shultis Faw'!$A$2:$A$26,1))+($C580-INDEX('Shultis Faw'!$A$2:$A$26,MATCH($C580,'Shultis Faw'!$A$2:$A$26,1)))*(INDEX('Shultis Faw'!$B$2:$B$26,MATCH($C580,'Shultis Faw'!$A$2:$A$26,1)+1)-INDEX('Shultis Faw'!$B$2:$B$26,MATCH($C580,'Shultis Faw'!$A$2:$A$26,1)))/(INDEX('Shultis Faw'!$A$2:$A$26,MATCH($C580,'Shultis Faw'!$A$2:$A$26,1)+1)-INDEX('Shultis Faw'!$A$2:$A$26,MATCH($C580,'Shultis Faw'!$A$2:$A$26,1))),$C580*'Shultis Faw'!$B$2/'Shultis Faw'!$A$2)","v":-0.18511459999999999},{"$f":"_xlfn.IFNA(INDEX('Shultis Faw'!$E$2:$E$26,MATCH($C580,'Shultis Faw'!$A$2:$A$26,1))+($C580-INDEX('Shultis Faw'!$A$2:$A$26,MATCH($C580,'Shultis Faw'!$A$2:$A$26,1)))*(INDEX('Shultis Faw'!$E$2:$E$26,MATCH($C580,'Shultis Faw'!$A$2:$A$26,1)+1)-INDEX('Shultis Faw'!$E$2:$E$26,MATCH($C580,'Shultis Faw'!$A$2:$A$26,1)))/(INDEX('Shultis Faw'!$A$2:$A$26,MATCH($C580,'Shultis Faw'!$A$2:$A$26,1)+1)-INDEX('Shultis Faw'!$A$2:$A$26,MATCH($C580,'Shultis Faw'!$A$2:$A$26,1))),$C580*'Shultis Faw'!$E$2/'Shultis Faw'!$A$2)","v":7.8261540000000004E-2},{"$f":"_xlfn.IFNA(INDEX('Shultis Faw'!$F$2:$F$26,MATCH($C580,'Shultis Faw'!$A$2:$A$26,1))+($C580-INDEX('Shultis Faw'!$A$2:$A$26,MATCH($C580,'Shultis Faw'!$A$2:$A$26,1)))*(INDEX('Shultis Faw'!$F$2:$F$26,MATCH($C580,'Shultis Faw'!$A$2:$A$26,1)+1)-INDEX('Shultis Faw'!$F$2:$F$26,MATCH($C580,'Shultis Faw'!$A$2:$A$26,1)))/(INDEX('Shultis Faw'!$A$2:$A$26,MATCH($C580,'Shultis Faw'!$A$2:$A$26,1)+1)-INDEX('Shultis Faw'!$A$2:$A$26,MATCH($C580,'Shultis Faw'!$A$2:$A$26,1))),$C580*'Shultis Faw'!$F$2/'Shultis Faw'!$A$2)","v":14.091443999999999},{"$f":"J580*(H580*'Externe blootstelling'!$D$23/2)^K580+L580*(TANH(((H580*'Externe blootstelling'!$D$23)/(2*M580))-2)-TANH(-2))/(1-TANH(-2))","v":1.9223962654305955},{"$f":"IF(N580=1,1+(I580-1)*H580*'Externe blootstelling'!$D$23/2,1+(I580-1)*(N580^(H580*'Externe blootstelling'!$D$23/2)-1)/(N580-1))","v":12.17446073892668},{"$f":"G580*EXP(-H580*'Externe blootstelling'!$D$23/2)*O580","v":2.9996044665563441E-2}]
[null," g ",0.1472,2.3551999999999998E-14,6.0000000000000002E-5,{"$f":"_xlfn.IFNA(INDEX('hp (pSv cm2)'!$B$2:$B$52,MATCH($C581,'hp (pSv cm2)'!$A$2:$A$52,1))+($C581-INDEX('hp (pSv cm2)'!$A$2:$A$52,MATCH($C581,'hp (pSv cm2)'!$A$2:$A$52,1)))*(INDEX('hp (pSv cm2)'!$B$2:$B$52,MATCH($C581,'hp (pSv cm2)'!$A$2:$A$52,1)+1)-INDEX('hp (pSv cm2)'!$B$2:$B$52,MATCH($C581,'hp (pSv cm2)'!$A$2:$A$52,1)))/(INDEX('hp (pSv cm2)'!$A$2:$A$52,MATCH($C581,'hp (pSv cm2)'!$A$2:$A$52,1)+1)-INDEX('hp (pSv cm2)'!$A$2:$A$52,MATCH($C581,'hp (pSv cm2)'!$A$2:$A$52,1))),$C581*'hp (pSv cm2)'!$B$2/'hp (pSv cm2)'!$A$2)","v":0.73417599999999994},4.4050559999999999E-5,{"$f":"_xlfn.IFNA(0.997*(INDEX('Mass attenuation coefficients'!$B$2:$B$37,MATCH($C581,'Mass attenuation coefficients'!$A$2:$A$37,1))+($C581-INDEX('Mass attenuation coefficients'!$A$2:$A$37,MATCH($C581,'Mass attenuation coefficients'!$A$2:$A$37,1)))*(INDEX('Mass attenuation coefficients'!$B$2:$B$37,MATCH($C581,'Mass attenuation coefficients'!$A$2:$A$37,1)+1)-INDEX('Mass attenuation coefficients'!$B$2:$B$37,MATCH($C581,'Mass attenuation coefficients'!$A$2:$A$37,1)))/(INDEX('Mass attenuation coefficients'!$A$2:$A$37,MATCH($C581,'Mass attenuation coefficients'!$A$2:$A$37,1)+1)-INDEX('Mass attenuation coefficients'!$A$2:$A$37,MATCH($C581,'Mass attenuation coefficients'!$A$2:$A$37,1)))),0.997*$C581*'Mass attenuation coefficients'!$B$2/'Mass attenuation coefficients'!$A$2)","v":0.15117630639999999},{"$f":"_xlfn.IFNA(INDEX('Shultis Faw'!$C$2:$C$26,MATCH($C581,'Shultis Faw'!$A$2:$A$26,1))+($C581-INDEX('Shultis Faw'!$A$2:$A$26,MATCH($C581,'Shultis Faw'!$A$2:$A$26,1)))*(INDEX('Shultis Faw'!$C$2:$C$26,MATCH($C581,'Shultis Faw'!$A$2:$A$26,1)+1)-INDEX('Shultis Faw'!$C$2:$C$26,MATCH($C581,'Shultis Faw'!$A$2:$A$26,1)))/(INDEX('Shultis Faw'!$A$2:$A$26,MATCH($C581,'Shultis Faw'!$A$2:$A$26,1)+1)-INDEX('Shultis Faw'!$A$2:$A$26,MATCH($C581,'Shultis Faw'!$A$2:$A$26,1))),$C581*'Shultis Faw'!$C$2/'Shultis Faw'!$A$2)","v":3.9398960000000001},{"$f":"_xlfn.IFNA(INDEX('Shultis Faw'!$D$2:$D$26,MATCH($C581,'Shultis Faw'!$A$2:$A$26,1))+($C581-INDEX('Shultis Faw'!$A$2:$A$26,MATCH($C581,'Shultis Faw'!$A$2:$A$26,1)))*(INDEX('Shultis Faw'!$D$2:$D$26,MATCH($C581,'Shultis Faw'!$A$2:$A$26,1)+1)-INDEX('Shultis Faw'!$D$2:$D$26,MATCH($C581,'Shultis Faw'!$A$2:$A$26,1)))/(INDEX('Shultis Faw'!$A$2:$A$26,MATCH($C581,'Shultis Faw'!$A$2:$A$26,1)+1)-INDEX('Shultis Faw'!$A$2:$A$26,MATCH($C581,'Shultis Faw'!$A$2:$A$26,1))),$C581*'Shultis Faw'!$D$2/'Shultis Faw'!$A$2)","v":2.2408239999999999},{"$f":"_xlfn.IFNA(INDEX('Shultis Faw'!$B$2:$B$26,MATCH($C581,'Shultis Faw'!$A$2:$A$26,1))+($C581-INDEX('Shultis Faw'!$A$2:$A$26,MATCH($C581,'Shultis Faw'!$A$2:$A$26,1)))*(INDEX('Shultis Faw'!$B$2:$B$26,MATCH($C581,'Shultis Faw'!$A$2:$A$26,1)+1)-INDEX('Shultis Faw'!$B$2:$B$26,MATCH($C581,'Shultis Faw'!$A$2:$A$26,1)))/(INDEX('Shultis Faw'!$A$2:$A$26,MATCH($C581,'Shultis Faw'!$A$2:$A$26,1)+1)-INDEX('Shultis Faw'!$A$2:$A$26,MATCH($C581,'Shultis Faw'!$A$2:$A$26,1))),$C581*'Shultis Faw'!$B$2/'Shultis Faw'!$A$2)","v":-0.185056},{"$f":"_xlfn.IFNA(INDEX('Shultis Faw'!$E$2:$E$26,MATCH($C581,'Shultis Faw'!$A$2:$A$26,1))+($C581-INDEX('Shultis Faw'!$A$2:$A$26,MATCH($C581,'Shultis Faw'!$A$2:$A$26,1)))*(INDEX('Shultis Faw'!$E$2:$E$26,MATCH($C581,'Shultis Faw'!$A$2:$A$26,1)+1)-INDEX('Shultis Faw'!$E$2:$E$26,MATCH($C581,'Shultis Faw'!$A$2:$A$26,1)))/(INDEX('Shultis Faw'!$A$2:$A$26,MATCH($C581,'Shultis Faw'!$A$2:$A$26,1)+1)-INDEX('Shultis Faw'!$A$2:$A$26,MATCH($C581,'Shultis Faw'!$A$2:$A$26,1))),$C581*'Shultis Faw'!$E$2/'Shultis Faw'!$A$2)","v":7.7974399999999999E-2},{"$f":"_xlfn.IFNA(INDEX('Shultis Faw'!$F$2:$F$26,MATCH($C581,'Shultis Faw'!$A$2:$A$26,1))+($C581-INDEX('Shultis Faw'!$A$2:$A$26,MATCH($C581,'Shultis Faw'!$A$2:$A$26,1)))*(INDEX('Shultis Faw'!$F$2:$F$26,MATCH($C581,'Shultis Faw'!$A$2:$A$26,1)+1)-INDEX('Shultis Faw'!$F$2:$F$26,MATCH($C581,'Shultis Faw'!$A$2:$A$26,1)))/(INDEX('Shultis Faw'!$A$2:$A$26,MATCH($C581,'Shultis Faw'!$A$2:$A$26,1)+1)-INDEX('Shultis Faw'!$A$2:$A$26,MATCH($C581,'Shultis Faw'!$A$2:$A$26,1))),$C581*'Shultis Faw'!$F$2/'Shultis Faw'!$A$2)","v":14.14184},{"$f":"J581*(H581*'Externe blootstelling'!$D$23/2)^K581+L581*(TANH(((H581*'Externe blootstelling'!$D$23)/(2*M581))-2)-TANH(-2))/(1-TANH(-2))","v":1.9263057477688383},{"$f":"IF(N581=1,1+(I581-1)*H581*'Externe blootstelling'!$D$23/2,1+(I581-1)*(N581^(H581*'Externe blootstelling'!$D$23/2)-1)/(N581-1))","v":11.861886407241425},{"$f":"G581*EXP(-H581*'Externe blootstelling'!$D$23/2)*O581","v":5.4110264850395672E-5}]
[null," g ",0.15420800000000001,2.467328E-14,5.8400000000000001E-2,{"$f":"_xlfn.IFNA(INDEX('hp (pSv cm2)'!$B$2:$B$52,MATCH($C582,'hp (pSv cm2)'!$A$2:$A$52,1))+($C582-INDEX('hp (pSv cm2)'!$A$2:$A$52,MATCH($C582,'hp (pSv cm2)'!$A$2:$A$52,1)))*(INDEX('hp (pSv cm2)'!$B$2:$B$52,MATCH($C582,'hp (pSv cm2)'!$A$2:$A$52,1)+1)-INDEX('hp (pSv cm2)'!$B$2:$B$52,MATCH($C582,'hp (pSv cm2)'!$A$2:$A$52,1)))/(INDEX('hp (pSv cm2)'!$A$2:$A$52,MATCH($C582,'hp (pSv cm2)'!$A$2:$A$52,1)+1)-INDEX('hp (pSv cm2)'!$A$2:$A$52,MATCH($C582,'hp (pSv cm2)'!$A$2:$A$52,1))),$C582*'hp (pSv cm2)'!$B$2/'hp (pSv cm2)'!$A$2)","v":0.76829248000000006},4.4868280832000007E-2,{"$f":"_xlfn.IFNA(0.997*(INDEX('Mass attenuation coefficients'!$B$2:$B$37,MATCH($C582,'Mass attenuation coefficients'!$A$2:$A$37,1))+($C582-INDEX('Mass attenuation coefficients'!$A$2:$A$37,MATCH($C582,'Mass attenuation coefficients'!$A$2:$A$37,1)))*(INDEX('Mass attenuation coefficients'!$B$2:$B$37,MATCH($C582,'Mass attenuation coefficients'!$A$2:$A$37,1)+1)-INDEX('Mass attenuation coefficients'!$B$2:$B$37,MATCH($C582,'Mass attenuation coefficients'!$A$2:$A$37,1)))/(INDEX('Mass attenuation coefficients'!$A$2:$A$37,MATCH($C582,'Mass attenuation coefficients'!$A$2:$A$37,1)+1)-INDEX('Mass attenuation coefficients'!$A$2:$A$37,MATCH($C582,'Mass attenuation coefficients'!$A$2:$A$37,1)))),0.997*$C582*'Mass attenuation coefficients'!$B$2/'Mass attenuation coefficients'!$A$2)","v":0.14891574848},{"$f":"_xlfn.IFNA(INDEX('Shultis Faw'!$C$2:$C$26,MATCH($C582,'Shultis Faw'!$A$2:$A$26,1))+($C582-INDEX('Shultis Faw'!$A$2:$A$26,MATCH($C582,'Shultis Faw'!$A$2:$A$26,1)))*(INDEX('Shultis Faw'!$C$2:$C$26,MATCH($C582,'Shultis Faw'!$A$2:$A$26,1)+1)-INDEX('Shultis Faw'!$C$2:$C$26,MATCH($C582,'Shultis Faw'!$A$2:$A$26,1)))/(INDEX('Shultis Faw'!$A$2:$A$26,MATCH($C582,'Shultis Faw'!$A$2:$A$26,1)+1)-INDEX('Shultis Faw'!$A$2:$A$26,MATCH($C582,'Shultis Faw'!$A$2:$A$26,1))),$C582*'Shultis Faw'!$C$2/'Shultis Faw'!$A$2)","v":3.8617369599999996},{"$f":"_xlfn.IFNA(INDEX('Shultis Faw'!$D$2:$D$26,MATCH($C582,'Shultis Faw'!$A$2:$A$26,1))+($C582-INDEX('Shultis Faw'!$A$2:$A$26,MATCH($C582,'Shultis Faw'!$A$2:$A$26,1)))*(INDEX('Shultis Faw'!$D$2:$D$26,MATCH($C582,'Shultis Faw'!$A$2:$A$26,1)+1)-INDEX('Shultis Faw'!$D$2:$D$26,MATCH($C582,'Shultis Faw'!$A$2:$A$26,1)))/(INDEX('Shultis Faw'!$A$2:$A$26,MATCH($C582,'Shultis Faw'!$A$2:$A$26,1)+1)-INDEX('Shultis Faw'!$A$2:$A$26,MATCH($C582,'Shultis Faw'!$A$2:$A$26,1))),$C582*'Shultis Faw'!$D$2/'Shultis Faw'!$A$2)","v":2.23459392},{"$f":"_xlfn.IFNA(INDEX('Shultis Faw'!$B$2:$B$26,MATCH($C582,'Shultis Faw'!$A$2:$A$26,1))+($C582-INDEX('Shultis Faw'!$A$2:$A$26,MATCH($C582,'Shultis Faw'!$A$2:$A$26,1)))*(INDEX('Shultis Faw'!$B$2:$B$26,MATCH($C582,'Shultis Faw'!$A$2:$A$26,1)+1)-INDEX('Shultis Faw'!$B$2:$B$26,MATCH($C582,'Shultis Faw'!$A$2:$A$26,1)))/(INDEX('Shultis Faw'!$A$2:$A$26,MATCH($C582,'Shultis Faw'!$A$2:$A$26,1)+1)-INDEX('Shultis Faw'!$A$2:$A$26,MATCH($C582,'Shultis Faw'!$A$2:$A$26,1))),$C582*'Shultis Faw'!$B$2/'Shultis Faw'!$A$2)","v":-0.18424256},{"$f":"_xlfn.IFNA(INDEX('Shultis Faw'!$E$2:$E$26,MATCH($C582,'Shultis Faw'!$A$2:$A$26,1))+($C582-INDEX('Shultis Faw'!$A$2:$A$26,MATCH($C582,'Shultis Faw'!$A$2:$A$26,1)))*(INDEX('Shultis Faw'!$E$2:$E$26,MATCH($C582,'Shultis Faw'!$A$2:$A$26,1)+1)-INDEX('Shultis Faw'!$E$2:$E$26,MATCH($C582,'Shultis Faw'!$A$2:$A$26,1)))/(INDEX('Shultis Faw'!$A$2:$A$26,MATCH($C582,'Shultis Faw'!$A$2:$A$26,1)+1)-INDEX('Shultis Faw'!$A$2:$A$26,MATCH($C582,'Shultis Faw'!$A$2:$A$26,1))),$C582*'Shultis Faw'!$E$2/'Shultis Faw'!$A$2)","v":7.7674752E-2},{"$f":"_xlfn.IFNA(INDEX('Shultis Faw'!$F$2:$F$26,MATCH($C582,'Shultis Faw'!$A$2:$A$26,1))+($C582-INDEX('Shultis Faw'!$A$2:$A$26,MATCH($C582,'Shultis Faw'!$A$2:$A$26,1)))*(INDEX('Shultis Faw'!$F$2:$F$26,MATCH($C582,'Shultis Faw'!$A$2:$A$26,1)+1)-INDEX('Shultis Faw'!$F$2:$F$26,MATCH($C582,'Shultis Faw'!$A$2:$A$26,1)))/(INDEX('Shultis Faw'!$A$2:$A$26,MATCH($C582,'Shultis Faw'!$A$2:$A$26,1)+1)-INDEX('Shultis Faw'!$A$2:$A$26,MATCH($C582,'Shultis Faw'!$A$2:$A$26,1))),$C582*'Shultis Faw'!$F$2/'Shultis Faw'!$A$2)","v":14.2160896},{"$f":"J582*(H582*'Externe blootstelling'!$D$23/2)^K582+L582*(TANH(((H582*'Externe blootstelling'!$D$23)/(2*M582))-2)-TANH(-2))/(1-TANH(-2))","v":1.9275584615477304},{"$f":"IF(N582=1,1+(I582-1)*H582*'Externe blootstelling'!$D$23/2,1+(I582-1)*(N582^(H582*'Externe blootstelling'!$D$23/2)-1)/(N582-1))","v":11.278261076041325},{"$f":"G582*EXP(-H582*'Externe blootstelling'!$D$23/2)*O582","v":5.4210355544109606E-2}]
[null," g ",0.158635,2.5381599999999997E-14,7.1300000000000001E-3,{"$f":"_xlfn.IFNA(INDEX('hp (pSv cm2)'!$B$2:$B$52,MATCH($C583,'hp (pSv cm2)'!$A$2:$A$52,1))+($C583-INDEX('hp (pSv cm2)'!$A$2:$A$52,MATCH($C583,'hp (pSv cm2)'!$A$2:$A$52,1)))*(INDEX('hp (pSv cm2)'!$B$2:$B$52,MATCH($C583,'hp (pSv cm2)'!$A$2:$A$52,1)+1)-INDEX('hp (pSv cm2)'!$B$2:$B$52,MATCH($C583,'hp (pSv cm2)'!$A$2:$A$52,1)))/(INDEX('hp (pSv cm2)'!$A$2:$A$52,MATCH($C583,'hp (pSv cm2)'!$A$2:$A$52,1)+1)-INDEX('hp (pSv cm2)'!$A$2:$A$52,MATCH($C583,'hp (pSv cm2)'!$A$2:$A$52,1))),$C583*'hp (pSv cm2)'!$B$2/'hp (pSv cm2)'!$A$2)","v":0.79069310000000004},5.6376418030000004E-3,{"$f":"_xlfn.IFNA(0.997*(INDEX('Mass attenuation coefficients'!$B$2:$B$37,MATCH($C583,'Mass attenuation coefficients'!$A$2:$A$37,1))+($C583-INDEX('Mass attenuation coefficients'!$A$2:$A$37,MATCH($C583,'Mass attenuation coefficients'!$A$2:$A$37,1)))*(INDEX('Mass attenuation coefficients'!$B$2:$B$37,MATCH($C583,'Mass attenuation coefficients'!$A$2:$A$37,1)+1)-INDEX('Mass attenuation coefficients'!$B$2:$B$37,MATCH($C583,'Mass attenuation coefficients'!$A$2:$A$37,1)))/(INDEX('Mass attenuation coefficients'!$A$2:$A$37,MATCH($C583,'Mass attenuation coefficients'!$A$2:$A$37,1)+1)-INDEX('Mass attenuation coefficients'!$A$2:$A$37,MATCH($C583,'Mass attenuation coefficients'!$A$2:$A$37,1)))),0.997*$C583*'Mass attenuation coefficients'!$B$2/'Mass attenuation coefficients'!$A$2)","v":0.14772404435},{"$f":"_xlfn.IFNA(INDEX('Shultis Faw'!$C$2:$C$26,MATCH($C583,'Shultis Faw'!$A$2:$A$26,1))+($C583-INDEX('Shultis Faw'!$A$2:$A$26,MATCH($C583,'Shultis Faw'!$A$2:$A$26,1)))*(INDEX('Shultis Faw'!$C$2:$C$26,MATCH($C583,'Shultis Faw'!$A$2:$A$26,1)+1)-INDEX('Shultis Faw'!$C$2:$C$26,MATCH($C583,'Shultis Faw'!$A$2:$A$26,1)))/(INDEX('Shultis Faw'!$A$2:$A$26,MATCH($C583,'Shultis Faw'!$A$2:$A$26,1)+1)-INDEX('Shultis Faw'!$A$2:$A$26,MATCH($C583,'Shultis Faw'!$A$2:$A$26,1))),$C583*'Shultis Faw'!$C$2/'Shultis Faw'!$A$2)","v":3.8246386999999999},{"$f":"_xlfn.IFNA(INDEX('Shultis Faw'!$D$2:$D$26,MATCH($C583,'Shultis Faw'!$A$2:$A$26,1))+($C583-INDEX('Shultis Faw'!$A$2:$A$26,MATCH($C583,'Shultis Faw'!$A$2:$A$26,1)))*(INDEX('Shultis Faw'!$D$2:$D$26,MATCH($C583,'Shultis Faw'!$A$2:$A$26,1)+1)-INDEX('Shultis Faw'!$D$2:$D$26,MATCH($C583,'Shultis Faw'!$A$2:$A$26,1)))/(INDEX('Shultis Faw'!$A$2:$A$26,MATCH($C583,'Shultis Faw'!$A$2:$A$26,1)+1)-INDEX('Shultis Faw'!$A$2:$A$26,MATCH($C583,'Shultis Faw'!$A$2:$A$26,1))),$C583*'Shultis Faw'!$D$2/'Shultis Faw'!$A$2)","v":2.2268024},{"$f":"_xlfn.IFNA(INDEX('Shultis Faw'!$B$2:$B$26,MATCH($C583,'Shultis Faw'!$A$2:$A$26,1))+($C583-INDEX('Shultis Faw'!$A$2:$A$26,MATCH($C583,'Shultis Faw'!$A$2:$A$26,1)))*(INDEX('Shultis Faw'!$B$2:$B$26,MATCH($C583,'Shultis Faw'!$A$2:$A$26,1)+1)-INDEX('Shultis Faw'!$B$2:$B$26,MATCH($C583,'Shultis Faw'!$A$2:$A$26,1)))/(INDEX('Shultis Faw'!$A$2:$A$26,MATCH($C583,'Shultis Faw'!$A$2:$A$26,1)+1)-INDEX('Shultis Faw'!$A$2:$A$26,MATCH($C583,'Shultis Faw'!$A$2:$A$26,1))),$C583*'Shultis Faw'!$B$2/'Shultis Faw'!$A$2)","v":-0.18344569999999999},{"$f":"_xlfn.IFNA(INDEX('Shultis Faw'!$E$2:$E$26,MATCH($C583,'Shultis Faw'!$A$2:$A$26,1))+($C583-INDEX('Shultis Faw'!$A$2:$A$26,MATCH($C583,'Shultis Faw'!$A$2:$A$26,1)))*(INDEX('Shultis Faw'!$E$2:$E$26,MATCH($C583,'Shultis Faw'!$A$2:$A$26,1)+1)-INDEX('Shultis Faw'!$E$2:$E$26,MATCH($C583,'Shultis Faw'!$A$2:$A$26,1)))/(INDEX('Shultis Faw'!$A$2:$A$26,MATCH($C583,'Shultis Faw'!$A$2:$A$26,1)+1)-INDEX('Shultis Faw'!$A$2:$A$26,MATCH($C583,'Shultis Faw'!$A$2:$A$26,1))),$C583*'Shultis Faw'!$E$2/'Shultis Faw'!$A$2)","v":7.7648190000000006E-2},{"$f":"_xlfn.IFNA(INDEX('Shultis Faw'!$F$2:$F$26,MATCH($C583,'Shultis Faw'!$A$2:$A$26,1))+($C583-INDEX('Shultis Faw'!$A$2:$A$26,MATCH($C583,'Shultis Faw'!$A$2:$A$26,1)))*(INDEX('Shultis Faw'!$F$2:$F$26,MATCH($C583,'Shultis Faw'!$A$2:$A$26,1)+1)-INDEX('Shultis Faw'!$F$2:$F$26,MATCH($C583,'Shultis Faw'!$A$2:$A$26,1)))/(INDEX('Shultis Faw'!$A$2:$A$26,MATCH($C583,'Shultis Faw'!$A$2:$A$26,1)+1)-INDEX('Shultis Faw'!$A$2:$A$26,MATCH($C583,'Shultis Faw'!$A$2:$A$26,1))),$C583*'Shultis Faw'!$F$2/'Shultis Faw'!$A$2)","v":14.243537},{"$f":"J583*(H583*'Externe blootstelling'!$D$23/2)^K583+L583*(TANH(((H583*'Externe blootstelling'!$D$23)/(2*M583))-2)-TANH(-2))/(1-TANH(-2))","v":1.9248977910321543},{"$f":"IF(N583=1,1+(I583-1)*H583*'Externe blootstelling'!$D$23/2,1+(I583-1)*(N583^(H583*'Externe blootstelling'!$D$23/2)-1)/(N583-1))","v":10.979975800166521},{"$f":"G583*EXP(-H583*'Externe blootstelling'!$D$23/2)*O583","v":6.7509175222882486E-3}]
[null," g ",0.1658,2.6527999999999999E-14,5.4000000000000005E-5,{"$f":"_xlfn.IFNA(INDEX('hp (pSv cm2)'!$B$2:$B$52,MATCH($C584,'hp (pSv cm2)'!$A$2:$A$52,1))+($C584-INDEX('hp (pSv cm2)'!$A$2:$A$52,MATCH($C584,'hp (pSv cm2)'!$A$2:$A$52,1)))*(INDEX('hp (pSv cm2)'!$B$2:$B$52,MATCH($C584,'hp (pSv cm2)'!$A$2:$A$52,1)+1)-INDEX('hp (pSv cm2)'!$B$2:$B$52,MATCH($C584,'hp (pSv cm2)'!$A$2:$A$52,1)))/(INDEX('hp (pSv cm2)'!$A$2:$A$52,MATCH($C584,'hp (pSv cm2)'!$A$2:$A$52,1)+1)-INDEX('hp (pSv cm2)'!$A$2:$A$52,MATCH($C584,'hp (pSv cm2)'!$A$2:$A$52,1))),$C584*'hp (pSv cm2)'!$B$2/'hp (pSv cm2)'!$A$2)","v":0.82694800000000002},4.4655192000000004E-5,{"$f":"_xlfn.IFNA(0.997*(INDEX('Mass attenuation coefficients'!$B$2:$B$37,MATCH($C584,'Mass attenuation coefficients'!$A$2:$A$37,1))+($C584-INDEX('Mass attenuation coefficients'!$A$2:$A$37,MATCH($C584,'Mass attenuation coefficients'!$A$2:$A$37,1)))*(INDEX('Mass attenuation coefficients'!$B$2:$B$37,MATCH($C584,'Mass attenuation coefficients'!$A$2:$A$37,1)+1)-INDEX('Mass attenuation coefficients'!$B$2:$B$37,MATCH($C584,'Mass attenuation coefficients'!$A$2:$A$37,1)))/(INDEX('Mass attenuation coefficients'!$A$2:$A$37,MATCH($C584,'Mass attenuation coefficients'!$A$2:$A$37,1)+1)-INDEX('Mass attenuation coefficients'!$A$2:$A$37,MATCH($C584,'Mass attenuation coefficients'!$A$2:$A$37,1)))),0.997*$C584*'Mass attenuation coefficients'!$B$2/'Mass attenuation coefficients'!$A$2)","v":0.14579529799999999},{"$f":"_xlfn.IFNA(INDEX('Shultis Faw'!$C$2:$C$26,MATCH($C584,'Shultis Faw'!$A$2:$A$26,1))+($C584-INDEX('Shultis Faw'!$A$2:$A$26,MATCH($C584,'Shultis Faw'!$A$2:$A$26,1)))*(INDEX('Shultis Faw'!$C$2:$C$26,MATCH($C584,'Shultis Faw'!$A$2:$A$26,1)+1)-INDEX('Shultis Faw'!$C$2:$C$26,MATCH($C584,'Shultis Faw'!$A$2:$A$26,1)))/(INDEX('Shultis Faw'!$A$2:$A$26,MATCH($C584,'Shultis Faw'!$A$2:$A$26,1)+1)-INDEX('Shultis Faw'!$A$2:$A$26,MATCH($C584,'Shultis Faw'!$A$2:$A$26,1))),$C584*'Shultis Faw'!$C$2/'Shultis Faw'!$A$2)","v":3.7645960000000001},{"$f":"_xlfn.IFNA(INDEX('Shultis Faw'!$D$2:$D$26,MATCH($C584,'Shultis Faw'!$A$2:$A$26,1))+($C584-INDEX('Shultis Faw'!$A$2:$A$26,MATCH($C584,'Shultis Faw'!$A$2:$A$26,1)))*(INDEX('Shultis Faw'!$D$2:$D$26,MATCH($C584,'Shultis Faw'!$A$2:$A$26,1)+1)-INDEX('Shultis Faw'!$D$2:$D$26,MATCH($C584,'Shultis Faw'!$A$2:$A$26,1)))/(INDEX('Shultis Faw'!$A$2:$A$26,MATCH($C584,'Shultis Faw'!$A$2:$A$26,1)+1)-INDEX('Shultis Faw'!$A$2:$A$26,MATCH($C584,'Shultis Faw'!$A$2:$A$26,1))),$C584*'Shultis Faw'!$D$2/'Shultis Faw'!$A$2)","v":2.2141920000000002},{"$f":"_xlfn.IFNA(INDEX('Shultis Faw'!$B$2:$B$26,MATCH($C584,'Shultis Faw'!$A$2:$A$26,1))+($C584-INDEX('Shultis Faw'!$A$2:$A$26,MATCH($C584,'Shultis Faw'!$A$2:$A$26,1)))*(INDEX('Shultis Faw'!$B$2:$B$26,MATCH($C584,'Shultis Faw'!$A$2:$A$26,1)+1)-INDEX('Shultis Faw'!$B$2:$B$26,MATCH($C584,'Shultis Faw'!$A$2:$A$26,1)))/(INDEX('Shultis Faw'!$A$2:$A$26,MATCH($C584,'Shultis Faw'!$A$2:$A$26,1)+1)-INDEX('Shultis Faw'!$A$2:$A$26,MATCH($C584,'Shultis Faw'!$A$2:$A$26,1))),$C584*'Shultis Faw'!$B$2/'Shultis Faw'!$A$2)","v":-0.18215599999999998},{"$f":"_xlfn.IFNA(INDEX('Shultis Faw'!$E$2:$E$26,MATCH($C584,'Shultis Faw'!$A$2:$A$26,1))+($C584-INDEX('Shultis Faw'!$A$2:$A$26,MATCH($C584,'Shultis Faw'!$A$2:$A$26,1)))*(INDEX('Shultis Faw'!$E$2:$E$26,MATCH($C584,'Shultis Faw'!$A$2:$A$26,1)+1)-INDEX('Shultis Faw'!$E$2:$E$26,MATCH($C584,'Shultis Faw'!$A$2:$A$26,1)))/(INDEX('Shultis Faw'!$A$2:$A$26,MATCH($C584,'Shultis Faw'!$A$2:$A$26,1)+1)-INDEX('Shultis Faw'!$A$2:$A$26,MATCH($C584,'Shultis Faw'!$A$2:$A$26,1))),$C584*'Shultis Faw'!$E$2/'Shultis Faw'!$A$2)","v":7.7605199999999999E-2},{"$f":"_xlfn.IFNA(INDEX('Shultis Faw'!$F$2:$F$26,MATCH($C584,'Shultis Faw'!$A$2:$A$26,1))+($C584-INDEX('Shultis Faw'!$A$2:$A$26,MATCH($C584,'Shultis Faw'!$A$2:$A$26,1)))*(INDEX('Shultis Faw'!$F$2:$F$26,MATCH($C584,'Shultis Faw'!$A$2:$A$26,1)+1)-INDEX('Shultis Faw'!$F$2:$F$26,MATCH($C584,'Shultis Faw'!$A$2:$A$26,1)))/(INDEX('Shultis Faw'!$A$2:$A$26,MATCH($C584,'Shultis Faw'!$A$2:$A$26,1)+1)-INDEX('Shultis Faw'!$A$2:$A$26,MATCH($C584,'Shultis Faw'!$A$2:$A$26,1))),$C584*'Shultis Faw'!$F$2/'Shultis Faw'!$A$2)","v":14.28796},{"$f":"J584*(H584*'Externe blootstelling'!$D$23/2)^K584+L584*(TANH(((H584*'Externe blootstelling'!$D$23)/(2*M584))-2)-TANH(-2))/(1-TANH(-2))","v":1.9205458069630204},{"$f":"IF(N584=1,1+(I584-1)*H584*'Externe blootstelling'!$D$23/2,1+(I584-1)*(N584^(H584*'Externe blootstelling'!$D$23/2)-1)/(N584-1))","v":10.511359016979823},{"$f":"G584*EXP(-H584*'Externe blootstelling'!$D$23/2)*O584","v":5.2693789185019707E-5}]
[null," g ",0.17565,2.8103999999999998E-14,1.7000000000000001E-4,{"$f":"_xlfn.IFNA(INDEX('hp (pSv cm2)'!$B$2:$B$52,MATCH($C585,'hp (pSv cm2)'!$A$2:$A$52,1))+($C585-INDEX('hp (pSv cm2)'!$A$2:$A$52,MATCH($C585,'hp (pSv cm2)'!$A$2:$A$52,1)))*(INDEX('hp (pSv cm2)'!$B$2:$B$52,MATCH($C585,'hp (pSv cm2)'!$A$2:$A$52,1)+1)-INDEX('hp (pSv cm2)'!$B$2:$B$52,MATCH($C585,'hp (pSv cm2)'!$A$2:$A$52,1)))/(INDEX('hp (pSv cm2)'!$A$2:$A$52,MATCH($C585,'hp (pSv cm2)'!$A$2:$A$52,1)+1)-INDEX('hp (pSv cm2)'!$A$2:$A$52,MATCH($C585,'hp (pSv cm2)'!$A$2:$A$52,1))),$C585*'hp (pSv cm2)'!$B$2/'hp (pSv cm2)'!$A$2)","v":0.87678900000000004},1.4905413000000002E-4,{"$f":"_xlfn.IFNA(0.997*(INDEX('Mass attenuation coefficients'!$B$2:$B$37,MATCH($C585,'Mass attenuation coefficients'!$A$2:$A$37,1))+($C585-INDEX('Mass attenuation coefficients'!$A$2:$A$37,MATCH($C585,'Mass attenuation coefficients'!$A$2:$A$37,1)))*(INDEX('Mass attenuation coefficients'!$B$2:$B$37,MATCH($C585,'Mass attenuation coefficients'!$A$2:$A$37,1)+1)-INDEX('Mass attenuation coefficients'!$B$2:$B$37,MATCH($C585,'Mass attenuation coefficients'!$A$2:$A$37,1)))/(INDEX('Mass attenuation coefficients'!$A$2:$A$37,MATCH($C585,'Mass attenuation coefficients'!$A$2:$A$37,1)+1)-INDEX('Mass attenuation coefficients'!$A$2:$A$37,MATCH($C585,'Mass attenuation coefficients'!$A$2:$A$37,1)))),0.997*$C585*'Mass attenuation coefficients'!$B$2/'Mass attenuation coefficients'!$A$2)","v":0.14314377649999999},{"$f":"_xlfn.IFNA(INDEX('Shultis Faw'!$C$2:$C$26,MATCH($C585,'Shultis Faw'!$A$2:$A$26,1))+($C585-INDEX('Shultis Faw'!$A$2:$A$26,MATCH($C585,'Shultis Faw'!$A$2:$A$26,1)))*(INDEX('Shultis Faw'!$C$2:$C$26,MATCH($C585,'Shultis Faw'!$A$2:$A$26,1)+1)-INDEX('Shultis Faw'!$C$2:$C$26,MATCH($C585,'Shultis Faw'!$A$2:$A$26,1)))/(INDEX('Shultis Faw'!$A$2:$A$26,MATCH($C585,'Shultis Faw'!$A$2:$A$26,1)+1)-INDEX('Shultis Faw'!$A$2:$A$26,MATCH($C585,'Shultis Faw'!$A$2:$A$26,1))),$C585*'Shultis Faw'!$C$2/'Shultis Faw'!$A$2)","v":3.6820529999999998},{"$f":"_xlfn.IFNA(INDEX('Shultis Faw'!$D$2:$D$26,MATCH($C585,'Shultis Faw'!$A$2:$A$26,1))+($C585-INDEX('Shultis Faw'!$A$2:$A$26,MATCH($C585,'Shultis Faw'!$A$2:$A$26,1)))*(INDEX('Shultis Faw'!$D$2:$D$26,MATCH($C585,'Shultis Faw'!$A$2:$A$26,1)+1)-INDEX('Shultis Faw'!$D$2:$D$26,MATCH($C585,'Shultis Faw'!$A$2:$A$26,1)))/(INDEX('Shultis Faw'!$A$2:$A$26,MATCH($C585,'Shultis Faw'!$A$2:$A$26,1)+1)-INDEX('Shultis Faw'!$A$2:$A$26,MATCH($C585,'Shultis Faw'!$A$2:$A$26,1))),$C585*'Shultis Faw'!$D$2/'Shultis Faw'!$A$2)","v":2.1968559999999999},{"$f":"_xlfn.IFNA(INDEX('Shultis Faw'!$B$2:$B$26,MATCH($C585,'Shultis Faw'!$A$2:$A$26,1))+($C585-INDEX('Shultis Faw'!$A$2:$A$26,MATCH($C585,'Shultis Faw'!$A$2:$A$26,1)))*(INDEX('Shultis Faw'!$B$2:$B$26,MATCH($C585,'Shultis Faw'!$A$2:$A$26,1)+1)-INDEX('Shultis Faw'!$B$2:$B$26,MATCH($C585,'Shultis Faw'!$A$2:$A$26,1)))/(INDEX('Shultis Faw'!$A$2:$A$26,MATCH($C585,'Shultis Faw'!$A$2:$A$26,1)+1)-INDEX('Shultis Faw'!$A$2:$A$26,MATCH($C585,'Shultis Faw'!$A$2:$A$26,1))),$C585*'Shultis Faw'!$B$2/'Shultis Faw'!$A$2)","v":-0.18038299999999999},{"$f":"_xlfn.IFNA(INDEX('Shultis Faw'!$E$2:$E$26,MATCH($C585,'Shultis Faw'!$A$2:$A$26,1))+($C585-INDEX('Shultis Faw'!$A$2:$A$26,MATCH($C585,'Shultis Faw'!$A$2:$A$26,1)))*(INDEX('Shultis Faw'!$E$2:$E$26,MATCH($C585,'Shultis Faw'!$A$2:$A$26,1)+1)-INDEX('Shultis Faw'!$E$2:$E$26,MATCH($C585,'Shultis Faw'!$A$2:$A$26,1)))/(INDEX('Shultis Faw'!$A$2:$A$26,MATCH($C585,'Shultis Faw'!$A$2:$A$26,1)+1)-INDEX('Shultis Faw'!$A$2:$A$26,MATCH($C585,'Shultis Faw'!$A$2:$A$26,1))),$C585*'Shultis Faw'!$E$2/'Shultis Faw'!$A$2)","v":7.7546100000000007E-2},{"$f":"_xlfn.IFNA(INDEX('Shultis Faw'!$F$2:$F$26,MATCH($C585,'Shultis Faw'!$A$2:$A$26,1))+($C585-INDEX('Shultis Faw'!$A$2:$A$26,MATCH($C585,'Shultis Faw'!$A$2:$A$26,1)))*(INDEX('Shultis Faw'!$F$2:$F$26,MATCH($C585,'Shultis Faw'!$A$2:$A$26,1)+1)-INDEX('Shultis Faw'!$F$2:$F$26,MATCH($C585,'Shultis Faw'!$A$2:$A$26,1)))/(INDEX('Shultis Faw'!$A$2:$A$26,MATCH($C585,'Shultis Faw'!$A$2:$A$26,1)+1)-INDEX('Shultis Faw'!$A$2:$A$26,MATCH($C585,'Shultis Faw'!$A$2:$A$26,1))),$C585*'Shultis Faw'!$F$2/'Shultis Faw'!$A$2)","v":14.349029999999999},{"$f":"J585*(H585*'Externe blootstelling'!$D$23/2)^K585+L585*(TANH(((H585*'Externe blootstelling'!$D$23)/(2*M585))-2)-TANH(-2))/(1-TANH(-2))","v":1.9144707112275132},{"$f":"IF(N585=1,1+(I585-1)*H585*'Externe blootstelling'!$D$23/2,1+(I585-1)*(N585^(H585*'Externe blootstelling'!$D$23/2)-1)/(N585-1))","v":9.8947994222291431},{"$f":"G585*EXP(-H585*'Externe blootstelling'!$D$23/2)*O585","v":1.722870858683272E-4}]
[null," g ",0.17730000000000001,2.8367999999999997E-14,4.6999999999999999E-4,{"$f":"_xlfn.IFNA(INDEX('hp (pSv cm2)'!$B$2:$B$52,MATCH($C586,'hp (pSv cm2)'!$A$2:$A$52,1))+($C586-INDEX('hp (pSv cm2)'!$A$2:$A$52,MATCH($C586,'hp (pSv cm2)'!$A$2:$A$52,1)))*(INDEX('hp (pSv cm2)'!$B$2:$B$52,MATCH($C586,'hp (pSv cm2)'!$A$2:$A$52,1)+1)-INDEX('hp (pSv cm2)'!$B$2:$B$52,MATCH($C586,'hp (pSv cm2)'!$A$2:$A$52,1)))/(INDEX('hp (pSv cm2)'!$A$2:$A$52,MATCH($C586,'hp (pSv cm2)'!$A$2:$A$52,1)+1)-INDEX('hp (pSv cm2)'!$A$2:$A$52,MATCH($C586,'hp (pSv cm2)'!$A$2:$A$52,1))),$C586*'hp (pSv cm2)'!$B$2/'hp (pSv cm2)'!$A$2)","v":0.88513799999999998},4.1601485999999996E-4,{"$f":"_xlfn.IFNA(0.997*(INDEX('Mass attenuation coefficients'!$B$2:$B$37,MATCH($C586,'Mass attenuation coefficients'!$A$2:$A$37,1))+($C586-INDEX('Mass attenuation coefficients'!$A$2:$A$37,MATCH($C586,'Mass attenuation coefficients'!$A$2:$A$37,1)))*(INDEX('Mass attenuation coefficients'!$B$2:$B$37,MATCH($C586,'Mass attenuation coefficients'!$A$2:$A$37,1)+1)-INDEX('Mass attenuation coefficients'!$B$2:$B$37,MATCH($C586,'Mass attenuation coefficients'!$A$2:$A$37,1)))/(INDEX('Mass attenuation coefficients'!$A$2:$A$37,MATCH($C586,'Mass attenuation coefficients'!$A$2:$A$37,1)+1)-INDEX('Mass attenuation coefficients'!$A$2:$A$37,MATCH($C586,'Mass attenuation coefficients'!$A$2:$A$37,1)))),0.997*$C586*'Mass attenuation coefficients'!$B$2/'Mass attenuation coefficients'!$A$2)","v":0.142699613},{"$f":"_xlfn.IFNA(INDEX('Shultis Faw'!$C$2:$C$26,MATCH($C586,'Shultis Faw'!$A$2:$A$26,1))+($C586-INDEX('Shultis Faw'!$A$2:$A$26,MATCH($C586,'Shultis Faw'!$A$2:$A$26,1)))*(INDEX('Shultis Faw'!$C$2:$C$26,MATCH($C586,'Shultis Faw'!$A$2:$A$26,1)+1)-INDEX('Shultis Faw'!$C$2:$C$26,MATCH($C586,'Shultis Faw'!$A$2:$A$26,1)))/(INDEX('Shultis Faw'!$A$2:$A$26,MATCH($C586,'Shultis Faw'!$A$2:$A$26,1)+1)-INDEX('Shultis Faw'!$A$2:$A$26,MATCH($C586,'Shultis Faw'!$A$2:$A$26,1))),$C586*'Shultis Faw'!$C$2/'Shultis Faw'!$A$2)","v":3.6682259999999998},{"$f":"_xlfn.IFNA(INDEX('Shultis Faw'!$D$2:$D$26,MATCH($C586,'Shultis Faw'!$A$2:$A$26,1))+($C586-INDEX('Shultis Faw'!$A$2:$A$26,MATCH($C586,'Shultis Faw'!$A$2:$A$26,1)))*(INDEX('Shultis Faw'!$D$2:$D$26,MATCH($C586,'Shultis Faw'!$A$2:$A$26,1)+1)-INDEX('Shultis Faw'!$D$2:$D$26,MATCH($C586,'Shultis Faw'!$A$2:$A$26,1)))/(INDEX('Shultis Faw'!$A$2:$A$26,MATCH($C586,'Shultis Faw'!$A$2:$A$26,1)+1)-INDEX('Shultis Faw'!$A$2:$A$26,MATCH($C586,'Shultis Faw'!$A$2:$A$26,1))),$C586*'Shultis Faw'!$D$2/'Shultis Faw'!$A$2)","v":2.1939519999999999},{"$f":"_xlfn.IFNA(INDEX('Shultis Faw'!$B$2:$B$26,MATCH($C586,'Shultis Faw'!$A$2:$A$26,1))+($C586-INDEX('Shultis Faw'!$A$2:$A$26,MATCH($C586,'Shultis Faw'!$A$2:$A$26,1)))*(INDEX('Shultis Faw'!$B$2:$B$26,MATCH($C586,'Shultis Faw'!$A$2:$A$26,1)+1)-INDEX('Shultis Faw'!$B$2:$B$26,MATCH($C586,'Shultis Faw'!$A$2:$A$26,1)))/(INDEX('Shultis Faw'!$A$2:$A$26,MATCH($C586,'Shultis Faw'!$A$2:$A$26,1)+1)-INDEX('Shultis Faw'!$A$2:$A$26,MATCH($C586,'Shultis Faw'!$A$2:$A$26,1))),$C586*'Shultis Faw'!$B$2/'Shultis Faw'!$A$2)","v":-0.180086},{"$f":"_xlfn.IFNA(INDEX('Shultis Faw'!$E$2:$E$26,MATCH($C586,'Shultis Faw'!$A$2:$A$26,1))+($C586-INDEX('Shultis Faw'!$A$2:$A$26,MATCH($C586,'Shultis Faw'!$A$2:$A$26,1)))*(INDEX('Shultis Faw'!$E$2:$E$26,MATCH($C586,'Shultis Faw'!$A$2:$A$26,1)+1)-INDEX('Shultis Faw'!$E$2:$E$26,MATCH($C586,'Shultis Faw'!$A$2:$A$26,1)))/(INDEX('Shultis Faw'!$A$2:$A$26,MATCH($C586,'Shultis Faw'!$A$2:$A$26,1)+1)-INDEX('Shultis Faw'!$A$2:$A$26,MATCH($C586,'Shultis Faw'!$A$2:$A$26,1))),$C586*'Shultis Faw'!$E$2/'Shultis Faw'!$A$2)","v":7.75362E-2},{"$f":"_xlfn.IFNA(INDEX('Shultis Faw'!$F$2:$F$26,MATCH($C586,'Shultis Faw'!$A$2:$A$26,1))+($C586-INDEX('Shultis Faw'!$A$2:$A$26,MATCH($C586,'Shultis Faw'!$A$2:$A$26,1)))*(INDEX('Shultis Faw'!$F$2:$F$26,MATCH($C586,'Shultis Faw'!$A$2:$A$26,1)+1)-INDEX('Shultis Faw'!$F$2:$F$26,MATCH($C586,'Shultis Faw'!$A$2:$A$26,1)))/(INDEX('Shultis Faw'!$A$2:$A$26,MATCH($C586,'Shultis Faw'!$A$2:$A$26,1)+1)-INDEX('Shultis Faw'!$A$2:$A$26,MATCH($C586,'Shultis Faw'!$A$2:$A$26,1))),$C586*'Shultis Faw'!$F$2/'Shultis Faw'!$A$2)","v":14.359259999999999},{"$f":"J586*(H586*'Externe blootstelling'!$D$23/2)^K586+L586*(TANH(((H586*'Externe blootstelling'!$D$23)/(2*M586))-2)-TANH(-2))/(1-TANH(-2))","v":1.9134426182198752},{"$f":"IF(N586=1,1+(I586-1)*H586*'Externe blootstelling'!$D$23/2,1+(I586-1)*(N586^(H586*'Externe blootstelling'!$D$23/2)-1)/(N586-1))","v":9.794564547287429},{"$f":"G586*EXP(-H586*'Externe blootstelling'!$D$23/2)*O586","v":4.7916949162593478E-4}]
[null," g ",0.17954000000000001,2.8726399999999999E-14,1.5399999999999999E-3,{"$f":"_xlfn.IFNA(INDEX('hp (pSv cm2)'!$B$2:$B$52,MATCH($C587,'hp (pSv cm2)'!$A$2:$A$52,1))+($C587-INDEX('hp (pSv cm2)'!$A$2:$A$52,MATCH($C587,'hp (pSv cm2)'!$A$2:$A$52,1)))*(INDEX('hp (pSv cm2)'!$B$2:$B$52,MATCH($C587,'hp (pSv cm2)'!$A$2:$A$52,1)+1)-INDEX('hp (pSv cm2)'!$B$2:$B$52,MATCH($C587,'hp (pSv cm2)'!$A$2:$A$52,1)))/(INDEX('hp (pSv cm2)'!$A$2:$A$52,MATCH($C587,'hp (pSv cm2)'!$A$2:$A$52,1)+1)-INDEX('hp (pSv cm2)'!$A$2:$A$52,MATCH($C587,'hp (pSv cm2)'!$A$2:$A$52,1))),$C587*'hp (pSv cm2)'!$B$2/'hp (pSv cm2)'!$A$2)","v":0.89647239999999995},1.3805674959999998E-3,{"$f":"_xlfn.IFNA(0.997*(INDEX('Mass attenuation coefficients'!$B$2:$B$37,MATCH($C587,'Mass attenuation coefficients'!$A$2:$A$37,1))+($C587-INDEX('Mass attenuation coefficients'!$A$2:$A$37,MATCH($C587,'Mass attenuation coefficients'!$A$2:$A$37,1)))*(INDEX('Mass attenuation coefficients'!$B$2:$B$37,MATCH($C587,'Mass attenuation coefficients'!$A$2:$A$37,1)+1)-INDEX('Mass attenuation coefficients'!$B$2:$B$37,MATCH($C587,'Mass attenuation coefficients'!$A$2:$A$37,1)))/(INDEX('Mass attenuation coefficients'!$A$2:$A$37,MATCH($C587,'Mass attenuation coefficients'!$A$2:$A$37,1)+1)-INDEX('Mass attenuation coefficients'!$A$2:$A$37,MATCH($C587,'Mass attenuation coefficients'!$A$2:$A$37,1)))),0.997*$C587*'Mass attenuation coefficients'!$B$2/'Mass attenuation coefficients'!$A$2)","v":0.14209662739999998},{"$f":"_xlfn.IFNA(INDEX('Shultis Faw'!$C$2:$C$26,MATCH($C587,'Shultis Faw'!$A$2:$A$26,1))+($C587-INDEX('Shultis Faw'!$A$2:$A$26,MATCH($C587,'Shultis Faw'!$A$2:$A$26,1)))*(INDEX('Shultis Faw'!$C$2:$C$26,MATCH($C587,'Shultis Faw'!$A$2:$A$26,1)+1)-INDEX('Shultis Faw'!$C$2:$C$26,MATCH($C587,'Shultis Faw'!$A$2:$A$26,1)))/(INDEX('Shultis Faw'!$A$2:$A$26,MATCH($C587,'Shultis Faw'!$A$2:$A$26,1)+1)-INDEX('Shultis Faw'!$A$2:$A$26,MATCH($C587,'Shultis Faw'!$A$2:$A$26,1))),$C587*'Shultis Faw'!$C$2/'Shultis Faw'!$A$2)","v":3.6494548},{"$f":"_xlfn.IFNA(INDEX('Shultis Faw'!$D$2:$D$26,MATCH($C587,'Shultis Faw'!$A$2:$A$26,1))+($C587-INDEX('Shultis Faw'!$A$2:$A$26,MATCH($C587,'Shultis Faw'!$A$2:$A$26,1)))*(INDEX('Shultis Faw'!$D$2:$D$26,MATCH($C587,'Shultis Faw'!$A$2:$A$26,1)+1)-INDEX('Shultis Faw'!$D$2:$D$26,MATCH($C587,'Shultis Faw'!$A$2:$A$26,1)))/(INDEX('Shultis Faw'!$A$2:$A$26,MATCH($C587,'Shultis Faw'!$A$2:$A$26,1)+1)-INDEX('Shultis Faw'!$A$2:$A$26,MATCH($C587,'Shultis Faw'!$A$2:$A$26,1))),$C587*'Shultis Faw'!$D$2/'Shultis Faw'!$A$2)","v":2.1900095999999998},{"$f":"_xlfn.IFNA(INDEX('Shultis Faw'!$B$2:$B$26,MATCH($C587,'Shultis Faw'!$A$2:$A$26,1))+($C587-INDEX('Shultis Faw'!$A$2:$A$26,MATCH($C587,'Shultis Faw'!$A$2:$A$26,1)))*(INDEX('Shultis Faw'!$B$2:$B$26,MATCH($C587,'Shultis Faw'!$A$2:$A$26,1)+1)-INDEX('Shultis Faw'!$B$2:$B$26,MATCH($C587,'Shultis Faw'!$A$2:$A$26,1)))/(INDEX('Shultis Faw'!$A$2:$A$26,MATCH($C587,'Shultis Faw'!$A$2:$A$26,1)+1)-INDEX('Shultis Faw'!$A$2:$A$26,MATCH($C587,'Shultis Faw'!$A$2:$A$26,1))),$C587*'Shultis Faw'!$B$2/'Shultis Faw'!$A$2)","v":-0.1796828},{"$f":"_xlfn.IFNA(INDEX('Shultis Faw'!$E$2:$E$26,MATCH($C587,'Shultis Faw'!$A$2:$A$26,1))+($C587-INDEX('Shultis Faw'!$A$2:$A$26,MATCH($C587,'Shultis Faw'!$A$2:$A$26,1)))*(INDEX('Shultis Faw'!$E$2:$E$26,MATCH($C587,'Shultis Faw'!$A$2:$A$26,1)+1)-INDEX('Shultis Faw'!$E$2:$E$26,MATCH($C587,'Shultis Faw'!$A$2:$A$26,1)))/(INDEX('Shultis Faw'!$A$2:$A$26,MATCH($C587,'Shultis Faw'!$A$2:$A$26,1)+1)-INDEX('Shultis Faw'!$A$2:$A$26,MATCH($C587,'Shultis Faw'!$A$2:$A$26,1))),$C587*'Shultis Faw'!$E$2/'Shultis Faw'!$A$2)","v":7.7522759999999996E-2},{"$f":"_xlfn.IFNA(INDEX('Shultis Faw'!$F$2:$F$26,MATCH($C587,'Shultis Faw'!$A$2:$A$26,1))+($C587-INDEX('Shultis Faw'!$A$2:$A$26,MATCH($C587,'Shultis Faw'!$A$2:$A$26,1)))*(INDEX('Shultis Faw'!$F$2:$F$26,MATCH($C587,'Shultis Faw'!$A$2:$A$26,1)+1)-INDEX('Shultis Faw'!$F$2:$F$26,MATCH($C587,'Shultis Faw'!$A$2:$A$26,1)))/(INDEX('Shultis Faw'!$A$2:$A$26,MATCH($C587,'Shultis Faw'!$A$2:$A$26,1)+1)-INDEX('Shultis Faw'!$A$2:$A$26,MATCH($C587,'Shultis Faw'!$A$2:$A$26,1))),$C587*'Shultis Faw'!$F$2/'Shultis Faw'!$A$2)","v":14.373148},{"$f":"J587*(H587*'Externe blootstelling'!$D$23/2)^K587+L587*(TANH(((H587*'Externe blootstelling'!$D$23)/(2*M587))-2)-TANH(-2))/(1-TANH(-2))","v":1.9120421142844339},{"$f":"IF(N587=1,1+(I587-1)*H587*'Externe blootstelling'!$D$23/2,1+(I587-1)*(N587^(H587*'Externe blootstelling'!$D$23/2)-1)/(N587-1))","v":9.6598588915585051},{"$f":"G587*EXP(-H587*'Externe blootstelling'!$D$23/2)*O587","v":1.5825291154281614E-3}]
[null," g ",0.1993,3.1887999999999998E-14,3.0000000000000001E-5,{"$f":"_xlfn.IFNA(INDEX('hp (pSv cm2)'!$B$2:$B$52,MATCH($C588,'hp (pSv cm2)'!$A$2:$A$52,1))+($C588-INDEX('hp (pSv cm2)'!$A$2:$A$52,MATCH($C588,'hp (pSv cm2)'!$A$2:$A$52,1)))*(INDEX('hp (pSv cm2)'!$B$2:$B$52,MATCH($C588,'hp (pSv cm2)'!$A$2:$A$52,1)+1)-INDEX('hp (pSv cm2)'!$B$2:$B$52,MATCH($C588,'hp (pSv cm2)'!$A$2:$A$52,1)))/(INDEX('hp (pSv cm2)'!$A$2:$A$52,MATCH($C588,'hp (pSv cm2)'!$A$2:$A$52,1)+1)-INDEX('hp (pSv cm2)'!$A$2:$A$52,MATCH($C588,'hp (pSv cm2)'!$A$2:$A$52,1))),$C588*'hp (pSv cm2)'!$B$2/'hp (pSv cm2)'!$A$2)","v":0.99645799999999995},2.9893740000000001E-5,{"$f":"_xlfn.IFNA(0.997*(INDEX('Mass attenuation coefficients'!$B$2:$B$37,MATCH($C588,'Mass attenuation coefficients'!$A$2:$A$37,1))+($C588-INDEX('Mass attenuation coefficients'!$A$2:$A$37,MATCH($C588,'Mass attenuation coefficients'!$A$2:$A$37,1)))*(INDEX('Mass attenuation coefficients'!$B$2:$B$37,MATCH($C588,'Mass attenuation coefficients'!$A$2:$A$37,1)+1)-INDEX('Mass attenuation coefficients'!$B$2:$B$37,MATCH($C588,'Mass attenuation coefficients'!$A$2:$A$37,1)))/(INDEX('Mass attenuation coefficients'!$A$2:$A$37,MATCH($C588,'Mass attenuation coefficients'!$A$2:$A$37,1)+1)-INDEX('Mass attenuation coefficients'!$A$2:$A$37,MATCH($C588,'Mass attenuation coefficients'!$A$2:$A$37,1)))),0.997*$C588*'Mass attenuation coefficients'!$B$2/'Mass attenuation coefficients'!$A$2)","v":0.136777433},{"$f":"_xlfn.IFNA(INDEX('Shultis Faw'!$C$2:$C$26,MATCH($C588,'Shultis Faw'!$A$2:$A$26,1))+($C588-INDEX('Shultis Faw'!$A$2:$A$26,MATCH($C588,'Shultis Faw'!$A$2:$A$26,1)))*(INDEX('Shultis Faw'!$C$2:$C$26,MATCH($C588,'Shultis Faw'!$A$2:$A$26,1)+1)-INDEX('Shultis Faw'!$C$2:$C$26,MATCH($C588,'Shultis Faw'!$A$2:$A$26,1)))/(INDEX('Shultis Faw'!$A$2:$A$26,MATCH($C588,'Shultis Faw'!$A$2:$A$26,1)+1)-INDEX('Shultis Faw'!$A$2:$A$26,MATCH($C588,'Shultis Faw'!$A$2:$A$26,1))),$C588*'Shultis Faw'!$C$2/'Shultis Faw'!$A$2)","v":3.4838660000000004},{"$f":"_xlfn.IFNA(INDEX('Shultis Faw'!$D$2:$D$26,MATCH($C588,'Shultis Faw'!$A$2:$A$26,1))+($C588-INDEX('Shultis Faw'!$A$2:$A$26,MATCH($C588,'Shultis Faw'!$A$2:$A$26,1)))*(INDEX('Shultis Faw'!$D$2:$D$26,MATCH($C588,'Shultis Faw'!$A$2:$A$26,1)+1)-INDEX('Shultis Faw'!$D$2:$D$26,MATCH($C588,'Shultis Faw'!$A$2:$A$26,1)))/(INDEX('Shultis Faw'!$A$2:$A$26,MATCH($C588,'Shultis Faw'!$A$2:$A$26,1)+1)-INDEX('Shultis Faw'!$A$2:$A$26,MATCH($C588,'Shultis Faw'!$A$2:$A$26,1))),$C588*'Shultis Faw'!$D$2/'Shultis Faw'!$A$2)","v":2.1552319999999998},{"$f":"_xlfn.IFNA(INDEX('Shultis Faw'!$B$2:$B$26,MATCH($C588,'Shultis Faw'!$A$2:$A$26,1))+($C588-INDEX('Shultis Faw'!$A$2:$A$26,MATCH($C588,'Shultis Faw'!$A$2:$A$26,1)))*(INDEX('Shultis Faw'!$B$2:$B$26,MATCH($C588,'Shultis Faw'!$A$2:$A$26,1)+1)-INDEX('Shultis Faw'!$B$2:$B$26,MATCH($C588,'Shultis Faw'!$A$2:$A$26,1)))/(INDEX('Shultis Faw'!$A$2:$A$26,MATCH($C588,'Shultis Faw'!$A$2:$A$26,1)+1)-INDEX('Shultis Faw'!$A$2:$A$26,MATCH($C588,'Shultis Faw'!$A$2:$A$26,1))),$C588*'Shultis Faw'!$B$2/'Shultis Faw'!$A$2)","v":-0.176126},{"$f":"_xlfn.IFNA(INDEX('Shultis Faw'!$E$2:$E$26,MATCH($C588,'Shultis Faw'!$A$2:$A$26,1))+($C588-INDEX('Shultis Faw'!$A$2:$A$26,MATCH($C588,'Shultis Faw'!$A$2:$A$26,1)))*(INDEX('Shultis Faw'!$E$2:$E$26,MATCH($C588,'Shultis Faw'!$A$2:$A$26,1)+1)-INDEX('Shultis Faw'!$E$2:$E$26,MATCH($C588,'Shultis Faw'!$A$2:$A$26,1)))/(INDEX('Shultis Faw'!$A$2:$A$26,MATCH($C588,'Shultis Faw'!$A$2:$A$26,1)+1)-INDEX('Shultis Faw'!$A$2:$A$26,MATCH($C588,'Shultis Faw'!$A$2:$A$26,1))),$C588*'Shultis Faw'!$E$2/'Shultis Faw'!$A$2)","v":7.7404199999999992E-2},{"$f":"_xlfn.IFNA(INDEX('Shultis Faw'!$F$2:$F$26,MATCH($C588,'Shultis Faw'!$A$2:$A$26,1))+($C588-INDEX('Shultis Faw'!$A$2:$A$26,MATCH($C588,'Shultis Faw'!$A$2:$A$26,1)))*(INDEX('Shultis Faw'!$F$2:$F$26,MATCH($C588,'Shultis Faw'!$A$2:$A$26,1)+1)-INDEX('Shultis Faw'!$F$2:$F$26,MATCH($C588,'Shultis Faw'!$A$2:$A$26,1)))/(INDEX('Shultis Faw'!$A$2:$A$26,MATCH($C588,'Shultis Faw'!$A$2:$A$26,1)+1)-INDEX('Shultis Faw'!$A$2:$A$26,MATCH($C588,'Shultis Faw'!$A$2:$A$26,1))),$C588*'Shultis Faw'!$F$2/'Shultis Faw'!$A$2)","v":14.495659999999999},{"$f":"J588*(H588*'Externe blootstelling'!$D$23/2)^K588+L588*(TANH(((H588*'Externe blootstelling'!$D$23)/(2*M588))-2)-TANH(-2))/(1-TANH(-2))","v":1.8994490719756452},{"$f":"IF(N588=1,1+(I588-1)*H588*'Externe blootstelling'!$D$23/2,1+(I588-1)*(N588^(H588*'Externe blootstelling'!$D$23/2)-1)/(N588-1))","v":8.5376043999663693},{"$f":"G588*EXP(-H588*'Externe blootstelling'!$D$23/2)*O588","v":3.2801296831381584E-5}]
[null," g ",0.22131999999999999,3.5411199999999996E-14,3.5999999999999997E-4,{"$f":"_xlfn.IFNA(INDEX('hp (pSv cm2)'!$B$2:$B$52,MATCH($C589,'hp (pSv cm2)'!$A$2:$A$52,1))+($C589-INDEX('hp (pSv cm2)'!$A$2:$A$52,MATCH($C589,'hp (pSv cm2)'!$A$2:$A$52,1)))*(INDEX('hp (pSv cm2)'!$B$2:$B$52,MATCH($C589,'hp (pSv cm2)'!$A$2:$A$52,1)+1)-INDEX('hp (pSv cm2)'!$B$2:$B$52,MATCH($C589,'hp (pSv cm2)'!$A$2:$A$52,1)))/(INDEX('hp (pSv cm2)'!$A$2:$A$52,MATCH($C589,'hp (pSv cm2)'!$A$2:$A$52,1)+1)-INDEX('hp (pSv cm2)'!$A$2:$A$52,MATCH($C589,'hp (pSv cm2)'!$A$2:$A$52,1))),$C589*'hp (pSv cm2)'!$B$2/'hp (pSv cm2)'!$A$2)","v":1.1087319999999998},3.991435199999999E-4,{"$f":"_xlfn.IFNA(0.997*(INDEX('Mass attenuation coefficients'!$B$2:$B$37,MATCH($C589,'Mass attenuation coefficients'!$A$2:$A$37,1))+($C589-INDEX('Mass attenuation coefficients'!$A$2:$A$37,MATCH($C589,'Mass attenuation coefficients'!$A$2:$A$37,1)))*(INDEX('Mass attenuation coefficients'!$B$2:$B$37,MATCH($C589,'Mass attenuation coefficients'!$A$2:$A$37,1)+1)-INDEX('Mass attenuation coefficients'!$B$2:$B$37,MATCH($C589,'Mass attenuation coefficients'!$A$2:$A$37,1)))/(INDEX('Mass attenuation coefficients'!$A$2:$A$37,MATCH($C589,'Mass attenuation coefficients'!$A$2:$A$37,1)+1)-INDEX('Mass attenuation coefficients'!$A$2:$A$37,MATCH($C589,'Mass attenuation coefficients'!$A$2:$A$37,1)))),0.997*$C589*'Mass attenuation coefficients'!$B$2/'Mass attenuation coefficients'!$A$2)","v":0.13267788864000002},{"$f":"_xlfn.IFNA(INDEX('Shultis Faw'!$C$2:$C$26,MATCH($C589,'Shultis Faw'!$A$2:$A$26,1))+($C589-INDEX('Shultis Faw'!$A$2:$A$26,MATCH($C589,'Shultis Faw'!$A$2:$A$26,1)))*(INDEX('Shultis Faw'!$C$2:$C$26,MATCH($C589,'Shultis Faw'!$A$2:$A$26,1)+1)-INDEX('Shultis Faw'!$C$2:$C$26,MATCH($C589,'Shultis Faw'!$A$2:$A$26,1)))/(INDEX('Shultis Faw'!$A$2:$A$26,MATCH($C589,'Shultis Faw'!$A$2:$A$26,1)+1)-INDEX('Shultis Faw'!$A$2:$A$26,MATCH($C589,'Shultis Faw'!$A$2:$A$26,1))),$C589*'Shultis Faw'!$C$2/'Shultis Faw'!$A$2)","v":3.3590344000000001},{"$f":"_xlfn.IFNA(INDEX('Shultis Faw'!$D$2:$D$26,MATCH($C589,'Shultis Faw'!$A$2:$A$26,1))+($C589-INDEX('Shultis Faw'!$A$2:$A$26,MATCH($C589,'Shultis Faw'!$A$2:$A$26,1)))*(INDEX('Shultis Faw'!$D$2:$D$26,MATCH($C589,'Shultis Faw'!$A$2:$A$26,1)+1)-INDEX('Shultis Faw'!$D$2:$D$26,MATCH($C589,'Shultis Faw'!$A$2:$A$26,1)))/(INDEX('Shultis Faw'!$A$2:$A$26,MATCH($C589,'Shultis Faw'!$A$2:$A$26,1)+1)-INDEX('Shultis Faw'!$A$2:$A$26,MATCH($C589,'Shultis Faw'!$A$2:$A$26,1))),$C589*'Shultis Faw'!$D$2/'Shultis Faw'!$A$2)","v":2.1258575999999998},{"$f":"_xlfn.IFNA(INDEX('Shultis Faw'!$B$2:$B$26,MATCH($C589,'Shultis Faw'!$A$2:$A$26,1))+($C589-INDEX('Shultis Faw'!$A$2:$A$26,MATCH($C589,'Shultis Faw'!$A$2:$A$26,1)))*(INDEX('Shultis Faw'!$B$2:$B$26,MATCH($C589,'Shultis Faw'!$A$2:$A$26,1)+1)-INDEX('Shultis Faw'!$B$2:$B$26,MATCH($C589,'Shultis Faw'!$A$2:$A$26,1)))/(INDEX('Shultis Faw'!$A$2:$A$26,MATCH($C589,'Shultis Faw'!$A$2:$A$26,1)+1)-INDEX('Shultis Faw'!$A$2:$A$26,MATCH($C589,'Shultis Faw'!$A$2:$A$26,1))),$C589*'Shultis Faw'!$B$2/'Shultis Faw'!$A$2)","v":-0.1734416},{"$f":"_xlfn.IFNA(INDEX('Shultis Faw'!$E$2:$E$26,MATCH($C589,'Shultis Faw'!$A$2:$A$26,1))+($C589-INDEX('Shultis Faw'!$A$2:$A$26,MATCH($C589,'Shultis Faw'!$A$2:$A$26,1)))*(INDEX('Shultis Faw'!$E$2:$E$26,MATCH($C589,'Shultis Faw'!$A$2:$A$26,1)+1)-INDEX('Shultis Faw'!$E$2:$E$26,MATCH($C589,'Shultis Faw'!$A$2:$A$26,1)))/(INDEX('Shultis Faw'!$A$2:$A$26,MATCH($C589,'Shultis Faw'!$A$2:$A$26,1)+1)-INDEX('Shultis Faw'!$A$2:$A$26,MATCH($C589,'Shultis Faw'!$A$2:$A$26,1))),$C589*'Shultis Faw'!$E$2/'Shultis Faw'!$A$2)","v":7.4862919999999999E-2},{"$f":"_xlfn.IFNA(INDEX('Shultis Faw'!$F$2:$F$26,MATCH($C589,'Shultis Faw'!$A$2:$A$26,1))+($C589-INDEX('Shultis Faw'!$A$2:$A$26,MATCH($C589,'Shultis Faw'!$A$2:$A$26,1)))*(INDEX('Shultis Faw'!$F$2:$F$26,MATCH($C589,'Shultis Faw'!$A$2:$A$26,1)+1)-INDEX('Shultis Faw'!$F$2:$F$26,MATCH($C589,'Shultis Faw'!$A$2:$A$26,1)))/(INDEX('Shultis Faw'!$A$2:$A$26,MATCH($C589,'Shultis Faw'!$A$2:$A$26,1)+1)-INDEX('Shultis Faw'!$A$2:$A$26,MATCH($C589,'Shultis Faw'!$A$2:$A$26,1))),$C589*'Shultis Faw'!$F$2/'Shultis Faw'!$A$2)","v":14.438172},{"$f":"J589*(H589*'Externe blootstelling'!$D$23/2)^K589+L589*(TANH(((H589*'Externe blootstelling'!$D$23)/(2*M589))-2)-TANH(-2))/(1-TANH(-2))","v":1.8870876023719392},{"$f":"IF(N589=1,1+(I589-1)*H589*'Externe blootstelling'!$D$23/2,1+(I589-1)*(N589^(H589*'Externe blootstelling'!$D$23/2)-1)/(N589-1))","v":7.7517974127288518},{"$f":"G589*EXP(-H589*'Externe blootstelling'!$D$23/2)*O589","v":4.2287535329483546E-4}]
[null," g ",0.24719999999999998,3.9551999999999993E-14,9.7E-5,{"$f":"_xlfn.IFNA(INDEX('hp (pSv cm2)'!$B$2:$B$52,MATCH($C590,'hp (pSv cm2)'!$A$2:$A$52,1))+($C590-INDEX('hp (pSv cm2)'!$A$2:$A$52,MATCH($C590,'hp (pSv cm2)'!$A$2:$A$52,1)))*(INDEX('hp (pSv cm2)'!$B$2:$B$52,MATCH($C590,'hp (pSv cm2)'!$A$2:$A$52,1)+1)-INDEX('hp (pSv cm2)'!$B$2:$B$52,MATCH($C590,'hp (pSv cm2)'!$A$2:$A$52,1)))/(INDEX('hp (pSv cm2)'!$A$2:$A$52,MATCH($C590,'hp (pSv cm2)'!$A$2:$A$52,1)+1)-INDEX('hp (pSv cm2)'!$A$2:$A$52,MATCH($C590,'hp (pSv cm2)'!$A$2:$A$52,1))),$C590*'hp (pSv cm2)'!$B$2/'hp (pSv cm2)'!$A$2)","v":1.2407199999999998},1.2034983999999999E-4,{"$f":"_xlfn.IFNA(0.997*(INDEX('Mass attenuation coefficients'!$B$2:$B$37,MATCH($C590,'Mass attenuation coefficients'!$A$2:$A$37,1))+($C590-INDEX('Mass attenuation coefficients'!$A$2:$A$37,MATCH($C590,'Mass attenuation coefficients'!$A$2:$A$37,1)))*(INDEX('Mass attenuation coefficients'!$B$2:$B$37,MATCH($C590,'Mass attenuation coefficients'!$A$2:$A$37,1)+1)-INDEX('Mass attenuation coefficients'!$B$2:$B$37,MATCH($C590,'Mass attenuation coefficients'!$A$2:$A$37,1)))/(INDEX('Mass attenuation coefficients'!$A$2:$A$37,MATCH($C590,'Mass attenuation coefficients'!$A$2:$A$37,1)+1)-INDEX('Mass attenuation coefficients'!$A$2:$A$37,MATCH($C590,'Mass attenuation coefficients'!$A$2:$A$37,1)))),0.997*$C590*'Mass attenuation coefficients'!$B$2/'Mass attenuation coefficients'!$A$2)","v":0.12793025440000003},{"$f":"_xlfn.IFNA(INDEX('Shultis Faw'!$C$2:$C$26,MATCH($C590,'Shultis Faw'!$A$2:$A$26,1))+($C590-INDEX('Shultis Faw'!$A$2:$A$26,MATCH($C590,'Shultis Faw'!$A$2:$A$26,1)))*(INDEX('Shultis Faw'!$C$2:$C$26,MATCH($C590,'Shultis Faw'!$A$2:$A$26,1)+1)-INDEX('Shultis Faw'!$C$2:$C$26,MATCH($C590,'Shultis Faw'!$A$2:$A$26,1)))/(INDEX('Shultis Faw'!$A$2:$A$26,MATCH($C590,'Shultis Faw'!$A$2:$A$26,1)+1)-INDEX('Shultis Faw'!$A$2:$A$26,MATCH($C590,'Shultis Faw'!$A$2:$A$26,1))),$C590*'Shultis Faw'!$C$2/'Shultis Faw'!$A$2)","v":3.2146240000000001},{"$f":"_xlfn.IFNA(INDEX('Shultis Faw'!$D$2:$D$26,MATCH($C590,'Shultis Faw'!$A$2:$A$26,1))+($C590-INDEX('Shultis Faw'!$A$2:$A$26,MATCH($C590,'Shultis Faw'!$A$2:$A$26,1)))*(INDEX('Shultis Faw'!$D$2:$D$26,MATCH($C590,'Shultis Faw'!$A$2:$A$26,1)+1)-INDEX('Shultis Faw'!$D$2:$D$26,MATCH($C590,'Shultis Faw'!$A$2:$A$26,1)))/(INDEX('Shultis Faw'!$A$2:$A$26,MATCH($C590,'Shultis Faw'!$A$2:$A$26,1)+1)-INDEX('Shultis Faw'!$A$2:$A$26,MATCH($C590,'Shultis Faw'!$A$2:$A$26,1))),$C590*'Shultis Faw'!$D$2/'Shultis Faw'!$A$2)","v":2.0916959999999998},{"$f":"_xlfn.IFNA(INDEX('Shultis Faw'!$B$2:$B$26,MATCH($C590,'Shultis Faw'!$A$2:$A$26,1))+($C590-INDEX('Shultis Faw'!$A$2:$A$26,MATCH($C590,'Shultis Faw'!$A$2:$A$26,1)))*(INDEX('Shultis Faw'!$B$2:$B$26,MATCH($C590,'Shultis Faw'!$A$2:$A$26,1)+1)-INDEX('Shultis Faw'!$B$2:$B$26,MATCH($C590,'Shultis Faw'!$A$2:$A$26,1)))/(INDEX('Shultis Faw'!$A$2:$A$26,MATCH($C590,'Shultis Faw'!$A$2:$A$26,1)+1)-INDEX('Shultis Faw'!$A$2:$A$26,MATCH($C590,'Shultis Faw'!$A$2:$A$26,1))),$C590*'Shultis Faw'!$B$2/'Shultis Faw'!$A$2)","v":-0.17033599999999999},{"$f":"_xlfn.IFNA(INDEX('Shultis Faw'!$E$2:$E$26,MATCH($C590,'Shultis Faw'!$A$2:$A$26,1))+($C590-INDEX('Shultis Faw'!$A$2:$A$26,MATCH($C590,'Shultis Faw'!$A$2:$A$26,1)))*(INDEX('Shultis Faw'!$E$2:$E$26,MATCH($C590,'Shultis Faw'!$A$2:$A$26,1)+1)-INDEX('Shultis Faw'!$E$2:$E$26,MATCH($C590,'Shultis Faw'!$A$2:$A$26,1)))/(INDEX('Shultis Faw'!$A$2:$A$26,MATCH($C590,'Shultis Faw'!$A$2:$A$26,1)+1)-INDEX('Shultis Faw'!$A$2:$A$26,MATCH($C590,'Shultis Faw'!$A$2:$A$26,1))),$C590*'Shultis Faw'!$E$2/'Shultis Faw'!$A$2)","v":7.1783200000000005E-2},{"$f":"_xlfn.IFNA(INDEX('Shultis Faw'!$F$2:$F$26,MATCH($C590,'Shultis Faw'!$A$2:$A$26,1))+($C590-INDEX('Shultis Faw'!$A$2:$A$26,MATCH($C590,'Shultis Faw'!$A$2:$A$26,1)))*(INDEX('Shultis Faw'!$F$2:$F$26,MATCH($C590,'Shultis Faw'!$A$2:$A$26,1)+1)-INDEX('Shultis Faw'!$F$2:$F$26,MATCH($C590,'Shultis Faw'!$A$2:$A$26,1)))/(INDEX('Shultis Faw'!$A$2:$A$26,MATCH($C590,'Shultis Faw'!$A$2:$A$26,1)+1)-INDEX('Shultis Faw'!$A$2:$A$26,MATCH($C590,'Shultis Faw'!$A$2:$A$26,1))),$C590*'Shultis Faw'!$F$2/'Shultis Faw'!$A$2)","v":14.36312},{"$f":"J590*(H590*'Externe blootstelling'!$D$23/2)^K590+L590*(TANH(((H590*'Externe blootstelling'!$D$23)/(2*M590))-2)-TANH(-2))/(1-TANH(-2))","v":1.8722926348722362},{"$f":"IF(N590=1,1+(I590-1)*H590*'Externe blootstelling'!$D$23/2,1+(I590-1)*(N590^(H590*'Externe blootstelling'!$D$23/2)-1)/(N590-1))","v":6.9199776594167437},{"$f":"G590*EXP(-H590*'Externe blootstelling'!$D$23/2)*O590","v":1.2222474962529143E-4}]
[null," g ",0.24949000000000002,3.99184E-14,3.7999999999999997E-4,{"$f":"_xlfn.IFNA(INDEX('hp (pSv cm2)'!$B$2:$B$52,MATCH($C591,'hp (pSv cm2)'!$A$2:$A$52,1))+($C591-INDEX('hp (pSv cm2)'!$A$2:$A$52,MATCH($C591,'hp (pSv cm2)'!$A$2:$A$52,1)))*(INDEX('hp (pSv cm2)'!$B$2:$B$52,MATCH($C591,'hp (pSv cm2)'!$A$2:$A$52,1)+1)-INDEX('hp (pSv cm2)'!$B$2:$B$52,MATCH($C591,'hp (pSv cm2)'!$A$2:$A$52,1)))/(INDEX('hp (pSv cm2)'!$A$2:$A$52,MATCH($C591,'hp (pSv cm2)'!$A$2:$A$52,1)+1)-INDEX('hp (pSv cm2)'!$A$2:$A$52,MATCH($C591,'hp (pSv cm2)'!$A$2:$A$52,1))),$C591*'hp (pSv cm2)'!$B$2/'hp (pSv cm2)'!$A$2)","v":1.252399},{"$f":"F591*E591","v":4.7591161999999999E-4},{"$f":"_xlfn.IFNA(0.997*(INDEX('Mass attenuation coefficients'!$B$2:$B$37,MATCH($C591,'Mass attenuation coefficients'!$A$2:$A$37,1))+($C591-INDEX('Mass attenuation coefficients'!$A$2:$A$37,MATCH($C591,'Mass attenuation coefficients'!$A$2:$A$37,1)))*(INDEX('Mass attenuation coefficients'!$B$2:$B$37,MATCH($C591,'Mass attenuation coefficients'!$A$2:$A$37,1)+1)-INDEX('Mass attenuation coefficients'!$B$2:$B$37,MATCH($C591,'Mass attenuation coefficients'!$A$2:$A$37,1)))/(INDEX('Mass attenuation coefficients'!$A$2:$A$37,MATCH($C591,'Mass attenuation coefficients'!$A$2:$A$37,1)+1)-INDEX('Mass attenuation coefficients'!$A$2:$A$37,MATCH($C591,'Mass attenuation coefficients'!$A$2:$A$37,1)))),0.997*$C591*'Mass attenuation coefficients'!$B$2/'Mass attenuation coefficients'!$A$2)","v":0.12751015848},{"$f":"_xlfn.IFNA(INDEX('Shultis Faw'!$C$2:$C$26,MATCH($C591,'Shultis Faw'!$A$2:$A$26,1))+($C591-INDEX('Shultis Faw'!$A$2:$A$26,MATCH($C591,'Shultis Faw'!$A$2:$A$26,1)))*(INDEX('Shultis Faw'!$C$2:$C$26,MATCH($C591,'Shultis Faw'!$A$2:$A$26,1)+1)-INDEX('Shultis Faw'!$C$2:$C$26,MATCH($C591,'Shultis Faw'!$A$2:$A$26,1)))/(INDEX('Shultis Faw'!$A$2:$A$26,MATCH($C591,'Shultis Faw'!$A$2:$A$26,1)+1)-INDEX('Shultis Faw'!$A$2:$A$26,MATCH($C591,'Shultis Faw'!$A$2:$A$26,1))),$C591*'Shultis Faw'!$C$2/'Shultis Faw'!$A$2)","v":3.2018458000000001},{"$f":"_xlfn.IFNA(INDEX('Shultis Faw'!$D$2:$D$26,MATCH($C591,'Shultis Faw'!$A$2:$A$26,1))+($C591-INDEX('Shultis Faw'!$A$2:$A$26,MATCH($C591,'Shultis Faw'!$A$2:$A$26,1)))*(INDEX('Shultis Faw'!$D$2:$D$26,MATCH($C591,'Shultis Faw'!$A$2:$A$26,1)+1)-INDEX('Shultis Faw'!$D$2:$D$26,MATCH($C591,'Shultis Faw'!$A$2:$A$26,1)))/(INDEX('Shultis Faw'!$A$2:$A$26,MATCH($C591,'Shultis Faw'!$A$2:$A$26,1)+1)-INDEX('Shultis Faw'!$A$2:$A$26,MATCH($C591,'Shultis Faw'!$A$2:$A$26,1))),$C591*'Shultis Faw'!$D$2/'Shultis Faw'!$A$2)","v":2.0886731999999997},{"$f":"_xlfn.IFNA(INDEX('Shultis Faw'!$B$2:$B$26,MATCH($C591,'Shultis Faw'!$A$2:$A$26,1))+($C591-INDEX('Shultis Faw'!$A$2:$A$26,MATCH($C591,'Shultis Faw'!$A$2:$A$26,1)))*(INDEX('Shultis Faw'!$B$2:$B$26,MATCH($C591,'Shultis Faw'!$A$2:$A$26,1)+1)-INDEX('Shultis Faw'!$B$2:$B$26,MATCH($C591,'Shultis Faw'!$A$2:$A$26,1)))/(INDEX('Shultis Faw'!$A$2:$A$26,MATCH($C591,'Shultis Faw'!$A$2:$A$26,1)+1)-INDEX('Shultis Faw'!$A$2:$A$26,MATCH($C591,'Shultis Faw'!$A$2:$A$26,1))),$C591*'Shultis Faw'!$B$2/'Shultis Faw'!$A$2)","v":-0.1700612},{"$f":"_xlfn.IFNA(INDEX('Shultis Faw'!$E$2:$E$26,MATCH($C591,'Shultis Faw'!$A$2:$A$26,1))+($C591-INDEX('Shultis Faw'!$A$2:$A$26,MATCH($C591,'Shultis Faw'!$A$2:$A$26,1)))*(INDEX('Shultis Faw'!$E$2:$E$26,MATCH($C591,'Shultis Faw'!$A$2:$A$26,1)+1)-INDEX('Shultis Faw'!$E$2:$E$26,MATCH($C591,'Shultis Faw'!$A$2:$A$26,1)))/(INDEX('Shultis Faw'!$A$2:$A$26,MATCH($C591,'Shultis Faw'!$A$2:$A$26,1)+1)-INDEX('Shultis Faw'!$A$2:$A$26,MATCH($C591,'Shultis Faw'!$A$2:$A$26,1))),$C591*'Shultis Faw'!$E$2/'Shultis Faw'!$A$2)","v":7.1510690000000002E-2},{"$f":"_xlfn.IFNA(INDEX('Shultis Faw'!$F$2:$F$26,MATCH($C591,'Shultis Faw'!$A$2:$A$26,1))+($C591-INDEX('Shultis Faw'!$A$2:$A$26,MATCH($C591,'Shultis Faw'!$A$2:$A$26,1)))*(INDEX('Shultis Faw'!$F$2:$F$26,MATCH($C591,'Shultis Faw'!$A$2:$A$26,1)+1)-INDEX('Shultis Faw'!$F$2:$F$26,MATCH($C591,'Shultis Faw'!$A$2:$A$26,1)))/(INDEX('Shultis Faw'!$A$2:$A$26,MATCH($C591,'Shultis Faw'!$A$2:$A$26,1)+1)-INDEX('Shultis Faw'!$A$2:$A$26,MATCH($C591,'Shultis Faw'!$A$2:$A$26,1))),$C591*'Shultis Faw'!$F$2/'Shultis Faw'!$A$2)","v":14.356479},{"$f":"J591*(H591*'Externe blootstelling'!$D$23/2)^K591+L591*(TANH(((H591*'Externe blootstelling'!$D$23)/(2*M591))-2)-TANH(-2))/(1-TANH(-2))","v":1.8709655859124446},{"$f":"IF(N591=1,1+(I591-1)*H591*'Externe blootstelling'!$D$23/2,1+(I591-1)*(N591^(H591*'Externe blootstelling'!$D$23/2)-1)/(N591-1))","v":6.8501964109484117},{"$f":"G591*EXP(-H591*'Externe blootstelling'!$D$23/2)*O591","v":4.814763499168307E-4}]
[null," g ",0.25159999999999999,4.0255999999999998E-14,5.5000000000000003E-4,{"$f":"_xlfn.IFNA(INDEX('hp (pSv cm2)'!$B$2:$B$52,MATCH($C592,'hp (pSv cm2)'!$A$2:$A$52,1))+($C592-INDEX('hp (pSv cm2)'!$A$2:$A$52,MATCH($C592,'hp (pSv cm2)'!$A$2:$A$52,1)))*(INDEX('hp (pSv cm2)'!$B$2:$B$52,MATCH($C592,'hp (pSv cm2)'!$A$2:$A$52,1)+1)-INDEX('hp (pSv cm2)'!$B$2:$B$52,MATCH($C592,'hp (pSv cm2)'!$A$2:$A$52,1)))/(INDEX('hp (pSv cm2)'!$A$2:$A$52,MATCH($C592,'hp (pSv cm2)'!$A$2:$A$52,1)+1)-INDEX('hp (pSv cm2)'!$A$2:$A$52,MATCH($C592,'hp (pSv cm2)'!$A$2:$A$52,1))),$C592*'hp (pSv cm2)'!$B$2/'hp (pSv cm2)'!$A$2)","v":1.2631600000000001},6.9473800000000008E-4,{"$f":"_xlfn.IFNA(0.997*(INDEX('Mass attenuation coefficients'!$B$2:$B$37,MATCH($C592,'Mass attenuation coefficients'!$A$2:$A$37,1))+($C592-INDEX('Mass attenuation coefficients'!$A$2:$A$37,MATCH($C592,'Mass attenuation coefficients'!$A$2:$A$37,1)))*(INDEX('Mass attenuation coefficients'!$B$2:$B$37,MATCH($C592,'Mass attenuation coefficients'!$A$2:$A$37,1)+1)-INDEX('Mass attenuation coefficients'!$B$2:$B$37,MATCH($C592,'Mass attenuation coefficients'!$A$2:$A$37,1)))/(INDEX('Mass attenuation coefficients'!$A$2:$A$37,MATCH($C592,'Mass attenuation coefficients'!$A$2:$A$37,1)+1)-INDEX('Mass attenuation coefficients'!$A$2:$A$37,MATCH($C592,'Mass attenuation coefficients'!$A$2:$A$37,1)))),0.997*$C592*'Mass attenuation coefficients'!$B$2/'Mass attenuation coefficients'!$A$2)","v":0.12712308319999999},{"$f":"_xlfn.IFNA(INDEX('Shultis Faw'!$C$2:$C$26,MATCH($C592,'Shultis Faw'!$A$2:$A$26,1))+($C592-INDEX('Shultis Faw'!$A$2:$A$26,MATCH($C592,'Shultis Faw'!$A$2:$A$26,1)))*(INDEX('Shultis Faw'!$C$2:$C$26,MATCH($C592,'Shultis Faw'!$A$2:$A$26,1)+1)-INDEX('Shultis Faw'!$C$2:$C$26,MATCH($C592,'Shultis Faw'!$A$2:$A$26,1)))/(INDEX('Shultis Faw'!$A$2:$A$26,MATCH($C592,'Shultis Faw'!$A$2:$A$26,1)+1)-INDEX('Shultis Faw'!$A$2:$A$26,MATCH($C592,'Shultis Faw'!$A$2:$A$26,1))),$C592*'Shultis Faw'!$C$2/'Shultis Faw'!$A$2)","v":3.1900720000000002},{"$f":"_xlfn.IFNA(INDEX('Shultis Faw'!$D$2:$D$26,MATCH($C592,'Shultis Faw'!$A$2:$A$26,1))+($C592-INDEX('Shultis Faw'!$A$2:$A$26,MATCH($C592,'Shultis Faw'!$A$2:$A$26,1)))*(INDEX('Shultis Faw'!$D$2:$D$26,MATCH($C592,'Shultis Faw'!$A$2:$A$26,1)+1)-INDEX('Shultis Faw'!$D$2:$D$26,MATCH($C592,'Shultis Faw'!$A$2:$A$26,1)))/(INDEX('Shultis Faw'!$A$2:$A$26,MATCH($C592,'Shultis Faw'!$A$2:$A$26,1)+1)-INDEX('Shultis Faw'!$A$2:$A$26,MATCH($C592,'Shultis Faw'!$A$2:$A$26,1))),$C592*'Shultis Faw'!$D$2/'Shultis Faw'!$A$2)","v":2.0858879999999997},{"$f":"_xlfn.IFNA(INDEX('Shultis Faw'!$B$2:$B$26,MATCH($C592,'Shultis Faw'!$A$2:$A$26,1))+($C592-INDEX('Shultis Faw'!$A$2:$A$26,MATCH($C592,'Shultis Faw'!$A$2:$A$26,1)))*(INDEX('Shultis Faw'!$B$2:$B$26,MATCH($C592,'Shultis Faw'!$A$2:$A$26,1)+1)-INDEX('Shultis Faw'!$B$2:$B$26,MATCH($C592,'Shultis Faw'!$A$2:$A$26,1)))/(INDEX('Shultis Faw'!$A$2:$A$26,MATCH($C592,'Shultis Faw'!$A$2:$A$26,1)+1)-INDEX('Shultis Faw'!$A$2:$A$26,MATCH($C592,'Shultis Faw'!$A$2:$A$26,1))),$C592*'Shultis Faw'!$B$2/'Shultis Faw'!$A$2)","v":-0.16980799999999999},{"$f":"_xlfn.IFNA(INDEX('Shultis Faw'!$E$2:$E$26,MATCH($C592,'Shultis Faw'!$A$2:$A$26,1))+($C592-INDEX('Shultis Faw'!$A$2:$A$26,MATCH($C592,'Shultis Faw'!$A$2:$A$26,1)))*(INDEX('Shultis Faw'!$E$2:$E$26,MATCH($C592,'Shultis Faw'!$A$2:$A$26,1)+1)-INDEX('Shultis Faw'!$E$2:$E$26,MATCH($C592,'Shultis Faw'!$A$2:$A$26,1)))/(INDEX('Shultis Faw'!$A$2:$A$26,MATCH($C592,'Shultis Faw'!$A$2:$A$26,1)+1)-INDEX('Shultis Faw'!$A$2:$A$26,MATCH($C592,'Shultis Faw'!$A$2:$A$26,1))),$C592*'Shultis Faw'!$E$2/'Shultis Faw'!$A$2)","v":7.1259600000000006E-2},{"$f":"_xlfn.IFNA(INDEX('Shultis Faw'!$F$2:$F$26,MATCH($C592,'Shultis Faw'!$A$2:$A$26,1))+($C592-INDEX('Shultis Faw'!$A$2:$A$26,MATCH($C592,'Shultis Faw'!$A$2:$A$26,1)))*(INDEX('Shultis Faw'!$F$2:$F$26,MATCH($C592,'Shultis Faw'!$A$2:$A$26,1)+1)-INDEX('Shultis Faw'!$F$2:$F$26,MATCH($C592,'Shultis Faw'!$A$2:$A$26,1)))/(INDEX('Shultis Faw'!$A$2:$A$26,MATCH($C592,'Shultis Faw'!$A$2:$A$26,1)+1)-INDEX('Shultis Faw'!$A$2:$A$26,MATCH($C592,'Shultis Faw'!$A$2:$A$26,1))),$C592*'Shultis Faw'!$F$2/'Shultis Faw'!$A$2)","v":14.35036},{"$f":"J592*(H592*'Externe blootstelling'!$D$23/2)^K592+L592*(TANH(((H592*'Externe blootstelling'!$D$23)/(2*M592))-2)-TANH(-2))/(1-TANH(-2))","v":1.8697402766224409},{"$f":"IF(N592=1,1+(I592-1)*H592*'Externe blootstelling'!$D$23/2,1+(I592-1)*(N592^(H592*'Externe blootstelling'!$D$23/2)-1)/(N592-1))","v":6.7864325800776477},{"$f":"G592*EXP(-H592*'Externe blootstelling'!$D$23/2)*O592","v":7.0037363600503565E-4}]
[null," g ",0.25519999999999998,4.0831999999999995E-14,4.8000000000000001E-4,{"$f":"_xlfn.IFNA(INDEX('hp (pSv cm2)'!$B$2:$B$52,MATCH($C593,'hp (pSv cm2)'!$A$2:$A$52,1))+($C593-INDEX('hp (pSv cm2)'!$A$2:$A$52,MATCH($C593,'hp (pSv cm2)'!$A$2:$A$52,1)))*(INDEX('hp (pSv cm2)'!$B$2:$B$52,MATCH($C593,'hp (pSv cm2)'!$A$2:$A$52,1)+1)-INDEX('hp (pSv cm2)'!$B$2:$B$52,MATCH($C593,'hp (pSv cm2)'!$A$2:$A$52,1)))/(INDEX('hp (pSv cm2)'!$A$2:$A$52,MATCH($C593,'hp (pSv cm2)'!$A$2:$A$52,1)+1)-INDEX('hp (pSv cm2)'!$A$2:$A$52,MATCH($C593,'hp (pSv cm2)'!$A$2:$A$52,1))),$C593*'hp (pSv cm2)'!$B$2/'hp (pSv cm2)'!$A$2)","v":1.28152},6.1512960000000005E-4,{"$f":"_xlfn.IFNA(0.997*(INDEX('Mass attenuation coefficients'!$B$2:$B$37,MATCH($C593,'Mass attenuation coefficients'!$A$2:$A$37,1))+($C593-INDEX('Mass attenuation coefficients'!$A$2:$A$37,MATCH($C593,'Mass attenuation coefficients'!$A$2:$A$37,1)))*(INDEX('Mass attenuation coefficients'!$B$2:$B$37,MATCH($C593,'Mass attenuation coefficients'!$A$2:$A$37,1)+1)-INDEX('Mass attenuation coefficients'!$B$2:$B$37,MATCH($C593,'Mass attenuation coefficients'!$A$2:$A$37,1)))/(INDEX('Mass attenuation coefficients'!$A$2:$A$37,MATCH($C593,'Mass attenuation coefficients'!$A$2:$A$37,1)+1)-INDEX('Mass attenuation coefficients'!$A$2:$A$37,MATCH($C593,'Mass attenuation coefficients'!$A$2:$A$37,1)))),0.997*$C593*'Mass attenuation coefficients'!$B$2/'Mass attenuation coefficients'!$A$2)","v":0.1264626704},{"$f":"_xlfn.IFNA(INDEX('Shultis Faw'!$C$2:$C$26,MATCH($C593,'Shultis Faw'!$A$2:$A$26,1))+($C593-INDEX('Shultis Faw'!$A$2:$A$26,MATCH($C593,'Shultis Faw'!$A$2:$A$26,1)))*(INDEX('Shultis Faw'!$C$2:$C$26,MATCH($C593,'Shultis Faw'!$A$2:$A$26,1)+1)-INDEX('Shultis Faw'!$C$2:$C$26,MATCH($C593,'Shultis Faw'!$A$2:$A$26,1)))/(INDEX('Shultis Faw'!$A$2:$A$26,MATCH($C593,'Shultis Faw'!$A$2:$A$26,1)+1)-INDEX('Shultis Faw'!$A$2:$A$26,MATCH($C593,'Shultis Faw'!$A$2:$A$26,1))),$C593*'Shultis Faw'!$C$2/'Shultis Faw'!$A$2)","v":3.1699840000000004},{"$f":"_xlfn.IFNA(INDEX('Shultis Faw'!$D$2:$D$26,MATCH($C593,'Shultis Faw'!$A$2:$A$26,1))+($C593-INDEX('Shultis Faw'!$A$2:$A$26,MATCH($C593,'Shultis Faw'!$A$2:$A$26,1)))*(INDEX('Shultis Faw'!$D$2:$D$26,MATCH($C593,'Shultis Faw'!$A$2:$A$26,1)+1)-INDEX('Shultis Faw'!$D$2:$D$26,MATCH($C593,'Shultis Faw'!$A$2:$A$26,1)))/(INDEX('Shultis Faw'!$A$2:$A$26,MATCH($C593,'Shultis Faw'!$A$2:$A$26,1)+1)-INDEX('Shultis Faw'!$A$2:$A$26,MATCH($C593,'Shultis Faw'!$A$2:$A$26,1))),$C593*'Shultis Faw'!$D$2/'Shultis Faw'!$A$2)","v":2.0811359999999999},{"$f":"_xlfn.IFNA(INDEX('Shultis Faw'!$B$2:$B$26,MATCH($C593,'Shultis Faw'!$A$2:$A$26,1))+($C593-INDEX('Shultis Faw'!$A$2:$A$26,MATCH($C593,'Shultis Faw'!$A$2:$A$26,1)))*(INDEX('Shultis Faw'!$B$2:$B$26,MATCH($C593,'Shultis Faw'!$A$2:$A$26,1)+1)-INDEX('Shultis Faw'!$B$2:$B$26,MATCH($C593,'Shultis Faw'!$A$2:$A$26,1)))/(INDEX('Shultis Faw'!$A$2:$A$26,MATCH($C593,'Shultis Faw'!$A$2:$A$26,1)+1)-INDEX('Shultis Faw'!$A$2:$A$26,MATCH($C593,'Shultis Faw'!$A$2:$A$26,1))),$C593*'Shultis Faw'!$B$2/'Shultis Faw'!$A$2)","v":-0.169376},{"$f":"_xlfn.IFNA(INDEX('Shultis Faw'!$E$2:$E$26,MATCH($C593,'Shultis Faw'!$A$2:$A$26,1))+($C593-INDEX('Shultis Faw'!$A$2:$A$26,MATCH($C593,'Shultis Faw'!$A$2:$A$26,1)))*(INDEX('Shultis Faw'!$E$2:$E$26,MATCH($C593,'Shultis Faw'!$A$2:$A$26,1)+1)-INDEX('Shultis Faw'!$E$2:$E$26,MATCH($C593,'Shultis Faw'!$A$2:$A$26,1)))/(INDEX('Shultis Faw'!$A$2:$A$26,MATCH($C593,'Shultis Faw'!$A$2:$A$26,1)+1)-INDEX('Shultis Faw'!$A$2:$A$26,MATCH($C593,'Shultis Faw'!$A$2:$A$26,1))),$C593*'Shultis Faw'!$E$2/'Shultis Faw'!$A$2)","v":7.0831199999999997E-2},{"$f":"_xlfn.IFNA(INDEX('Shultis Faw'!$F$2:$F$26,MATCH($C593,'Shultis Faw'!$A$2:$A$26,1))+($C593-INDEX('Shultis Faw'!$A$2:$A$26,MATCH($C593,'Shultis Faw'!$A$2:$A$26,1)))*(INDEX('Shultis Faw'!$F$2:$F$26,MATCH($C593,'Shultis Faw'!$A$2:$A$26,1)+1)-INDEX('Shultis Faw'!$F$2:$F$26,MATCH($C593,'Shultis Faw'!$A$2:$A$26,1)))/(INDEX('Shultis Faw'!$A$2:$A$26,MATCH($C593,'Shultis Faw'!$A$2:$A$26,1)+1)-INDEX('Shultis Faw'!$A$2:$A$26,MATCH($C593,'Shultis Faw'!$A$2:$A$26,1))),$C593*'Shultis Faw'!$F$2/'Shultis Faw'!$A$2)","v":14.339920000000001},{"$f":"J593*(H593*'Externe blootstelling'!$D$23/2)^K593+L593*(TANH(((H593*'Externe blootstelling'!$D$23)/(2*M593))-2)-TANH(-2))/(1-TANH(-2))","v":1.8676440166329393},{"$f":"IF(N593=1,1+(I593-1)*H593*'Externe blootstelling'!$D$23/2,1+(I593-1)*(N593^(H593*'Externe blootstelling'!$D$23/2)-1)/(N593-1))","v":6.678809997700637},{"$f":"G593*EXP(-H593*'Externe blootstelling'!$D$23/2)*O593","v":6.1636094951662552E-4}]
[null," g ",0.25569999999999998,4.0911999999999993E-14,5.4999999999999995E-5,{"$f":"_xlfn.IFNA(INDEX('hp (pSv cm2)'!$B$2:$B$52,MATCH($C594,'hp (pSv cm2)'!$A$2:$A$52,1))+($C594-INDEX('hp (pSv cm2)'!$A$2:$A$52,MATCH($C594,'hp (pSv cm2)'!$A$2:$A$52,1)))*(INDEX('hp (pSv cm2)'!$B$2:$B$52,MATCH($C594,'hp (pSv cm2)'!$A$2:$A$52,1)+1)-INDEX('hp (pSv cm2)'!$B$2:$B$52,MATCH($C594,'hp (pSv cm2)'!$A$2:$A$52,1)))/(INDEX('hp (pSv cm2)'!$A$2:$A$52,MATCH($C594,'hp (pSv cm2)'!$A$2:$A$52,1)+1)-INDEX('hp (pSv cm2)'!$A$2:$A$52,MATCH($C594,'hp (pSv cm2)'!$A$2:$A$52,1))),$C594*'hp (pSv cm2)'!$B$2/'hp (pSv cm2)'!$A$2)","v":1.2840699999999998},7.0623849999999983E-5,{"$f":"_xlfn.IFNA(0.997*(INDEX('Mass attenuation coefficients'!$B$2:$B$37,MATCH($C594,'Mass attenuation coefficients'!$A$2:$A$37,1))+($C594-INDEX('Mass attenuation coefficients'!$A$2:$A$37,MATCH($C594,'Mass attenuation coefficients'!$A$2:$A$37,1)))*(INDEX('Mass attenuation coefficients'!$B$2:$B$37,MATCH($C594,'Mass attenuation coefficients'!$A$2:$A$37,1)+1)-INDEX('Mass attenuation coefficients'!$B$2:$B$37,MATCH($C594,'Mass attenuation coefficients'!$A$2:$A$37,1)))/(INDEX('Mass attenuation coefficients'!$A$2:$A$37,MATCH($C594,'Mass attenuation coefficients'!$A$2:$A$37,1)+1)-INDEX('Mass attenuation coefficients'!$A$2:$A$37,MATCH($C594,'Mass attenuation coefficients'!$A$2:$A$37,1)))),0.997*$C594*'Mass attenuation coefficients'!$B$2/'Mass attenuation coefficients'!$A$2)","v":0.12637094640000002},{"$f":"_xlfn.IFNA(INDEX('Shultis Faw'!$C$2:$C$26,MATCH($C594,'Shultis Faw'!$A$2:$A$26,1))+($C594-INDEX('Shultis Faw'!$A$2:$A$26,MATCH($C594,'Shultis Faw'!$A$2:$A$26,1)))*(INDEX('Shultis Faw'!$C$2:$C$26,MATCH($C594,'Shultis Faw'!$A$2:$A$26,1)+1)-INDEX('Shultis Faw'!$C$2:$C$26,MATCH($C594,'Shultis Faw'!$A$2:$A$26,1)))/(INDEX('Shultis Faw'!$A$2:$A$26,MATCH($C594,'Shultis Faw'!$A$2:$A$26,1)+1)-INDEX('Shultis Faw'!$A$2:$A$26,MATCH($C594,'Shultis Faw'!$A$2:$A$26,1))),$C594*'Shultis Faw'!$C$2/'Shultis Faw'!$A$2)","v":3.1671940000000003},{"$f":"_xlfn.IFNA(INDEX('Shultis Faw'!$D$2:$D$26,MATCH($C594,'Shultis Faw'!$A$2:$A$26,1))+($C594-INDEX('Shultis Faw'!$A$2:$A$26,MATCH($C594,'Shultis Faw'!$A$2:$A$26,1)))*(INDEX('Shultis Faw'!$D$2:$D$26,MATCH($C594,'Shultis Faw'!$A$2:$A$26,1)+1)-INDEX('Shultis Faw'!$D$2:$D$26,MATCH($C594,'Shultis Faw'!$A$2:$A$26,1)))/(INDEX('Shultis Faw'!$A$2:$A$26,MATCH($C594,'Shultis Faw'!$A$2:$A$26,1)+1)-INDEX('Shultis Faw'!$A$2:$A$26,MATCH($C594,'Shultis Faw'!$A$2:$A$26,1))),$C594*'Shultis Faw'!$D$2/'Shultis Faw'!$A$2)","v":2.080476},{"$f":"_xlfn.IFNA(INDEX('Shultis Faw'!$B$2:$B$26,MATCH($C594,'Shultis Faw'!$A$2:$A$26,1))+($C594-INDEX('Shultis Faw'!$A$2:$A$26,MATCH($C594,'Shultis Faw'!$A$2:$A$26,1)))*(INDEX('Shultis Faw'!$B$2:$B$26,MATCH($C594,'Shultis Faw'!$A$2:$A$26,1)+1)-INDEX('Shultis Faw'!$B$2:$B$26,MATCH($C594,'Shultis Faw'!$A$2:$A$26,1)))/(INDEX('Shultis Faw'!$A$2:$A$26,MATCH($C594,'Shultis Faw'!$A$2:$A$26,1)+1)-INDEX('Shultis Faw'!$A$2:$A$26,MATCH($C594,'Shultis Faw'!$A$2:$A$26,1))),$C594*'Shultis Faw'!$B$2/'Shultis Faw'!$A$2)","v":-0.16931599999999999},{"$f":"_xlfn.IFNA(INDEX('Shultis Faw'!$E$2:$E$26,MATCH($C594,'Shultis Faw'!$A$2:$A$26,1))+($C594-INDEX('Shultis Faw'!$A$2:$A$26,MATCH($C594,'Shultis Faw'!$A$2:$A$26,1)))*(INDEX('Shultis Faw'!$E$2:$E$26,MATCH($C594,'Shultis Faw'!$A$2:$A$26,1)+1)-INDEX('Shultis Faw'!$E$2:$E$26,MATCH($C594,'Shultis Faw'!$A$2:$A$26,1)))/(INDEX('Shultis Faw'!$A$2:$A$26,MATCH($C594,'Shultis Faw'!$A$2:$A$26,1)+1)-INDEX('Shultis Faw'!$A$2:$A$26,MATCH($C594,'Shultis Faw'!$A$2:$A$26,1))),$C594*'Shultis Faw'!$E$2/'Shultis Faw'!$A$2)","v":7.0771700000000007E-2},{"$f":"_xlfn.IFNA(INDEX('Shultis Faw'!$F$2:$F$26,MATCH($C594,'Shultis Faw'!$A$2:$A$26,1))+($C594-INDEX('Shultis Faw'!$A$2:$A$26,MATCH($C594,'Shultis Faw'!$A$2:$A$26,1)))*(INDEX('Shultis Faw'!$F$2:$F$26,MATCH($C594,'Shultis Faw'!$A$2:$A$26,1)+1)-INDEX('Shultis Faw'!$F$2:$F$26,MATCH($C594,'Shultis Faw'!$A$2:$A$26,1)))/(INDEX('Shultis Faw'!$A$2:$A$26,MATCH($C594,'Shultis Faw'!$A$2:$A$26,1)+1)-INDEX('Shultis Faw'!$A$2:$A$26,MATCH($C594,'Shultis Faw'!$A$2:$A$26,1))),$C594*'Shultis Faw'!$F$2/'Shultis Faw'!$A$2)","v":14.338470000000001},{"$f":"J594*(H594*'Externe blootstelling'!$D$23/2)^K594+L594*(TANH(((H594*'Externe blootstelling'!$D$23)/(2*M594))-2)-TANH(-2))/(1-TANH(-2))","v":1.8673523028754064},{"$f":"IF(N594=1,1+(I594-1)*H594*'Externe blootstelling'!$D$23/2,1+(I594-1)*(N594^(H594*'Externe blootstelling'!$D$23/2)-1)/(N594-1))","v":6.6639782022261338},{"$f":"G594*EXP(-H594*'Externe blootstelling'!$D$23/2)*O594","v":7.0705286516555268E-5}]
[null," g ",0.26039999999999996,4.1663999999999995E-14,6.7000000000000002E-5,{"$f":"_xlfn.IFNA(INDEX('hp (pSv cm2)'!$B$2:$B$52,MATCH($C595,'hp (pSv cm2)'!$A$2:$A$52,1))+($C595-INDEX('hp (pSv cm2)'!$A$2:$A$52,MATCH($C595,'hp (pSv cm2)'!$A$2:$A$52,1)))*(INDEX('hp (pSv cm2)'!$B$2:$B$52,MATCH($C595,'hp (pSv cm2)'!$A$2:$A$52,1)+1)-INDEX('hp (pSv cm2)'!$B$2:$B$52,MATCH($C595,'hp (pSv cm2)'!$A$2:$A$52,1)))/(INDEX('hp (pSv cm2)'!$A$2:$A$52,MATCH($C595,'hp (pSv cm2)'!$A$2:$A$52,1)+1)-INDEX('hp (pSv cm2)'!$A$2:$A$52,MATCH($C595,'hp (pSv cm2)'!$A$2:$A$52,1))),$C595*'hp (pSv cm2)'!$B$2/'hp (pSv cm2)'!$A$2)","v":1.3080399999999999},8.7638679999999997E-5,{"$f":"_xlfn.IFNA(0.997*(INDEX('Mass attenuation coefficients'!$B$2:$B$37,MATCH($C595,'Mass attenuation coefficients'!$A$2:$A$37,1))+($C595-INDEX('Mass attenuation coefficients'!$A$2:$A$37,MATCH($C595,'Mass attenuation coefficients'!$A$2:$A$37,1)))*(INDEX('Mass attenuation coefficients'!$B$2:$B$37,MATCH($C595,'Mass attenuation coefficients'!$A$2:$A$37,1)+1)-INDEX('Mass attenuation coefficients'!$B$2:$B$37,MATCH($C595,'Mass attenuation coefficients'!$A$2:$A$37,1)))/(INDEX('Mass attenuation coefficients'!$A$2:$A$37,MATCH($C595,'Mass attenuation coefficients'!$A$2:$A$37,1)+1)-INDEX('Mass attenuation coefficients'!$A$2:$A$37,MATCH($C595,'Mass attenuation coefficients'!$A$2:$A$37,1)))),0.997*$C595*'Mass attenuation coefficients'!$B$2/'Mass attenuation coefficients'!$A$2)","v":0.12550874080000002},{"$f":"_xlfn.IFNA(INDEX('Shultis Faw'!$C$2:$C$26,MATCH($C595,'Shultis Faw'!$A$2:$A$26,1))+($C595-INDEX('Shultis Faw'!$A$2:$A$26,MATCH($C595,'Shultis Faw'!$A$2:$A$26,1)))*(INDEX('Shultis Faw'!$C$2:$C$26,MATCH($C595,'Shultis Faw'!$A$2:$A$26,1)+1)-INDEX('Shultis Faw'!$C$2:$C$26,MATCH($C595,'Shultis Faw'!$A$2:$A$26,1)))/(INDEX('Shultis Faw'!$A$2:$A$26,MATCH($C595,'Shultis Faw'!$A$2:$A$26,1)+1)-INDEX('Shultis Faw'!$A$2:$A$26,MATCH($C595,'Shultis Faw'!$A$2:$A$26,1))),$C595*'Shultis Faw'!$C$2/'Shultis Faw'!$A$2)","v":3.1409680000000004},{"$f":"_xlfn.IFNA(INDEX('Shultis Faw'!$D$2:$D$26,MATCH($C595,'Shultis Faw'!$A$2:$A$26,1))+($C595-INDEX('Shultis Faw'!$A$2:$A$26,MATCH($C595,'Shultis Faw'!$A$2:$A$26,1)))*(INDEX('Shultis Faw'!$D$2:$D$26,MATCH($C595,'Shultis Faw'!$A$2:$A$26,1)+1)-INDEX('Shultis Faw'!$D$2:$D$26,MATCH($C595,'Shultis Faw'!$A$2:$A$26,1)))/(INDEX('Shultis Faw'!$A$2:$A$26,MATCH($C595,'Shultis Faw'!$A$2:$A$26,1)+1)-INDEX('Shultis Faw'!$A$2:$A$26,MATCH($C595,'Shultis Faw'!$A$2:$A$26,1))),$C595*'Shultis Faw'!$D$2/'Shultis Faw'!$A$2)","v":2.0742719999999997},{"$f":"_xlfn.IFNA(INDEX('Shultis Faw'!$B$2:$B$26,MATCH($C595,'Shultis Faw'!$A$2:$A$26,1))+($C595-INDEX('Shultis Faw'!$A$2:$A$26,MATCH($C595,'Shultis Faw'!$A$2:$A$26,1)))*(INDEX('Shultis Faw'!$B$2:$B$26,MATCH($C595,'Shultis Faw'!$A$2:$A$26,1)+1)-INDEX('Shultis Faw'!$B$2:$B$26,MATCH($C595,'Shultis Faw'!$A$2:$A$26,1)))/(INDEX('Shultis Faw'!$A$2:$A$26,MATCH($C595,'Shultis Faw'!$A$2:$A$26,1)+1)-INDEX('Shultis Faw'!$A$2:$A$26,MATCH($C595,'Shultis Faw'!$A$2:$A$26,1))),$C595*'Shultis Faw'!$B$2/'Shultis Faw'!$A$2)","v":-0.16875200000000001},{"$f":"_xlfn.IFNA(INDEX('Shultis Faw'!$E$2:$E$26,MATCH($C595,'Shultis Faw'!$A$2:$A$26,1))+($C595-INDEX('Shultis Faw'!$A$2:$A$26,MATCH($C595,'Shultis Faw'!$A$2:$A$26,1)))*(INDEX('Shultis Faw'!$E$2:$E$26,MATCH($C595,'Shultis Faw'!$A$2:$A$26,1)+1)-INDEX('Shultis Faw'!$E$2:$E$26,MATCH($C595,'Shultis Faw'!$A$2:$A$26,1)))/(INDEX('Shultis Faw'!$A$2:$A$26,MATCH($C595,'Shultis Faw'!$A$2:$A$26,1)+1)-INDEX('Shultis Faw'!$A$2:$A$26,MATCH($C595,'Shultis Faw'!$A$2:$A$26,1))),$C595*'Shultis Faw'!$E$2/'Shultis Faw'!$A$2)","v":7.0212400000000008E-2},{"$f":"_xlfn.IFNA(INDEX('Shultis Faw'!$F$2:$F$26,MATCH($C595,'Shultis Faw'!$A$2:$A$26,1))+($C595-INDEX('Shultis Faw'!$A$2:$A$26,MATCH($C595,'Shultis Faw'!$A$2:$A$26,1)))*(INDEX('Shultis Faw'!$F$2:$F$26,MATCH($C595,'Shultis Faw'!$A$2:$A$26,1)+1)-INDEX('Shultis Faw'!$F$2:$F$26,MATCH($C595,'Shultis Faw'!$A$2:$A$26,1)))/(INDEX('Shultis Faw'!$A$2:$A$26,MATCH($C595,'Shultis Faw'!$A$2:$A$26,1)+1)-INDEX('Shultis Faw'!$A$2:$A$26,MATCH($C595,'Shultis Faw'!$A$2:$A$26,1))),$C595*'Shultis Faw'!$F$2/'Shultis Faw'!$A$2)","v":14.32484},{"$f":"J595*(H595*'Externe blootstelling'!$D$23/2)^K595+L595*(TANH(((H595*'Externe blootstelling'!$D$23)/(2*M595))-2)-TANH(-2))/(1-TANH(-2))","v":1.8646034463670995},{"$f":"IF(N595=1,1+(I595-1)*H595*'Externe blootstelling'!$D$23/2,1+(I595-1)*(N595^(H595*'Externe blootstelling'!$D$23/2)-1)/(N595-1))","v":6.5259267348271353},{"$f":"G595*EXP(-H595*'Externe blootstelling'!$D$23/2)*O595","v":8.7040568315625673E-5}]
[null," g ",0.26946300000000001,4.3114079999999996E-14,0.14230000000000001,{"$f":"_xlfn.IFNA(INDEX('hp (pSv cm2)'!$B$2:$B$52,MATCH($C596,'hp (pSv cm2)'!$A$2:$A$52,1))+($C596-INDEX('hp (pSv cm2)'!$A$2:$A$52,MATCH($C596,'hp (pSv cm2)'!$A$2:$A$52,1)))*(INDEX('hp (pSv cm2)'!$B$2:$B$52,MATCH($C596,'hp (pSv cm2)'!$A$2:$A$52,1)+1)-INDEX('hp (pSv cm2)'!$B$2:$B$52,MATCH($C596,'hp (pSv cm2)'!$A$2:$A$52,1)))/(INDEX('hp (pSv cm2)'!$A$2:$A$52,MATCH($C596,'hp (pSv cm2)'!$A$2:$A$52,1)+1)-INDEX('hp (pSv cm2)'!$A$2:$A$52,MATCH($C596,'hp (pSv cm2)'!$A$2:$A$52,1))),$C596*'hp (pSv cm2)'!$B$2/'hp (pSv cm2)'!$A$2)","v":1.3542613000000001},0.19271138299000004,{"$f":"_xlfn.IFNA(0.997*(INDEX('Mass attenuation coefficients'!$B$2:$B$37,MATCH($C596,'Mass attenuation coefficients'!$A$2:$A$37,1))+($C596-INDEX('Mass attenuation coefficients'!$A$2:$A$37,MATCH($C596,'Mass attenuation coefficients'!$A$2:$A$37,1)))*(INDEX('Mass attenuation coefficients'!$B$2:$B$37,MATCH($C596,'Mass attenuation coefficients'!$A$2:$A$37,1)+1)-INDEX('Mass attenuation coefficients'!$B$2:$B$37,MATCH($C596,'Mass attenuation coefficients'!$A$2:$A$37,1)))/(INDEX('Mass attenuation coefficients'!$A$2:$A$37,MATCH($C596,'Mass attenuation coefficients'!$A$2:$A$37,1)+1)-INDEX('Mass attenuation coefficients'!$A$2:$A$37,MATCH($C596,'Mass attenuation coefficients'!$A$2:$A$37,1)))),0.997*$C596*'Mass attenuation coefficients'!$B$2/'Mass attenuation coefficients'!$A$2)","v":0.123846151576},{"$f":"_xlfn.IFNA(INDEX('Shultis Faw'!$C$2:$C$26,MATCH($C596,'Shultis Faw'!$A$2:$A$26,1))+($C596-INDEX('Shultis Faw'!$A$2:$A$26,MATCH($C596,'Shultis Faw'!$A$2:$A$26,1)))*(INDEX('Shultis Faw'!$C$2:$C$26,MATCH($C596,'Shultis Faw'!$A$2:$A$26,1)+1)-INDEX('Shultis Faw'!$C$2:$C$26,MATCH($C596,'Shultis Faw'!$A$2:$A$26,1)))/(INDEX('Shultis Faw'!$A$2:$A$26,MATCH($C596,'Shultis Faw'!$A$2:$A$26,1)+1)-INDEX('Shultis Faw'!$A$2:$A$26,MATCH($C596,'Shultis Faw'!$A$2:$A$26,1))),$C596*'Shultis Faw'!$C$2/'Shultis Faw'!$A$2)","v":3.09039646},{"$f":"_xlfn.IFNA(INDEX('Shultis Faw'!$D$2:$D$26,MATCH($C596,'Shultis Faw'!$A$2:$A$26,1))+($C596-INDEX('Shultis Faw'!$A$2:$A$26,MATCH($C596,'Shultis Faw'!$A$2:$A$26,1)))*(INDEX('Shultis Faw'!$D$2:$D$26,MATCH($C596,'Shultis Faw'!$A$2:$A$26,1)+1)-INDEX('Shultis Faw'!$D$2:$D$26,MATCH($C596,'Shultis Faw'!$A$2:$A$26,1)))/(INDEX('Shultis Faw'!$A$2:$A$26,MATCH($C596,'Shultis Faw'!$A$2:$A$26,1)+1)-INDEX('Shultis Faw'!$A$2:$A$26,MATCH($C596,'Shultis Faw'!$A$2:$A$26,1))),$C596*'Shultis Faw'!$D$2/'Shultis Faw'!$A$2)","v":2.06230884},{"$f":"_xlfn.IFNA(INDEX('Shultis Faw'!$B$2:$B$26,MATCH($C596,'Shultis Faw'!$A$2:$A$26,1))+($C596-INDEX('Shultis Faw'!$A$2:$A$26,MATCH($C596,'Shultis Faw'!$A$2:$A$26,1)))*(INDEX('Shultis Faw'!$B$2:$B$26,MATCH($C596,'Shultis Faw'!$A$2:$A$26,1)+1)-INDEX('Shultis Faw'!$B$2:$B$26,MATCH($C596,'Shultis Faw'!$A$2:$A$26,1)))/(INDEX('Shultis Faw'!$A$2:$A$26,MATCH($C596,'Shultis Faw'!$A$2:$A$26,1)+1)-INDEX('Shultis Faw'!$A$2:$A$26,MATCH($C596,'Shultis Faw'!$A$2:$A$26,1))),$C596*'Shultis Faw'!$B$2/'Shultis Faw'!$A$2)","v":-0.16766444},{"$f":"_xlfn.IFNA(INDEX('Shultis Faw'!$E$2:$E$26,MATCH($C596,'Shultis Faw'!$A$2:$A$26,1))+($C596-INDEX('Shultis Faw'!$A$2:$A$26,MATCH($C596,'Shultis Faw'!$A$2:$A$26,1)))*(INDEX('Shultis Faw'!$E$2:$E$26,MATCH($C596,'Shultis Faw'!$A$2:$A$26,1)+1)-INDEX('Shultis Faw'!$E$2:$E$26,MATCH($C596,'Shultis Faw'!$A$2:$A$26,1)))/(INDEX('Shultis Faw'!$A$2:$A$26,MATCH($C596,'Shultis Faw'!$A$2:$A$26,1)+1)-INDEX('Shultis Faw'!$A$2:$A$26,MATCH($C596,'Shultis Faw'!$A$2:$A$26,1))),$C596*'Shultis Faw'!$E$2/'Shultis Faw'!$A$2)","v":6.9133902999999997E-2},{"$f":"_xlfn.IFNA(INDEX('Shultis Faw'!$F$2:$F$26,MATCH($C596,'Shultis Faw'!$A$2:$A$26,1))+($C596-INDEX('Shultis Faw'!$A$2:$A$26,MATCH($C596,'Shultis Faw'!$A$2:$A$26,1)))*(INDEX('Shultis Faw'!$F$2:$F$26,MATCH($C596,'Shultis Faw'!$A$2:$A$26,1)+1)-INDEX('Shultis Faw'!$F$2:$F$26,MATCH($C596,'Shultis Faw'!$A$2:$A$26,1)))/(INDEX('Shultis Faw'!$A$2:$A$26,MATCH($C596,'Shultis Faw'!$A$2:$A$26,1)+1)-INDEX('Shultis Faw'!$A$2:$A$26,MATCH($C596,'Shultis Faw'!$A$2:$A$26,1))),$C596*'Shultis Faw'!$F$2/'Shultis Faw'!$A$2)","v":14.298557300000001},{"$f":"J596*(H596*'Externe blootstelling'!$D$23/2)^K596+L596*(TANH(((H596*'Externe blootstelling'!$D$23)/(2*M596))-2)-TANH(-2))/(1-TANH(-2))","v":1.8592684577570333},{"$f":"IF(N596=1,1+(I596-1)*H596*'Externe blootstelling'!$D$23/2,1+(I596-1)*(N596^(H596*'Externe blootstelling'!$D$23/2)-1)/(N596-1))","v":6.2665953933941267},{"$f":"G596*EXP(-H596*'Externe blootstelling'!$D$23/2)*O596","v":0.18843150625004196}]
[null," g ",0.27029999999999998,4.3247999999999999E-14,6.9999999999999999E-6,{"$f":"_xlfn.IFNA(INDEX('hp (pSv cm2)'!$B$2:$B$52,MATCH($C597,'hp (pSv cm2)'!$A$2:$A$52,1))+($C597-INDEX('hp (pSv cm2)'!$A$2:$A$52,MATCH($C597,'hp (pSv cm2)'!$A$2:$A$52,1)))*(INDEX('hp (pSv cm2)'!$B$2:$B$52,MATCH($C597,'hp (pSv cm2)'!$A$2:$A$52,1)+1)-INDEX('hp (pSv cm2)'!$B$2:$B$52,MATCH($C597,'hp (pSv cm2)'!$A$2:$A$52,1)))/(INDEX('hp (pSv cm2)'!$A$2:$A$52,MATCH($C597,'hp (pSv cm2)'!$A$2:$A$52,1)+1)-INDEX('hp (pSv cm2)'!$A$2:$A$52,MATCH($C597,'hp (pSv cm2)'!$A$2:$A$52,1))),$C597*'hp (pSv cm2)'!$B$2/'hp (pSv cm2)'!$A$2)","v":1.35853},9.5097100000000005E-6,{"$f":"_xlfn.IFNA(0.997*(INDEX('Mass attenuation coefficients'!$B$2:$B$37,MATCH($C597,'Mass attenuation coefficients'!$A$2:$A$37,1))+($C597-INDEX('Mass attenuation coefficients'!$A$2:$A$37,MATCH($C597,'Mass attenuation coefficients'!$A$2:$A$37,1)))*(INDEX('Mass attenuation coefficients'!$B$2:$B$37,MATCH($C597,'Mass attenuation coefficients'!$A$2:$A$37,1)+1)-INDEX('Mass attenuation coefficients'!$B$2:$B$37,MATCH($C597,'Mass attenuation coefficients'!$A$2:$A$37,1)))/(INDEX('Mass attenuation coefficients'!$A$2:$A$37,MATCH($C597,'Mass attenuation coefficients'!$A$2:$A$37,1)+1)-INDEX('Mass attenuation coefficients'!$A$2:$A$37,MATCH($C597,'Mass attenuation coefficients'!$A$2:$A$37,1)))),0.997*$C597*'Mass attenuation coefficients'!$B$2/'Mass attenuation coefficients'!$A$2)","v":0.12369260560000001},{"$f":"_xlfn.IFNA(INDEX('Shultis Faw'!$C$2:$C$26,MATCH($C597,'Shultis Faw'!$A$2:$A$26,1))+($C597-INDEX('Shultis Faw'!$A$2:$A$26,MATCH($C597,'Shultis Faw'!$A$2:$A$26,1)))*(INDEX('Shultis Faw'!$C$2:$C$26,MATCH($C597,'Shultis Faw'!$A$2:$A$26,1)+1)-INDEX('Shultis Faw'!$C$2:$C$26,MATCH($C597,'Shultis Faw'!$A$2:$A$26,1)))/(INDEX('Shultis Faw'!$A$2:$A$26,MATCH($C597,'Shultis Faw'!$A$2:$A$26,1)+1)-INDEX('Shultis Faw'!$A$2:$A$26,MATCH($C597,'Shultis Faw'!$A$2:$A$26,1))),$C597*'Shultis Faw'!$C$2/'Shultis Faw'!$A$2)","v":3.0857260000000002},{"$f":"_xlfn.IFNA(INDEX('Shultis Faw'!$D$2:$D$26,MATCH($C597,'Shultis Faw'!$A$2:$A$26,1))+($C597-INDEX('Shultis Faw'!$A$2:$A$26,MATCH($C597,'Shultis Faw'!$A$2:$A$26,1)))*(INDEX('Shultis Faw'!$D$2:$D$26,MATCH($C597,'Shultis Faw'!$A$2:$A$26,1)+1)-INDEX('Shultis Faw'!$D$2:$D$26,MATCH($C597,'Shultis Faw'!$A$2:$A$26,1)))/(INDEX('Shultis Faw'!$A$2:$A$26,MATCH($C597,'Shultis Faw'!$A$2:$A$26,1)+1)-INDEX('Shultis Faw'!$A$2:$A$26,MATCH($C597,'Shultis Faw'!$A$2:$A$26,1))),$C597*'Shultis Faw'!$D$2/'Shultis Faw'!$A$2)","v":2.061204},{"$f":"_xlfn.IFNA(INDEX('Shultis Faw'!$B$2:$B$26,MATCH($C597,'Shultis Faw'!$A$2:$A$26,1))+($C597-INDEX('Shultis Faw'!$A$2:$A$26,MATCH($C597,'Shultis Faw'!$A$2:$A$26,1)))*(INDEX('Shultis Faw'!$B$2:$B$26,MATCH($C597,'Shultis Faw'!$A$2:$A$26,1)+1)-INDEX('Shultis Faw'!$B$2:$B$26,MATCH($C597,'Shultis Faw'!$A$2:$A$26,1)))/(INDEX('Shultis Faw'!$A$2:$A$26,MATCH($C597,'Shultis Faw'!$A$2:$A$26,1)+1)-INDEX('Shultis Faw'!$A$2:$A$26,MATCH($C597,'Shultis Faw'!$A$2:$A$26,1))),$C597*'Shultis Faw'!$B$2/'Shultis Faw'!$A$2)","v":-0.16756399999999999},{"$f":"_xlfn.IFNA(INDEX('Shultis Faw'!$E$2:$E$26,MATCH($C597,'Shultis Faw'!$A$2:$A$26,1))+($C597-INDEX('Shultis Faw'!$A$2:$A$26,MATCH($C597,'Shultis Faw'!$A$2:$A$26,1)))*(INDEX('Shultis Faw'!$E$2:$E$26,MATCH($C597,'Shultis Faw'!$A$2:$A$26,1)+1)-INDEX('Shultis Faw'!$E$2:$E$26,MATCH($C597,'Shultis Faw'!$A$2:$A$26,1)))/(INDEX('Shultis Faw'!$A$2:$A$26,MATCH($C597,'Shultis Faw'!$A$2:$A$26,1)+1)-INDEX('Shultis Faw'!$A$2:$A$26,MATCH($C597,'Shultis Faw'!$A$2:$A$26,1))),$C597*'Shultis Faw'!$E$2/'Shultis Faw'!$A$2)","v":6.9034300000000007E-2},{"$f":"_xlfn.IFNA(INDEX('Shultis Faw'!$F$2:$F$26,MATCH($C597,'Shultis Faw'!$A$2:$A$26,1))+($C597-INDEX('Shultis Faw'!$A$2:$A$26,MATCH($C597,'Shultis Faw'!$A$2:$A$26,1)))*(INDEX('Shultis Faw'!$F$2:$F$26,MATCH($C597,'Shultis Faw'!$A$2:$A$26,1)+1)-INDEX('Shultis Faw'!$F$2:$F$26,MATCH($C597,'Shultis Faw'!$A$2:$A$26,1)))/(INDEX('Shultis Faw'!$A$2:$A$26,MATCH($C597,'Shultis Faw'!$A$2:$A$26,1)+1)-INDEX('Shultis Faw'!$A$2:$A$26,MATCH($C597,'Shultis Faw'!$A$2:$A$26,1))),$C597*'Shultis Faw'!$F$2/'Shultis Faw'!$A$2)","v":14.29613},{"$f":"J597*(H597*'Externe blootstelling'!$D$23/2)^K597+L597*(TANH(((H597*'Externe blootstelling'!$D$23)/(2*M597))-2)-TANH(-2))/(1-TANH(-2))","v":1.8587734735180477},{"$f":"IF(N597=1,1+(I597-1)*H597*'Externe blootstelling'!$D$23/2,1+(I597-1)*(N597^(H597*'Externe blootstelling'!$D$23/2)-1)/(N597-1))","v":6.2430947069117195},{"$f":"G597*EXP(-H597*'Externe blootstelling'!$D$23/2)*O597","v":9.2850010132905173E-6}]
[null," g ",0.28599999999999998,4.5759999999999999E-14,1.1000000000000001E-5,{"$f":"_xlfn.IFNA(INDEX('hp (pSv cm2)'!$B$2:$B$52,MATCH($C598,'hp (pSv cm2)'!$A$2:$A$52,1))+($C598-INDEX('hp (pSv cm2)'!$A$2:$A$52,MATCH($C598,'hp (pSv cm2)'!$A$2:$A$52,1)))*(INDEX('hp (pSv cm2)'!$B$2:$B$52,MATCH($C598,'hp (pSv cm2)'!$A$2:$A$52,1)+1)-INDEX('hp (pSv cm2)'!$B$2:$B$52,MATCH($C598,'hp (pSv cm2)'!$A$2:$A$52,1)))/(INDEX('hp (pSv cm2)'!$A$2:$A$52,MATCH($C598,'hp (pSv cm2)'!$A$2:$A$52,1)+1)-INDEX('hp (pSv cm2)'!$A$2:$A$52,MATCH($C598,'hp (pSv cm2)'!$A$2:$A$52,1))),$C598*'hp (pSv cm2)'!$B$2/'hp (pSv cm2)'!$A$2)","v":1.4385999999999999},1.5824600000000001E-5,{"$f":"_xlfn.IFNA(0.997*(INDEX('Mass attenuation coefficients'!$B$2:$B$37,MATCH($C598,'Mass attenuation coefficients'!$A$2:$A$37,1))+($C598-INDEX('Mass attenuation coefficients'!$A$2:$A$37,MATCH($C598,'Mass attenuation coefficients'!$A$2:$A$37,1)))*(INDEX('Mass attenuation coefficients'!$B$2:$B$37,MATCH($C598,'Mass attenuation coefficients'!$A$2:$A$37,1)+1)-INDEX('Mass attenuation coefficients'!$B$2:$B$37,MATCH($C598,'Mass attenuation coefficients'!$A$2:$A$37,1)))/(INDEX('Mass attenuation coefficients'!$A$2:$A$37,MATCH($C598,'Mass attenuation coefficients'!$A$2:$A$37,1)+1)-INDEX('Mass attenuation coefficients'!$A$2:$A$37,MATCH($C598,'Mass attenuation coefficients'!$A$2:$A$37,1)))),0.997*$C598*'Mass attenuation coefficients'!$B$2/'Mass attenuation coefficients'!$A$2)","v":0.120812472},{"$f":"_xlfn.IFNA(INDEX('Shultis Faw'!$C$2:$C$26,MATCH($C598,'Shultis Faw'!$A$2:$A$26,1))+($C598-INDEX('Shultis Faw'!$A$2:$A$26,MATCH($C598,'Shultis Faw'!$A$2:$A$26,1)))*(INDEX('Shultis Faw'!$C$2:$C$26,MATCH($C598,'Shultis Faw'!$A$2:$A$26,1)+1)-INDEX('Shultis Faw'!$C$2:$C$26,MATCH($C598,'Shultis Faw'!$A$2:$A$26,1)))/(INDEX('Shultis Faw'!$A$2:$A$26,MATCH($C598,'Shultis Faw'!$A$2:$A$26,1)+1)-INDEX('Shultis Faw'!$A$2:$A$26,MATCH($C598,'Shultis Faw'!$A$2:$A$26,1))),$C598*'Shultis Faw'!$C$2/'Shultis Faw'!$A$2)","v":2.9981200000000001},{"$f":"_xlfn.IFNA(INDEX('Shultis Faw'!$D$2:$D$26,MATCH($C598,'Shultis Faw'!$A$2:$A$26,1))+($C598-INDEX('Shultis Faw'!$A$2:$A$26,MATCH($C598,'Shultis Faw'!$A$2:$A$26,1)))*(INDEX('Shultis Faw'!$D$2:$D$26,MATCH($C598,'Shultis Faw'!$A$2:$A$26,1)+1)-INDEX('Shultis Faw'!$D$2:$D$26,MATCH($C598,'Shultis Faw'!$A$2:$A$26,1)))/(INDEX('Shultis Faw'!$A$2:$A$26,MATCH($C598,'Shultis Faw'!$A$2:$A$26,1)+1)-INDEX('Shultis Faw'!$A$2:$A$26,MATCH($C598,'Shultis Faw'!$A$2:$A$26,1))),$C598*'Shultis Faw'!$D$2/'Shultis Faw'!$A$2)","v":2.0404799999999996},{"$f":"_xlfn.IFNA(INDEX('Shultis Faw'!$B$2:$B$26,MATCH($C598,'Shultis Faw'!$A$2:$A$26,1))+($C598-INDEX('Shultis Faw'!$A$2:$A$26,MATCH($C598,'Shultis Faw'!$A$2:$A$26,1)))*(INDEX('Shultis Faw'!$B$2:$B$26,MATCH($C598,'Shultis Faw'!$A$2:$A$26,1)+1)-INDEX('Shultis Faw'!$B$2:$B$26,MATCH($C598,'Shultis Faw'!$A$2:$A$26,1)))/(INDEX('Shultis Faw'!$A$2:$A$26,MATCH($C598,'Shultis Faw'!$A$2:$A$26,1)+1)-INDEX('Shultis Faw'!$A$2:$A$26,MATCH($C598,'Shultis Faw'!$A$2:$A$26,1))),$C598*'Shultis Faw'!$B$2/'Shultis Faw'!$A$2)","v":-0.16567999999999999},{"$f":"_xlfn.IFNA(INDEX('Shultis Faw'!$E$2:$E$26,MATCH($C598,'Shultis Faw'!$A$2:$A$26,1))+($C598-INDEX('Shultis Faw'!$A$2:$A$26,MATCH($C598,'Shultis Faw'!$A$2:$A$26,1)))*(INDEX('Shultis Faw'!$E$2:$E$26,MATCH($C598,'Shultis Faw'!$A$2:$A$26,1)+1)-INDEX('Shultis Faw'!$E$2:$E$26,MATCH($C598,'Shultis Faw'!$A$2:$A$26,1)))/(INDEX('Shultis Faw'!$A$2:$A$26,MATCH($C598,'Shultis Faw'!$A$2:$A$26,1)+1)-INDEX('Shultis Faw'!$A$2:$A$26,MATCH($C598,'Shultis Faw'!$A$2:$A$26,1))),$C598*'Shultis Faw'!$E$2/'Shultis Faw'!$A$2)","v":6.7166000000000003E-2},{"$f":"_xlfn.IFNA(INDEX('Shultis Faw'!$F$2:$F$26,MATCH($C598,'Shultis Faw'!$A$2:$A$26,1))+($C598-INDEX('Shultis Faw'!$A$2:$A$26,MATCH($C598,'Shultis Faw'!$A$2:$A$26,1)))*(INDEX('Shultis Faw'!$F$2:$F$26,MATCH($C598,'Shultis Faw'!$A$2:$A$26,1)+1)-INDEX('Shultis Faw'!$F$2:$F$26,MATCH($C598,'Shultis Faw'!$A$2:$A$26,1)))/(INDEX('Shultis Faw'!$A$2:$A$26,MATCH($C598,'Shultis Faw'!$A$2:$A$26,1)+1)-INDEX('Shultis Faw'!$A$2:$A$26,MATCH($C598,'Shultis Faw'!$A$2:$A$26,1))),$C598*'Shultis Faw'!$F$2/'Shultis Faw'!$A$2)","v":14.2506},{"$f":"J598*(H598*'Externe blootstelling'!$D$23/2)^K598+L598*(TANH(((H598*'Externe blootstelling'!$D$23)/(2*M598))-2)-TANH(-2))/(1-TANH(-2))","v":1.8494176654191641},{"$f":"IF(N598=1,1+(I598-1)*H598*'Externe blootstelling'!$D$23/2,1+(I598-1)*(N598^(H598*'Externe blootstelling'!$D$23/2)-1)/(N598-1))","v":5.8159835159256819},{"$f":"G598*EXP(-H598*'Externe blootstelling'!$D$23/2)*O598","v":1.5029102937905285E-5}]
[null," g ",0.28817999999999999,4.61088E-14,1.6100000000000001E-3,{"$f":"_xlfn.IFNA(INDEX('hp (pSv cm2)'!$B$2:$B$52,MATCH($C599,'hp (pSv cm2)'!$A$2:$A$52,1))+($C599-INDEX('hp (pSv cm2)'!$A$2:$A$52,MATCH($C599,'hp (pSv cm2)'!$A$2:$A$52,1)))*(INDEX('hp (pSv cm2)'!$B$2:$B$52,MATCH($C599,'hp (pSv cm2)'!$A$2:$A$52,1)+1)-INDEX('hp (pSv cm2)'!$B$2:$B$52,MATCH($C599,'hp (pSv cm2)'!$A$2:$A$52,1)))/(INDEX('hp (pSv cm2)'!$A$2:$A$52,MATCH($C599,'hp (pSv cm2)'!$A$2:$A$52,1)+1)-INDEX('hp (pSv cm2)'!$A$2:$A$52,MATCH($C599,'hp (pSv cm2)'!$A$2:$A$52,1))),$C599*'hp (pSv cm2)'!$B$2/'hp (pSv cm2)'!$A$2)","v":1.4497180000000001},2.3340459800000003E-3,{"$f":"_xlfn.IFNA(0.997*(INDEX('Mass attenuation coefficients'!$B$2:$B$37,MATCH($C599,'Mass attenuation coefficients'!$A$2:$A$37,1))+($C599-INDEX('Mass attenuation coefficients'!$A$2:$A$37,MATCH($C599,'Mass attenuation coefficients'!$A$2:$A$37,1)))*(INDEX('Mass attenuation coefficients'!$B$2:$B$37,MATCH($C599,'Mass attenuation coefficients'!$A$2:$A$37,1)+1)-INDEX('Mass attenuation coefficients'!$B$2:$B$37,MATCH($C599,'Mass attenuation coefficients'!$A$2:$A$37,1)))/(INDEX('Mass attenuation coefficients'!$A$2:$A$37,MATCH($C599,'Mass attenuation coefficients'!$A$2:$A$37,1)+1)-INDEX('Mass attenuation coefficients'!$A$2:$A$37,MATCH($C599,'Mass attenuation coefficients'!$A$2:$A$37,1)))),0.997*$C599*'Mass attenuation coefficients'!$B$2/'Mass attenuation coefficients'!$A$2)","v":0.12041255536000001},{"$f":"_xlfn.IFNA(INDEX('Shultis Faw'!$C$2:$C$26,MATCH($C599,'Shultis Faw'!$A$2:$A$26,1))+($C599-INDEX('Shultis Faw'!$A$2:$A$26,MATCH($C599,'Shultis Faw'!$A$2:$A$26,1)))*(INDEX('Shultis Faw'!$C$2:$C$26,MATCH($C599,'Shultis Faw'!$A$2:$A$26,1)+1)-INDEX('Shultis Faw'!$C$2:$C$26,MATCH($C599,'Shultis Faw'!$A$2:$A$26,1)))/(INDEX('Shultis Faw'!$A$2:$A$26,MATCH($C599,'Shultis Faw'!$A$2:$A$26,1)+1)-INDEX('Shultis Faw'!$A$2:$A$26,MATCH($C599,'Shultis Faw'!$A$2:$A$26,1))),$C599*'Shultis Faw'!$C$2/'Shultis Faw'!$A$2)","v":2.9859556},{"$f":"_xlfn.IFNA(INDEX('Shultis Faw'!$D$2:$D$26,MATCH($C599,'Shultis Faw'!$A$2:$A$26,1))+($C599-INDEX('Shultis Faw'!$A$2:$A$26,MATCH($C599,'Shultis Faw'!$A$2:$A$26,1)))*(INDEX('Shultis Faw'!$D$2:$D$26,MATCH($C599,'Shultis Faw'!$A$2:$A$26,1)+1)-INDEX('Shultis Faw'!$D$2:$D$26,MATCH($C599,'Shultis Faw'!$A$2:$A$26,1)))/(INDEX('Shultis Faw'!$A$2:$A$26,MATCH($C599,'Shultis Faw'!$A$2:$A$26,1)+1)-INDEX('Shultis Faw'!$A$2:$A$26,MATCH($C599,'Shultis Faw'!$A$2:$A$26,1))),$C599*'Shultis Faw'!$D$2/'Shultis Faw'!$A$2)","v":2.0376023999999999},{"$f":"_xlfn.IFNA(INDEX('Shultis Faw'!$B$2:$B$26,MATCH($C599,'Shultis Faw'!$A$2:$A$26,1))+($C599-INDEX('Shultis Faw'!$A$2:$A$26,MATCH($C599,'Shultis Faw'!$A$2:$A$26,1)))*(INDEX('Shultis Faw'!$B$2:$B$26,MATCH($C599,'Shultis Faw'!$A$2:$A$26,1)+1)-INDEX('Shultis Faw'!$B$2:$B$26,MATCH($C599,'Shultis Faw'!$A$2:$A$26,1)))/(INDEX('Shultis Faw'!$A$2:$A$26,MATCH($C599,'Shultis Faw'!$A$2:$A$26,1)+1)-INDEX('Shultis Faw'!$A$2:$A$26,MATCH($C599,'Shultis Faw'!$A$2:$A$26,1))),$C599*'Shultis Faw'!$B$2/'Shultis Faw'!$A$2)","v":-0.16541839999999999},{"$f":"_xlfn.IFNA(INDEX('Shultis Faw'!$E$2:$E$26,MATCH($C599,'Shultis Faw'!$A$2:$A$26,1))+($C599-INDEX('Shultis Faw'!$A$2:$A$26,MATCH($C599,'Shultis Faw'!$A$2:$A$26,1)))*(INDEX('Shultis Faw'!$E$2:$E$26,MATCH($C599,'Shultis Faw'!$A$2:$A$26,1)+1)-INDEX('Shultis Faw'!$E$2:$E$26,MATCH($C599,'Shultis Faw'!$A$2:$A$26,1)))/(INDEX('Shultis Faw'!$A$2:$A$26,MATCH($C599,'Shultis Faw'!$A$2:$A$26,1)+1)-INDEX('Shultis Faw'!$A$2:$A$26,MATCH($C599,'Shultis Faw'!$A$2:$A$26,1))),$C599*'Shultis Faw'!$E$2/'Shultis Faw'!$A$2)","v":6.6906579999999993E-2},{"$f":"_xlfn.IFNA(INDEX('Shultis Faw'!$F$2:$F$26,MATCH($C599,'Shultis Faw'!$A$2:$A$26,1))+($C599-INDEX('Shultis Faw'!$A$2:$A$26,MATCH($C599,'Shultis Faw'!$A$2:$A$26,1)))*(INDEX('Shultis Faw'!$F$2:$F$26,MATCH($C599,'Shultis Faw'!$A$2:$A$26,1)+1)-INDEX('Shultis Faw'!$F$2:$F$26,MATCH($C599,'Shultis Faw'!$A$2:$A$26,1)))/(INDEX('Shultis Faw'!$A$2:$A$26,MATCH($C599,'Shultis Faw'!$A$2:$A$26,1)+1)-INDEX('Shultis Faw'!$A$2:$A$26,MATCH($C599,'Shultis Faw'!$A$2:$A$26,1))),$C599*'Shultis Faw'!$F$2/'Shultis Faw'!$A$2)","v":14.244278000000001},{"$f":"J599*(H599*'Externe blootstelling'!$D$23/2)^K599+L599*(TANH(((H599*'Externe blootstelling'!$D$23)/(2*M599))-2)-TANH(-2))/(1-TANH(-2))","v":1.8481079260071471},{"$f":"IF(N599=1,1+(I599-1)*H599*'Externe blootstelling'!$D$23/2,1+(I599-1)*(N599^(H599*'Externe blootstelling'!$D$23/2)-1)/(N599-1))","v":5.7586938398661749},{"$f":"G599*EXP(-H599*'Externe blootstelling'!$D$23/2)*O599","v":2.2080849213616371E-3}]
[null," g ",0.32387099999999996,5.1819359999999989E-14,4.0599999999999997E-2,{"$f":"_xlfn.IFNA(INDEX('hp (pSv cm2)'!$B$2:$B$52,MATCH($C600,'hp (pSv cm2)'!$A$2:$A$52,1))+($C600-INDEX('hp (pSv cm2)'!$A$2:$A$52,MATCH($C600,'hp (pSv cm2)'!$A$2:$A$52,1)))*(INDEX('hp (pSv cm2)'!$B$2:$B$52,MATCH($C600,'hp (pSv cm2)'!$A$2:$A$52,1)+1)-INDEX('hp (pSv cm2)'!$B$2:$B$52,MATCH($C600,'hp (pSv cm2)'!$A$2:$A$52,1)))/(INDEX('hp (pSv cm2)'!$A$2:$A$52,MATCH($C600,'hp (pSv cm2)'!$A$2:$A$52,1)+1)-INDEX('hp (pSv cm2)'!$A$2:$A$52,MATCH($C600,'hp (pSv cm2)'!$A$2:$A$52,1))),$C600*'hp (pSv cm2)'!$B$2/'hp (pSv cm2)'!$A$2)","v":1.6269678999999999},6.6054896739999994E-2,{"$f":"_xlfn.IFNA(0.997*(INDEX('Mass attenuation coefficients'!$B$2:$B$37,MATCH($C600,'Mass attenuation coefficients'!$A$2:$A$37,1))+($C600-INDEX('Mass attenuation coefficients'!$A$2:$A$37,MATCH($C600,'Mass attenuation coefficients'!$A$2:$A$37,1)))*(INDEX('Mass attenuation coefficients'!$B$2:$B$37,MATCH($C600,'Mass attenuation coefficients'!$A$2:$A$37,1)+1)-INDEX('Mass attenuation coefficients'!$B$2:$B$37,MATCH($C600,'Mass attenuation coefficients'!$A$2:$A$37,1)))/(INDEX('Mass attenuation coefficients'!$A$2:$A$37,MATCH($C600,'Mass attenuation coefficients'!$A$2:$A$37,1)+1)-INDEX('Mass attenuation coefficients'!$A$2:$A$37,MATCH($C600,'Mass attenuation coefficients'!$A$2:$A$37,1)))),0.997*$C600*'Mass attenuation coefficients'!$B$2/'Mass attenuation coefficients'!$A$2)","v":0.115269276625},{"$f":"_xlfn.IFNA(INDEX('Shultis Faw'!$C$2:$C$26,MATCH($C600,'Shultis Faw'!$A$2:$A$26,1))+($C600-INDEX('Shultis Faw'!$A$2:$A$26,MATCH($C600,'Shultis Faw'!$A$2:$A$26,1)))*(INDEX('Shultis Faw'!$C$2:$C$26,MATCH($C600,'Shultis Faw'!$A$2:$A$26,1)+1)-INDEX('Shultis Faw'!$C$2:$C$26,MATCH($C600,'Shultis Faw'!$A$2:$A$26,1)))/(INDEX('Shultis Faw'!$A$2:$A$26,MATCH($C600,'Shultis Faw'!$A$2:$A$26,1)+1)-INDEX('Shultis Faw'!$A$2:$A$26,MATCH($C600,'Shultis Faw'!$A$2:$A$26,1))),$C600*'Shultis Faw'!$C$2/'Shultis Faw'!$A$2)","v":2.8579354000000001},{"$f":"_xlfn.IFNA(INDEX('Shultis Faw'!$D$2:$D$26,MATCH($C600,'Shultis Faw'!$A$2:$A$26,1))+($C600-INDEX('Shultis Faw'!$A$2:$A$26,MATCH($C600,'Shultis Faw'!$A$2:$A$26,1)))*(INDEX('Shultis Faw'!$D$2:$D$26,MATCH($C600,'Shultis Faw'!$A$2:$A$26,1)+1)-INDEX('Shultis Faw'!$D$2:$D$26,MATCH($C600,'Shultis Faw'!$A$2:$A$26,1)))/(INDEX('Shultis Faw'!$A$2:$A$26,MATCH($C600,'Shultis Faw'!$A$2:$A$26,1)+1)-INDEX('Shultis Faw'!$A$2:$A$26,MATCH($C600,'Shultis Faw'!$A$2:$A$26,1))),$C600*'Shultis Faw'!$D$2/'Shultis Faw'!$A$2)","v":1.9885805999999999},{"$f":"_xlfn.IFNA(INDEX('Shultis Faw'!$B$2:$B$26,MATCH($C600,'Shultis Faw'!$A$2:$A$26,1))+($C600-INDEX('Shultis Faw'!$A$2:$A$26,MATCH($C600,'Shultis Faw'!$A$2:$A$26,1)))*(INDEX('Shultis Faw'!$B$2:$B$26,MATCH($C600,'Shultis Faw'!$A$2:$A$26,1)+1)-INDEX('Shultis Faw'!$B$2:$B$26,MATCH($C600,'Shultis Faw'!$A$2:$A$26,1)))/(INDEX('Shultis Faw'!$A$2:$A$26,MATCH($C600,'Shultis Faw'!$A$2:$A$26,1)+1)-INDEX('Shultis Faw'!$A$2:$A$26,MATCH($C600,'Shultis Faw'!$A$2:$A$26,1))),$C600*'Shultis Faw'!$B$2/'Shultis Faw'!$A$2)","v":-0.16041935000000002},{"$f":"_xlfn.IFNA(INDEX('Shultis Faw'!$E$2:$E$26,MATCH($C600,'Shultis Faw'!$A$2:$A$26,1))+($C600-INDEX('Shultis Faw'!$A$2:$A$26,MATCH($C600,'Shultis Faw'!$A$2:$A$26,1)))*(INDEX('Shultis Faw'!$E$2:$E$26,MATCH($C600,'Shultis Faw'!$A$2:$A$26,1)+1)-INDEX('Shultis Faw'!$E$2:$E$26,MATCH($C600,'Shultis Faw'!$A$2:$A$26,1)))/(INDEX('Shultis Faw'!$A$2:$A$26,MATCH($C600,'Shultis Faw'!$A$2:$A$26,1)+1)-INDEX('Shultis Faw'!$A$2:$A$26,MATCH($C600,'Shultis Faw'!$A$2:$A$26,1))),$C600*'Shultis Faw'!$E$2/'Shultis Faw'!$A$2)","v":6.4067739999999998E-2},{"$f":"_xlfn.IFNA(INDEX('Shultis Faw'!$F$2:$F$26,MATCH($C600,'Shultis Faw'!$A$2:$A$26,1))+($C600-INDEX('Shultis Faw'!$A$2:$A$26,MATCH($C600,'Shultis Faw'!$A$2:$A$26,1)))*(INDEX('Shultis Faw'!$F$2:$F$26,MATCH($C600,'Shultis Faw'!$A$2:$A$26,1)+1)-INDEX('Shultis Faw'!$F$2:$F$26,MATCH($C600,'Shultis Faw'!$A$2:$A$26,1)))/(INDEX('Shultis Faw'!$A$2:$A$26,MATCH($C600,'Shultis Faw'!$A$2:$A$26,1)+1)-INDEX('Shultis Faw'!$A$2:$A$26,MATCH($C600,'Shultis Faw'!$A$2:$A$26,1))),$C600*'Shultis Faw'!$F$2/'Shultis Faw'!$A$2)","v":14.217161300000001},{"$f":"J600*(H600*'Externe blootstelling'!$D$23/2)^K600+L600*(TANH(((H600*'Externe blootstelling'!$D$23)/(2*M600))-2)-TANH(-2))/(1-TANH(-2))","v":1.821671169733639},{"$f":"IF(N600=1,1+(I600-1)*H600*'Externe blootstelling'!$D$23/2,1+(I600-1)*(N600^(H600*'Externe blootstelling'!$D$23/2)-1)/(N600-1))","v":5.1169927090702787},{"$f":"G600*EXP(-H600*'Externe blootstelling'!$D$23/2)*O600","v":5.9980164787349334E-2}]
[null," g ",0.32838000000000001,5.2540799999999997E-14,2.0300000000000001E-3,{"$f":"_xlfn.IFNA(INDEX('hp (pSv cm2)'!$B$2:$B$52,MATCH($C601,'hp (pSv cm2)'!$A$2:$A$52,1))+($C601-INDEX('hp (pSv cm2)'!$A$2:$A$52,MATCH($C601,'hp (pSv cm2)'!$A$2:$A$52,1)))*(INDEX('hp (pSv cm2)'!$B$2:$B$52,MATCH($C601,'hp (pSv cm2)'!$A$2:$A$52,1)+1)-INDEX('hp (pSv cm2)'!$B$2:$B$52,MATCH($C601,'hp (pSv cm2)'!$A$2:$A$52,1)))/(INDEX('hp (pSv cm2)'!$A$2:$A$52,MATCH($C601,'hp (pSv cm2)'!$A$2:$A$52,1)+1)-INDEX('hp (pSv cm2)'!$A$2:$A$52,MATCH($C601,'hp (pSv cm2)'!$A$2:$A$52,1))),$C601*'hp (pSv cm2)'!$B$2/'hp (pSv cm2)'!$A$2)","v":1.649062},3.3475958600000001E-3,{"$f":"_xlfn.IFNA(0.997*(INDEX('Mass attenuation coefficients'!$B$2:$B$37,MATCH($C601,'Mass attenuation coefficients'!$A$2:$A$37,1))+($C601-INDEX('Mass attenuation coefficients'!$A$2:$A$37,MATCH($C601,'Mass attenuation coefficients'!$A$2:$A$37,1)))*(INDEX('Mass attenuation coefficients'!$B$2:$B$37,MATCH($C601,'Mass attenuation coefficients'!$A$2:$A$37,1)+1)-INDEX('Mass attenuation coefficients'!$B$2:$B$37,MATCH($C601,'Mass attenuation coefficients'!$A$2:$A$37,1)))/(INDEX('Mass attenuation coefficients'!$A$2:$A$37,MATCH($C601,'Mass attenuation coefficients'!$A$2:$A$37,1)+1)-INDEX('Mass attenuation coefficients'!$A$2:$A$37,MATCH($C601,'Mass attenuation coefficients'!$A$2:$A$37,1)))),0.997*$C601*'Mass attenuation coefficients'!$B$2/'Mass attenuation coefficients'!$A$2)","v":0.1147073425},{"$f":"_xlfn.IFNA(INDEX('Shultis Faw'!$C$2:$C$26,MATCH($C601,'Shultis Faw'!$A$2:$A$26,1))+($C601-INDEX('Shultis Faw'!$A$2:$A$26,MATCH($C601,'Shultis Faw'!$A$2:$A$26,1)))*(INDEX('Shultis Faw'!$C$2:$C$26,MATCH($C601,'Shultis Faw'!$A$2:$A$26,1)+1)-INDEX('Shultis Faw'!$C$2:$C$26,MATCH($C601,'Shultis Faw'!$A$2:$A$26,1)))/(INDEX('Shultis Faw'!$A$2:$A$26,MATCH($C601,'Shultis Faw'!$A$2:$A$26,1)+1)-INDEX('Shultis Faw'!$A$2:$A$26,MATCH($C601,'Shultis Faw'!$A$2:$A$26,1))),$C601*'Shultis Faw'!$C$2/'Shultis Faw'!$A$2)","v":2.846212},{"$f":"_xlfn.IFNA(INDEX('Shultis Faw'!$D$2:$D$26,MATCH($C601,'Shultis Faw'!$A$2:$A$26,1))+($C601-INDEX('Shultis Faw'!$A$2:$A$26,MATCH($C601,'Shultis Faw'!$A$2:$A$26,1)))*(INDEX('Shultis Faw'!$D$2:$D$26,MATCH($C601,'Shultis Faw'!$A$2:$A$26,1)+1)-INDEX('Shultis Faw'!$D$2:$D$26,MATCH($C601,'Shultis Faw'!$A$2:$A$26,1)))/(INDEX('Shultis Faw'!$A$2:$A$26,MATCH($C601,'Shultis Faw'!$A$2:$A$26,1)+1)-INDEX('Shultis Faw'!$A$2:$A$26,MATCH($C601,'Shultis Faw'!$A$2:$A$26,1))),$C601*'Shultis Faw'!$D$2/'Shultis Faw'!$A$2)","v":1.9822679999999999},{"$f":"_xlfn.IFNA(INDEX('Shultis Faw'!$B$2:$B$26,MATCH($C601,'Shultis Faw'!$A$2:$A$26,1))+($C601-INDEX('Shultis Faw'!$A$2:$A$26,MATCH($C601,'Shultis Faw'!$A$2:$A$26,1)))*(INDEX('Shultis Faw'!$B$2:$B$26,MATCH($C601,'Shultis Faw'!$A$2:$A$26,1)+1)-INDEX('Shultis Faw'!$B$2:$B$26,MATCH($C601,'Shultis Faw'!$A$2:$A$26,1)))/(INDEX('Shultis Faw'!$A$2:$A$26,MATCH($C601,'Shultis Faw'!$A$2:$A$26,1)+1)-INDEX('Shultis Faw'!$A$2:$A$26,MATCH($C601,'Shultis Faw'!$A$2:$A$26,1))),$C601*'Shultis Faw'!$B$2/'Shultis Faw'!$A$2)","v":-0.159743},{"$f":"_xlfn.IFNA(INDEX('Shultis Faw'!$E$2:$E$26,MATCH($C601,'Shultis Faw'!$A$2:$A$26,1))+($C601-INDEX('Shultis Faw'!$A$2:$A$26,MATCH($C601,'Shultis Faw'!$A$2:$A$26,1)))*(INDEX('Shultis Faw'!$E$2:$E$26,MATCH($C601,'Shultis Faw'!$A$2:$A$26,1)+1)-INDEX('Shultis Faw'!$E$2:$E$26,MATCH($C601,'Shultis Faw'!$A$2:$A$26,1)))/(INDEX('Shultis Faw'!$A$2:$A$26,MATCH($C601,'Shultis Faw'!$A$2:$A$26,1)+1)-INDEX('Shultis Faw'!$A$2:$A$26,MATCH($C601,'Shultis Faw'!$A$2:$A$26,1))),$C601*'Shultis Faw'!$E$2/'Shultis Faw'!$A$2)","v":6.3797199999999998E-2},{"$f":"_xlfn.IFNA(INDEX('Shultis Faw'!$F$2:$F$26,MATCH($C601,'Shultis Faw'!$A$2:$A$26,1))+($C601-INDEX('Shultis Faw'!$A$2:$A$26,MATCH($C601,'Shultis Faw'!$A$2:$A$26,1)))*(INDEX('Shultis Faw'!$F$2:$F$26,MATCH($C601,'Shultis Faw'!$A$2:$A$26,1)+1)-INDEX('Shultis Faw'!$F$2:$F$26,MATCH($C601,'Shultis Faw'!$A$2:$A$26,1)))/(INDEX('Shultis Faw'!$A$2:$A$26,MATCH($C601,'Shultis Faw'!$A$2:$A$26,1)+1)-INDEX('Shultis Faw'!$A$2:$A$26,MATCH($C601,'Shultis Faw'!$A$2:$A$26,1))),$C601*'Shultis Faw'!$F$2/'Shultis Faw'!$A$2)","v":14.218514000000001},{"$f":"J601*(H601*'Externe blootstelling'!$D$23/2)^K601+L601*(TANH(((H601*'Externe blootstelling'!$D$23)/(2*M601))-2)-TANH(-2))/(1-TANH(-2))","v":1.8179772446804181},{"$f":"IF(N601=1,1+(I601-1)*H601*'Externe blootstelling'!$D$23/2,1+(I601-1)*(N601^(H601*'Externe blootstelling'!$D$23/2)-1)/(N601-1))","v":5.0553011682403239},{"$f":"G601*EXP(-H601*'Externe blootstelling'!$D$23/2)*O601","v":3.0285069004895877E-3}]
[null," g ",0.33400999999999997,5.34416E-14,1E-3,{"$f":"_xlfn.IFNA(INDEX('hp (pSv cm2)'!$B$2:$B$52,MATCH($C602,'hp (pSv cm2)'!$A$2:$A$52,1))+($C602-INDEX('hp (pSv cm2)'!$A$2:$A$52,MATCH($C602,'hp (pSv cm2)'!$A$2:$A$52,1)))*(INDEX('hp (pSv cm2)'!$B$2:$B$52,MATCH($C602,'hp (pSv cm2)'!$A$2:$A$52,1)+1)-INDEX('hp (pSv cm2)'!$B$2:$B$52,MATCH($C602,'hp (pSv cm2)'!$A$2:$A$52,1)))/(INDEX('hp (pSv cm2)'!$A$2:$A$52,MATCH($C602,'hp (pSv cm2)'!$A$2:$A$52,1)+1)-INDEX('hp (pSv cm2)'!$A$2:$A$52,MATCH($C602,'hp (pSv cm2)'!$A$2:$A$52,1))),$C602*'hp (pSv cm2)'!$B$2/'hp (pSv cm2)'!$A$2)","v":1.6766489999999998},1.6766489999999999E-3,{"$f":"_xlfn.IFNA(0.997*(INDEX('Mass attenuation coefficients'!$B$2:$B$37,MATCH($C602,'Mass attenuation coefficients'!$A$2:$A$37,1))+($C602-INDEX('Mass attenuation coefficients'!$A$2:$A$37,MATCH($C602,'Mass attenuation coefficients'!$A$2:$A$37,1)))*(INDEX('Mass attenuation coefficients'!$B$2:$B$37,MATCH($C602,'Mass attenuation coefficients'!$A$2:$A$37,1)+1)-INDEX('Mass attenuation coefficients'!$B$2:$B$37,MATCH($C602,'Mass attenuation coefficients'!$A$2:$A$37,1)))/(INDEX('Mass attenuation coefficients'!$A$2:$A$37,MATCH($C602,'Mass attenuation coefficients'!$A$2:$A$37,1)+1)-INDEX('Mass attenuation coefficients'!$A$2:$A$37,MATCH($C602,'Mass attenuation coefficients'!$A$2:$A$37,1)))),0.997*$C602*'Mass attenuation coefficients'!$B$2/'Mass attenuation coefficients'!$A$2)","v":0.11400570374999999},{"$f":"_xlfn.IFNA(INDEX('Shultis Faw'!$C$2:$C$26,MATCH($C602,'Shultis Faw'!$A$2:$A$26,1))+($C602-INDEX('Shultis Faw'!$A$2:$A$26,MATCH($C602,'Shultis Faw'!$A$2:$A$26,1)))*(INDEX('Shultis Faw'!$C$2:$C$26,MATCH($C602,'Shultis Faw'!$A$2:$A$26,1)+1)-INDEX('Shultis Faw'!$C$2:$C$26,MATCH($C602,'Shultis Faw'!$A$2:$A$26,1)))/(INDEX('Shultis Faw'!$A$2:$A$26,MATCH($C602,'Shultis Faw'!$A$2:$A$26,1)+1)-INDEX('Shultis Faw'!$A$2:$A$26,MATCH($C602,'Shultis Faw'!$A$2:$A$26,1))),$C602*'Shultis Faw'!$C$2/'Shultis Faw'!$A$2)","v":2.8315740000000003},{"$f":"_xlfn.IFNA(INDEX('Shultis Faw'!$D$2:$D$26,MATCH($C602,'Shultis Faw'!$A$2:$A$26,1))+($C602-INDEX('Shultis Faw'!$A$2:$A$26,MATCH($C602,'Shultis Faw'!$A$2:$A$26,1)))*(INDEX('Shultis Faw'!$D$2:$D$26,MATCH($C602,'Shultis Faw'!$A$2:$A$26,1)+1)-INDEX('Shultis Faw'!$D$2:$D$26,MATCH($C602,'Shultis Faw'!$A$2:$A$26,1)))/(INDEX('Shultis Faw'!$A$2:$A$26,MATCH($C602,'Shultis Faw'!$A$2:$A$26,1)+1)-INDEX('Shultis Faw'!$A$2:$A$26,MATCH($C602,'Shultis Faw'!$A$2:$A$26,1))),$C602*'Shultis Faw'!$D$2/'Shultis Faw'!$A$2)","v":1.974386},{"$f":"_xlfn.IFNA(INDEX('Shultis Faw'!$B$2:$B$26,MATCH($C602,'Shultis Faw'!$A$2:$A$26,1))+($C602-INDEX('Shultis Faw'!$A$2:$A$26,MATCH($C602,'Shultis Faw'!$A$2:$A$26,1)))*(INDEX('Shultis Faw'!$B$2:$B$26,MATCH($C602,'Shultis Faw'!$A$2:$A$26,1)+1)-INDEX('Shultis Faw'!$B$2:$B$26,MATCH($C602,'Shultis Faw'!$A$2:$A$26,1)))/(INDEX('Shultis Faw'!$A$2:$A$26,MATCH($C602,'Shultis Faw'!$A$2:$A$26,1)+1)-INDEX('Shultis Faw'!$A$2:$A$26,MATCH($C602,'Shultis Faw'!$A$2:$A$26,1))),$C602*'Shultis Faw'!$B$2/'Shultis Faw'!$A$2)","v":-0.1588985},{"$f":"_xlfn.IFNA(INDEX('Shultis Faw'!$E$2:$E$26,MATCH($C602,'Shultis Faw'!$A$2:$A$26,1))+($C602-INDEX('Shultis Faw'!$A$2:$A$26,MATCH($C602,'Shultis Faw'!$A$2:$A$26,1)))*(INDEX('Shultis Faw'!$E$2:$E$26,MATCH($C602,'Shultis Faw'!$A$2:$A$26,1)+1)-INDEX('Shultis Faw'!$E$2:$E$26,MATCH($C602,'Shultis Faw'!$A$2:$A$26,1)))/(INDEX('Shultis Faw'!$A$2:$A$26,MATCH($C602,'Shultis Faw'!$A$2:$A$26,1)+1)-INDEX('Shultis Faw'!$A$2:$A$26,MATCH($C602,'Shultis Faw'!$A$2:$A$26,1))),$C602*'Shultis Faw'!$E$2/'Shultis Faw'!$A$2)","v":6.3459399999999999E-2},{"$f":"_xlfn.IFNA(INDEX('Shultis Faw'!$F$2:$F$26,MATCH($C602,'Shultis Faw'!$A$2:$A$26,1))+($C602-INDEX('Shultis Faw'!$A$2:$A$26,MATCH($C602,'Shultis Faw'!$A$2:$A$26,1)))*(INDEX('Shultis Faw'!$F$2:$F$26,MATCH($C602,'Shultis Faw'!$A$2:$A$26,1)+1)-INDEX('Shultis Faw'!$F$2:$F$26,MATCH($C602,'Shultis Faw'!$A$2:$A$26,1)))/(INDEX('Shultis Faw'!$A$2:$A$26,MATCH($C602,'Shultis Faw'!$A$2:$A$26,1)+1)-INDEX('Shultis Faw'!$A$2:$A$26,MATCH($C602,'Shultis Faw'!$A$2:$A$26,1))),$C602*'Shultis Faw'!$F$2/'Shultis Faw'!$A$2)","v":14.220203000000001},{"$f":"J602*(H602*'Externe blootstelling'!$D$23/2)^K602+L602*(TANH(((H602*'Externe blootstelling'!$D$23)/(2*M602))-2)-TANH(-2))/(1-TANH(-2))","v":1.8133425438207218},{"$f":"IF(N602=1,1+(I602-1)*H602*'Externe blootstelling'!$D$23/2,1+(I602-1)*(N602^(H602*'Externe blootstelling'!$D$23/2)-1)/(N602-1))","v":4.9793182189457585},{"$f":"G602*EXP(-H602*'Externe blootstelling'!$D$23/2)*O602","v":1.5098413516836263E-3}]
[null," g ",0.33828199999999997,5.4125119999999994E-14,2.8500000000000001E-2,{"$f":"_xlfn.IFNA(INDEX('hp (pSv cm2)'!$B$2:$B$52,MATCH($C603,'hp (pSv cm2)'!$A$2:$A$52,1))+($C603-INDEX('hp (pSv cm2)'!$A$2:$A$52,MATCH($C603,'hp (pSv cm2)'!$A$2:$A$52,1)))*(INDEX('hp (pSv cm2)'!$B$2:$B$52,MATCH($C603,'hp (pSv cm2)'!$A$2:$A$52,1)+1)-INDEX('hp (pSv cm2)'!$B$2:$B$52,MATCH($C603,'hp (pSv cm2)'!$A$2:$A$52,1)))/(INDEX('hp (pSv cm2)'!$A$2:$A$52,MATCH($C603,'hp (pSv cm2)'!$A$2:$A$52,1)+1)-INDEX('hp (pSv cm2)'!$A$2:$A$52,MATCH($C603,'hp (pSv cm2)'!$A$2:$A$52,1))),$C603*'hp (pSv cm2)'!$B$2/'hp (pSv cm2)'!$A$2)","v":1.6975817999999998},4.8381081299999996E-2,{"$f":"_xlfn.IFNA(0.997*(INDEX('Mass attenuation coefficients'!$B$2:$B$37,MATCH($C603,'Mass attenuation coefficients'!$A$2:$A$37,1))+($C603-INDEX('Mass attenuation coefficients'!$A$2:$A$37,MATCH($C603,'Mass attenuation coefficients'!$A$2:$A$37,1)))*(INDEX('Mass attenuation coefficients'!$B$2:$B$37,MATCH($C603,'Mass attenuation coefficients'!$A$2:$A$37,1)+1)-INDEX('Mass attenuation coefficients'!$B$2:$B$37,MATCH($C603,'Mass attenuation coefficients'!$A$2:$A$37,1)))/(INDEX('Mass attenuation coefficients'!$A$2:$A$37,MATCH($C603,'Mass attenuation coefficients'!$A$2:$A$37,1)+1)-INDEX('Mass attenuation coefficients'!$A$2:$A$37,MATCH($C603,'Mass attenuation coefficients'!$A$2:$A$37,1)))),0.997*$C603*'Mass attenuation coefficients'!$B$2/'Mass attenuation coefficients'!$A$2)","v":0.11347330575},{"$f":"_xlfn.IFNA(INDEX('Shultis Faw'!$C$2:$C$26,MATCH($C603,'Shultis Faw'!$A$2:$A$26,1))+($C603-INDEX('Shultis Faw'!$A$2:$A$26,MATCH($C603,'Shultis Faw'!$A$2:$A$26,1)))*(INDEX('Shultis Faw'!$C$2:$C$26,MATCH($C603,'Shultis Faw'!$A$2:$A$26,1)+1)-INDEX('Shultis Faw'!$C$2:$C$26,MATCH($C603,'Shultis Faw'!$A$2:$A$26,1)))/(INDEX('Shultis Faw'!$A$2:$A$26,MATCH($C603,'Shultis Faw'!$A$2:$A$26,1)+1)-INDEX('Shultis Faw'!$A$2:$A$26,MATCH($C603,'Shultis Faw'!$A$2:$A$26,1))),$C603*'Shultis Faw'!$C$2/'Shultis Faw'!$A$2)","v":2.8204668000000002},{"$f":"_xlfn.IFNA(INDEX('Shultis Faw'!$D$2:$D$26,MATCH($C603,'Shultis Faw'!$A$2:$A$26,1))+($C603-INDEX('Shultis Faw'!$A$2:$A$26,MATCH($C603,'Shultis Faw'!$A$2:$A$26,1)))*(INDEX('Shultis Faw'!$D$2:$D$26,MATCH($C603,'Shultis Faw'!$A$2:$A$26,1)+1)-INDEX('Shultis Faw'!$D$2:$D$26,MATCH($C603,'Shultis Faw'!$A$2:$A$26,1)))/(INDEX('Shultis Faw'!$A$2:$A$26,MATCH($C603,'Shultis Faw'!$A$2:$A$26,1)+1)-INDEX('Shultis Faw'!$A$2:$A$26,MATCH($C603,'Shultis Faw'!$A$2:$A$26,1))),$C603*'Shultis Faw'!$D$2/'Shultis Faw'!$A$2)","v":1.9684051999999999},{"$f":"_xlfn.IFNA(INDEX('Shultis Faw'!$B$2:$B$26,MATCH($C603,'Shultis Faw'!$A$2:$A$26,1))+($C603-INDEX('Shultis Faw'!$A$2:$A$26,MATCH($C603,'Shultis Faw'!$A$2:$A$26,1)))*(INDEX('Shultis Faw'!$B$2:$B$26,MATCH($C603,'Shultis Faw'!$A$2:$A$26,1)+1)-INDEX('Shultis Faw'!$B$2:$B$26,MATCH($C603,'Shultis Faw'!$A$2:$A$26,1)))/(INDEX('Shultis Faw'!$A$2:$A$26,MATCH($C603,'Shultis Faw'!$A$2:$A$26,1)+1)-INDEX('Shultis Faw'!$A$2:$A$26,MATCH($C603,'Shultis Faw'!$A$2:$A$26,1))),$C603*'Shultis Faw'!$B$2/'Shultis Faw'!$A$2)","v":-0.1582577},{"$f":"_xlfn.IFNA(INDEX('Shultis Faw'!$E$2:$E$26,MATCH($C603,'Shultis Faw'!$A$2:$A$26,1))+($C603-INDEX('Shultis Faw'!$A$2:$A$26,MATCH($C603,'Shultis Faw'!$A$2:$A$26,1)))*(INDEX('Shultis Faw'!$E$2:$E$26,MATCH($C603,'Shultis Faw'!$A$2:$A$26,1)+1)-INDEX('Shultis Faw'!$E$2:$E$26,MATCH($C603,'Shultis Faw'!$A$2:$A$26,1)))/(INDEX('Shultis Faw'!$A$2:$A$26,MATCH($C603,'Shultis Faw'!$A$2:$A$26,1)+1)-INDEX('Shultis Faw'!$A$2:$A$26,MATCH($C603,'Shultis Faw'!$A$2:$A$26,1))),$C603*'Shultis Faw'!$E$2/'Shultis Faw'!$A$2)","v":6.3203080000000009E-2},{"$f":"_xlfn.IFNA(INDEX('Shultis Faw'!$F$2:$F$26,MATCH($C603,'Shultis Faw'!$A$2:$A$26,1))+($C603-INDEX('Shultis Faw'!$A$2:$A$26,MATCH($C603,'Shultis Faw'!$A$2:$A$26,1)))*(INDEX('Shultis Faw'!$F$2:$F$26,MATCH($C603,'Shultis Faw'!$A$2:$A$26,1)+1)-INDEX('Shultis Faw'!$F$2:$F$26,MATCH($C603,'Shultis Faw'!$A$2:$A$26,1)))/(INDEX('Shultis Faw'!$A$2:$A$26,MATCH($C603,'Shultis Faw'!$A$2:$A$26,1)+1)-INDEX('Shultis Faw'!$A$2:$A$26,MATCH($C603,'Shultis Faw'!$A$2:$A$26,1))),$C603*'Shultis Faw'!$F$2/'Shultis Faw'!$A$2)","v":14.2214846},{"$f":"J603*(H603*'Externe blootstelling'!$D$23/2)^K603+L603*(TANH(((H603*'Externe blootstelling'!$D$23)/(2*M603))-2)-TANH(-2))/(1-TANH(-2))","v":1.8098091481048744},{"$f":"IF(N603=1,1+(I603-1)*H603*'Externe blootstelling'!$D$23/2,1+(I603-1)*(N603^(H603*'Externe blootstelling'!$D$23/2)-1)/(N603-1))","v":4.9224289370209204},{"$f":"G603*EXP(-H603*'Externe blootstelling'!$D$23/2)*O603","v":4.3415276136851914E-2}]
[null," g ",0.34277999999999997,5.4844799999999997E-14,2.2599999999999999E-3,{"$f":"_xlfn.IFNA(INDEX('hp (pSv cm2)'!$B$2:$B$52,MATCH($C604,'hp (pSv cm2)'!$A$2:$A$52,1))+($C604-INDEX('hp (pSv cm2)'!$A$2:$A$52,MATCH($C604,'hp (pSv cm2)'!$A$2:$A$52,1)))*(INDEX('hp (pSv cm2)'!$B$2:$B$52,MATCH($C604,'hp (pSv cm2)'!$A$2:$A$52,1)+1)-INDEX('hp (pSv cm2)'!$B$2:$B$52,MATCH($C604,'hp (pSv cm2)'!$A$2:$A$52,1)))/(INDEX('hp (pSv cm2)'!$A$2:$A$52,MATCH($C604,'hp (pSv cm2)'!$A$2:$A$52,1)+1)-INDEX('hp (pSv cm2)'!$A$2:$A$52,MATCH($C604,'hp (pSv cm2)'!$A$2:$A$52,1))),$C604*'hp (pSv cm2)'!$B$2/'hp (pSv cm2)'!$A$2)","v":1.7196219999999998},3.8863457199999991E-3,{"$f":"_xlfn.IFNA(0.997*(INDEX('Mass attenuation coefficients'!$B$2:$B$37,MATCH($C604,'Mass attenuation coefficients'!$A$2:$A$37,1))+($C604-INDEX('Mass attenuation coefficients'!$A$2:$A$37,MATCH($C604,'Mass attenuation coefficients'!$A$2:$A$37,1)))*(INDEX('Mass attenuation coefficients'!$B$2:$B$37,MATCH($C604,'Mass attenuation coefficients'!$A$2:$A$37,1)+1)-INDEX('Mass attenuation coefficients'!$B$2:$B$37,MATCH($C604,'Mass attenuation coefficients'!$A$2:$A$37,1)))/(INDEX('Mass attenuation coefficients'!$A$2:$A$37,MATCH($C604,'Mass attenuation coefficients'!$A$2:$A$37,1)+1)-INDEX('Mass attenuation coefficients'!$A$2:$A$37,MATCH($C604,'Mass attenuation coefficients'!$A$2:$A$37,1)))),0.997*$C604*'Mass attenuation coefficients'!$B$2/'Mass attenuation coefficients'!$A$2)","v":0.11291274250000001},{"$f":"_xlfn.IFNA(INDEX('Shultis Faw'!$C$2:$C$26,MATCH($C604,'Shultis Faw'!$A$2:$A$26,1))+($C604-INDEX('Shultis Faw'!$A$2:$A$26,MATCH($C604,'Shultis Faw'!$A$2:$A$26,1)))*(INDEX('Shultis Faw'!$C$2:$C$26,MATCH($C604,'Shultis Faw'!$A$2:$A$26,1)+1)-INDEX('Shultis Faw'!$C$2:$C$26,MATCH($C604,'Shultis Faw'!$A$2:$A$26,1)))/(INDEX('Shultis Faw'!$A$2:$A$26,MATCH($C604,'Shultis Faw'!$A$2:$A$26,1)+1)-INDEX('Shultis Faw'!$A$2:$A$26,MATCH($C604,'Shultis Faw'!$A$2:$A$26,1))),$C604*'Shultis Faw'!$C$2/'Shultis Faw'!$A$2)","v":2.8087720000000003},{"$f":"_xlfn.IFNA(INDEX('Shultis Faw'!$D$2:$D$26,MATCH($C604,'Shultis Faw'!$A$2:$A$26,1))+($C604-INDEX('Shultis Faw'!$A$2:$A$26,MATCH($C604,'Shultis Faw'!$A$2:$A$26,1)))*(INDEX('Shultis Faw'!$D$2:$D$26,MATCH($C604,'Shultis Faw'!$A$2:$A$26,1)+1)-INDEX('Shultis Faw'!$D$2:$D$26,MATCH($C604,'Shultis Faw'!$A$2:$A$26,1)))/(INDEX('Shultis Faw'!$A$2:$A$26,MATCH($C604,'Shultis Faw'!$A$2:$A$26,1)+1)-INDEX('Shultis Faw'!$A$2:$A$26,MATCH($C604,'Shultis Faw'!$A$2:$A$26,1))),$C604*'Shultis Faw'!$D$2/'Shultis Faw'!$A$2)","v":1.962108},{"$f":"_xlfn.IFNA(INDEX('Shultis Faw'!$B$2:$B$26,MATCH($C604,'Shultis Faw'!$A$2:$A$26,1))+($C604-INDEX('Shultis Faw'!$A$2:$A$26,MATCH($C604,'Shultis Faw'!$A$2:$A$26,1)))*(INDEX('Shultis Faw'!$B$2:$B$26,MATCH($C604,'Shultis Faw'!$A$2:$A$26,1)+1)-INDEX('Shultis Faw'!$B$2:$B$26,MATCH($C604,'Shultis Faw'!$A$2:$A$26,1)))/(INDEX('Shultis Faw'!$A$2:$A$26,MATCH($C604,'Shultis Faw'!$A$2:$A$26,1)+1)-INDEX('Shultis Faw'!$A$2:$A$26,MATCH($C604,'Shultis Faw'!$A$2:$A$26,1))),$C604*'Shultis Faw'!$B$2/'Shultis Faw'!$A$2)","v":-0.157583},{"$f":"_xlfn.IFNA(INDEX('Shultis Faw'!$E$2:$E$26,MATCH($C604,'Shultis Faw'!$A$2:$A$26,1))+($C604-INDEX('Shultis Faw'!$A$2:$A$26,MATCH($C604,'Shultis Faw'!$A$2:$A$26,1)))*(INDEX('Shultis Faw'!$E$2:$E$26,MATCH($C604,'Shultis Faw'!$A$2:$A$26,1)+1)-INDEX('Shultis Faw'!$E$2:$E$26,MATCH($C604,'Shultis Faw'!$A$2:$A$26,1)))/(INDEX('Shultis Faw'!$A$2:$A$26,MATCH($C604,'Shultis Faw'!$A$2:$A$26,1)+1)-INDEX('Shultis Faw'!$A$2:$A$26,MATCH($C604,'Shultis Faw'!$A$2:$A$26,1))),$C604*'Shultis Faw'!$E$2/'Shultis Faw'!$A$2)","v":6.2933200000000009E-2},{"$f":"_xlfn.IFNA(INDEX('Shultis Faw'!$F$2:$F$26,MATCH($C604,'Shultis Faw'!$A$2:$A$26,1))+($C604-INDEX('Shultis Faw'!$A$2:$A$26,MATCH($C604,'Shultis Faw'!$A$2:$A$26,1)))*(INDEX('Shultis Faw'!$F$2:$F$26,MATCH($C604,'Shultis Faw'!$A$2:$A$26,1)+1)-INDEX('Shultis Faw'!$F$2:$F$26,MATCH($C604,'Shultis Faw'!$A$2:$A$26,1)))/(INDEX('Shultis Faw'!$A$2:$A$26,MATCH($C604,'Shultis Faw'!$A$2:$A$26,1)+1)-INDEX('Shultis Faw'!$A$2:$A$26,MATCH($C604,'Shultis Faw'!$A$2:$A$26,1))),$C604*'Shultis Faw'!$F$2/'Shultis Faw'!$A$2)","v":14.222834000000001},{"$f":"J604*(H604*'Externe blootstelling'!$D$23/2)^K604+L604*(TANH(((H604*'Externe blootstelling'!$D$23)/(2*M604))-2)-TANH(-2))/(1-TANH(-2))","v":1.8060733174859487},{"$f":"IF(N604=1,1+(I604-1)*H604*'Externe blootstelling'!$D$23/2,1+(I604-1)*(N604^(H604*'Externe blootstelling'!$D$23/2)-1)/(N604-1))","v":4.8632359557695386},{"$f":"G604*EXP(-H604*'Externe blootstelling'!$D$23/2)*O604","v":3.4746099422383351E-3}]
[null," g ",0.35549999999999998,5.6879999999999993E-14,4.3000000000000002E-5,{"$f":"_xlfn.IFNA(INDEX('hp (pSv cm2)'!$B$2:$B$52,MATCH($C605,'hp (pSv cm2)'!$A$2:$A$52,1))+($C605-INDEX('hp (pSv cm2)'!$A$2:$A$52,MATCH($C605,'hp (pSv cm2)'!$A$2:$A$52,1)))*(INDEX('hp (pSv cm2)'!$B$2:$B$52,MATCH($C605,'hp (pSv cm2)'!$A$2:$A$52,1)+1)-INDEX('hp (pSv cm2)'!$B$2:$B$52,MATCH($C605,'hp (pSv cm2)'!$A$2:$A$52,1)))/(INDEX('hp (pSv cm2)'!$A$2:$A$52,MATCH($C605,'hp (pSv cm2)'!$A$2:$A$52,1)+1)-INDEX('hp (pSv cm2)'!$A$2:$A$52,MATCH($C605,'hp (pSv cm2)'!$A$2:$A$52,1))),$C605*'hp (pSv cm2)'!$B$2/'hp (pSv cm2)'!$A$2)","v":1.7819499999999999},7.6623849999999993E-5,{"$f":"_xlfn.IFNA(0.997*(INDEX('Mass attenuation coefficients'!$B$2:$B$37,MATCH($C605,'Mass attenuation coefficients'!$A$2:$A$37,1))+($C605-INDEX('Mass attenuation coefficients'!$A$2:$A$37,MATCH($C605,'Mass attenuation coefficients'!$A$2:$A$37,1)))*(INDEX('Mass attenuation coefficients'!$B$2:$B$37,MATCH($C605,'Mass attenuation coefficients'!$A$2:$A$37,1)+1)-INDEX('Mass attenuation coefficients'!$B$2:$B$37,MATCH($C605,'Mass attenuation coefficients'!$A$2:$A$37,1)))/(INDEX('Mass attenuation coefficients'!$A$2:$A$37,MATCH($C605,'Mass attenuation coefficients'!$A$2:$A$37,1)+1)-INDEX('Mass attenuation coefficients'!$A$2:$A$37,MATCH($C605,'Mass attenuation coefficients'!$A$2:$A$37,1)))),0.997*$C605*'Mass attenuation coefficients'!$B$2/'Mass attenuation coefficients'!$A$2)","v":0.1113275125},{"$f":"_xlfn.IFNA(INDEX('Shultis Faw'!$C$2:$C$26,MATCH($C605,'Shultis Faw'!$A$2:$A$26,1))+($C605-INDEX('Shultis Faw'!$A$2:$A$26,MATCH($C605,'Shultis Faw'!$A$2:$A$26,1)))*(INDEX('Shultis Faw'!$C$2:$C$26,MATCH($C605,'Shultis Faw'!$A$2:$A$26,1)+1)-INDEX('Shultis Faw'!$C$2:$C$26,MATCH($C605,'Shultis Faw'!$A$2:$A$26,1)))/(INDEX('Shultis Faw'!$A$2:$A$26,MATCH($C605,'Shultis Faw'!$A$2:$A$26,1)+1)-INDEX('Shultis Faw'!$A$2:$A$26,MATCH($C605,'Shultis Faw'!$A$2:$A$26,1))),$C605*'Shultis Faw'!$C$2/'Shultis Faw'!$A$2)","v":2.7757000000000001},{"$f":"_xlfn.IFNA(INDEX('Shultis Faw'!$D$2:$D$26,MATCH($C605,'Shultis Faw'!$A$2:$A$26,1))+($C605-INDEX('Shultis Faw'!$A$2:$A$26,MATCH($C605,'Shultis Faw'!$A$2:$A$26,1)))*(INDEX('Shultis Faw'!$D$2:$D$26,MATCH($C605,'Shultis Faw'!$A$2:$A$26,1)+1)-INDEX('Shultis Faw'!$D$2:$D$26,MATCH($C605,'Shultis Faw'!$A$2:$A$26,1)))/(INDEX('Shultis Faw'!$A$2:$A$26,MATCH($C605,'Shultis Faw'!$A$2:$A$26,1)+1)-INDEX('Shultis Faw'!$A$2:$A$26,MATCH($C605,'Shultis Faw'!$A$2:$A$26,1))),$C605*'Shultis Faw'!$D$2/'Shultis Faw'!$A$2)","v":1.9442999999999999},{"$f":"_xlfn.IFNA(INDEX('Shultis Faw'!$B$2:$B$26,MATCH($C605,'Shultis Faw'!$A$2:$A$26,1))+($C605-INDEX('Shultis Faw'!$A$2:$A$26,MATCH($C605,'Shultis Faw'!$A$2:$A$26,1)))*(INDEX('Shultis Faw'!$B$2:$B$26,MATCH($C605,'Shultis Faw'!$A$2:$A$26,1)+1)-INDEX('Shultis Faw'!$B$2:$B$26,MATCH($C605,'Shultis Faw'!$A$2:$A$26,1)))/(INDEX('Shultis Faw'!$A$2:$A$26,MATCH($C605,'Shultis Faw'!$A$2:$A$26,1)+1)-INDEX('Shultis Faw'!$A$2:$A$26,MATCH($C605,'Shultis Faw'!$A$2:$A$26,1))),$C605*'Shultis Faw'!$B$2/'Shultis Faw'!$A$2)","v":-0.15567500000000001},{"$f":"_xlfn.IFNA(INDEX('Shultis Faw'!$E$2:$E$26,MATCH($C605,'Shultis Faw'!$A$2:$A$26,1))+($C605-INDEX('Shultis Faw'!$A$2:$A$26,MATCH($C605,'Shultis Faw'!$A$2:$A$26,1)))*(INDEX('Shultis Faw'!$E$2:$E$26,MATCH($C605,'Shultis Faw'!$A$2:$A$26,1)+1)-INDEX('Shultis Faw'!$E$2:$E$26,MATCH($C605,'Shultis Faw'!$A$2:$A$26,1)))/(INDEX('Shultis Faw'!$A$2:$A$26,MATCH($C605,'Shultis Faw'!$A$2:$A$26,1)+1)-INDEX('Shultis Faw'!$A$2:$A$26,MATCH($C605,'Shultis Faw'!$A$2:$A$26,1))),$C605*'Shultis Faw'!$E$2/'Shultis Faw'!$A$2)","v":6.2170000000000003E-2},{"$f":"_xlfn.IFNA(INDEX('Shultis Faw'!$F$2:$F$26,MATCH($C605,'Shultis Faw'!$A$2:$A$26,1))+($C605-INDEX('Shultis Faw'!$A$2:$A$26,MATCH($C605,'Shultis Faw'!$A$2:$A$26,1)))*(INDEX('Shultis Faw'!$F$2:$F$26,MATCH($C605,'Shultis Faw'!$A$2:$A$26,1)+1)-INDEX('Shultis Faw'!$F$2:$F$26,MATCH($C605,'Shultis Faw'!$A$2:$A$26,1)))/(INDEX('Shultis Faw'!$A$2:$A$26,MATCH($C605,'Shultis Faw'!$A$2:$A$26,1)+1)-INDEX('Shultis Faw'!$A$2:$A$26,MATCH($C605,'Shultis Faw'!$A$2:$A$26,1))),$C605*'Shultis Faw'!$F$2/'Shultis Faw'!$A$2)","v":14.226650000000001},{"$f":"J605*(H605*'Externe blootstelling'!$D$23/2)^K605+L605*(TANH(((H605*'Externe blootstelling'!$D$23)/(2*M605))-2)-TANH(-2))/(1-TANH(-2))","v":1.7954224925843618},{"$f":"IF(N605=1,1+(I605-1)*H605*'Externe blootstelling'!$D$23/2,1+(I605-1)*(N605^(H605*'Externe blootstelling'!$D$23/2)-1)/(N605-1))","v":4.6996932312840061},{"$f":"G605*EXP(-H605*'Externe blootstelling'!$D$23/2)*O605","v":6.7795304347294529E-5}]
[null," g ",0.35570000000000002,5.6912E-14,2.8E-5,{"$f":"_xlfn.IFNA(INDEX('hp (pSv cm2)'!$B$2:$B$52,MATCH($C606,'hp (pSv cm2)'!$A$2:$A$52,1))+($C606-INDEX('hp (pSv cm2)'!$A$2:$A$52,MATCH($C606,'hp (pSv cm2)'!$A$2:$A$52,1)))*(INDEX('hp (pSv cm2)'!$B$2:$B$52,MATCH($C606,'hp (pSv cm2)'!$A$2:$A$52,1)+1)-INDEX('hp (pSv cm2)'!$B$2:$B$52,MATCH($C606,'hp (pSv cm2)'!$A$2:$A$52,1)))/(INDEX('hp (pSv cm2)'!$A$2:$A$52,MATCH($C606,'hp (pSv cm2)'!$A$2:$A$52,1)+1)-INDEX('hp (pSv cm2)'!$A$2:$A$52,MATCH($C606,'hp (pSv cm2)'!$A$2:$A$52,1))),$C606*'hp (pSv cm2)'!$B$2/'hp (pSv cm2)'!$A$2)","v":1.7829299999999999},4.9922039999999997E-5,{"$f":"_xlfn.IFNA(0.997*(INDEX('Mass attenuation coefficients'!$B$2:$B$37,MATCH($C606,'Mass attenuation coefficients'!$A$2:$A$37,1))+($C606-INDEX('Mass attenuation coefficients'!$A$2:$A$37,MATCH($C606,'Mass attenuation coefficients'!$A$2:$A$37,1)))*(INDEX('Mass attenuation coefficients'!$B$2:$B$37,MATCH($C606,'Mass attenuation coefficients'!$A$2:$A$37,1)+1)-INDEX('Mass attenuation coefficients'!$B$2:$B$37,MATCH($C606,'Mass attenuation coefficients'!$A$2:$A$37,1)))/(INDEX('Mass attenuation coefficients'!$A$2:$A$37,MATCH($C606,'Mass attenuation coefficients'!$A$2:$A$37,1)+1)-INDEX('Mass attenuation coefficients'!$A$2:$A$37,MATCH($C606,'Mass attenuation coefficients'!$A$2:$A$37,1)))),0.997*$C606*'Mass attenuation coefficients'!$B$2/'Mass attenuation coefficients'!$A$2)","v":0.11130258749999999},{"$f":"_xlfn.IFNA(INDEX('Shultis Faw'!$C$2:$C$26,MATCH($C606,'Shultis Faw'!$A$2:$A$26,1))+($C606-INDEX('Shultis Faw'!$A$2:$A$26,MATCH($C606,'Shultis Faw'!$A$2:$A$26,1)))*(INDEX('Shultis Faw'!$C$2:$C$26,MATCH($C606,'Shultis Faw'!$A$2:$A$26,1)+1)-INDEX('Shultis Faw'!$C$2:$C$26,MATCH($C606,'Shultis Faw'!$A$2:$A$26,1)))/(INDEX('Shultis Faw'!$A$2:$A$26,MATCH($C606,'Shultis Faw'!$A$2:$A$26,1)+1)-INDEX('Shultis Faw'!$A$2:$A$26,MATCH($C606,'Shultis Faw'!$A$2:$A$26,1))),$C606*'Shultis Faw'!$C$2/'Shultis Faw'!$A$2)","v":2.7751800000000002},{"$f":"_xlfn.IFNA(INDEX('Shultis Faw'!$D$2:$D$26,MATCH($C606,'Shultis Faw'!$A$2:$A$26,1))+($C606-INDEX('Shultis Faw'!$A$2:$A$26,MATCH($C606,'Shultis Faw'!$A$2:$A$26,1)))*(INDEX('Shultis Faw'!$D$2:$D$26,MATCH($C606,'Shultis Faw'!$A$2:$A$26,1)+1)-INDEX('Shultis Faw'!$D$2:$D$26,MATCH($C606,'Shultis Faw'!$A$2:$A$26,1)))/(INDEX('Shultis Faw'!$A$2:$A$26,MATCH($C606,'Shultis Faw'!$A$2:$A$26,1)+1)-INDEX('Shultis Faw'!$A$2:$A$26,MATCH($C606,'Shultis Faw'!$A$2:$A$26,1))),$C606*'Shultis Faw'!$D$2/'Shultis Faw'!$A$2)","v":1.9440199999999999},{"$f":"_xlfn.IFNA(INDEX('Shultis Faw'!$B$2:$B$26,MATCH($C606,'Shultis Faw'!$A$2:$A$26,1))+($C606-INDEX('Shultis Faw'!$A$2:$A$26,MATCH($C606,'Shultis Faw'!$A$2:$A$26,1)))*(INDEX('Shultis Faw'!$B$2:$B$26,MATCH($C606,'Shultis Faw'!$A$2:$A$26,1)+1)-INDEX('Shultis Faw'!$B$2:$B$26,MATCH($C606,'Shultis Faw'!$A$2:$A$26,1)))/(INDEX('Shultis Faw'!$A$2:$A$26,MATCH($C606,'Shultis Faw'!$A$2:$A$26,1)+1)-INDEX('Shultis Faw'!$A$2:$A$26,MATCH($C606,'Shultis Faw'!$A$2:$A$26,1))),$C606*'Shultis Faw'!$B$2/'Shultis Faw'!$A$2)","v":-0.15564500000000001},{"$f":"_xlfn.IFNA(INDEX('Shultis Faw'!$E$2:$E$26,MATCH($C606,'Shultis Faw'!$A$2:$A$26,1))+($C606-INDEX('Shultis Faw'!$A$2:$A$26,MATCH($C606,'Shultis Faw'!$A$2:$A$26,1)))*(INDEX('Shultis Faw'!$E$2:$E$26,MATCH($C606,'Shultis Faw'!$A$2:$A$26,1)+1)-INDEX('Shultis Faw'!$E$2:$E$26,MATCH($C606,'Shultis Faw'!$A$2:$A$26,1)))/(INDEX('Shultis Faw'!$A$2:$A$26,MATCH($C606,'Shultis Faw'!$A$2:$A$26,1)+1)-INDEX('Shultis Faw'!$A$2:$A$26,MATCH($C606,'Shultis Faw'!$A$2:$A$26,1))),$C606*'Shultis Faw'!$E$2/'Shultis Faw'!$A$2)","v":6.2157999999999998E-2},{"$f":"_xlfn.IFNA(INDEX('Shultis Faw'!$F$2:$F$26,MATCH($C606,'Shultis Faw'!$A$2:$A$26,1))+($C606-INDEX('Shultis Faw'!$A$2:$A$26,MATCH($C606,'Shultis Faw'!$A$2:$A$26,1)))*(INDEX('Shultis Faw'!$F$2:$F$26,MATCH($C606,'Shultis Faw'!$A$2:$A$26,1)+1)-INDEX('Shultis Faw'!$F$2:$F$26,MATCH($C606,'Shultis Faw'!$A$2:$A$26,1)))/(INDEX('Shultis Faw'!$A$2:$A$26,MATCH($C606,'Shultis Faw'!$A$2:$A$26,1)+1)-INDEX('Shultis Faw'!$A$2:$A$26,MATCH($C606,'Shultis Faw'!$A$2:$A$26,1))),$C606*'Shultis Faw'!$F$2/'Shultis Faw'!$A$2)","v":14.226710000000001},{"$f":"J606*(H606*'Externe blootstelling'!$D$23/2)^K606+L606*(TANH(((H606*'Externe blootstelling'!$D$23)/(2*M606))-2)-TANH(-2))/(1-TANH(-2))","v":1.795254009280002},{"$f":"IF(N606=1,1+(I606-1)*H606*'Externe blootstelling'!$D$23/2,1+(I606-1)*(N606^(H606*'Externe blootstelling'!$D$23/2)-1)/(N606-1))","v":4.6971665865234158},{"$f":"G606*EXP(-H606*'Externe blootstelling'!$D$23/2)*O606","v":4.4162819579593646E-5}]
[null," g ",0.36188999999999999,5.7902399999999995E-14,2.8000000000000003E-4,{"$f":"_xlfn.IFNA(INDEX('hp (pSv cm2)'!$B$2:$B$52,MATCH($C607,'hp (pSv cm2)'!$A$2:$A$52,1))+($C607-INDEX('hp (pSv cm2)'!$A$2:$A$52,MATCH($C607,'hp (pSv cm2)'!$A$2:$A$52,1)))*(INDEX('hp (pSv cm2)'!$B$2:$B$52,MATCH($C607,'hp (pSv cm2)'!$A$2:$A$52,1)+1)-INDEX('hp (pSv cm2)'!$B$2:$B$52,MATCH($C607,'hp (pSv cm2)'!$A$2:$A$52,1)))/(INDEX('hp (pSv cm2)'!$A$2:$A$52,MATCH($C607,'hp (pSv cm2)'!$A$2:$A$52,1)+1)-INDEX('hp (pSv cm2)'!$A$2:$A$52,MATCH($C607,'hp (pSv cm2)'!$A$2:$A$52,1))),$C607*'hp (pSv cm2)'!$B$2/'hp (pSv cm2)'!$A$2)","v":1.8132609999999998},5.0771308000000003E-4,{"$f":"_xlfn.IFNA(0.997*(INDEX('Mass attenuation coefficients'!$B$2:$B$37,MATCH($C607,'Mass attenuation coefficients'!$A$2:$A$37,1))+($C607-INDEX('Mass attenuation coefficients'!$A$2:$A$37,MATCH($C607,'Mass attenuation coefficients'!$A$2:$A$37,1)))*(INDEX('Mass attenuation coefficients'!$B$2:$B$37,MATCH($C607,'Mass attenuation coefficients'!$A$2:$A$37,1)+1)-INDEX('Mass attenuation coefficients'!$B$2:$B$37,MATCH($C607,'Mass attenuation coefficients'!$A$2:$A$37,1)))/(INDEX('Mass attenuation coefficients'!$A$2:$A$37,MATCH($C607,'Mass attenuation coefficients'!$A$2:$A$37,1)+1)-INDEX('Mass attenuation coefficients'!$A$2:$A$37,MATCH($C607,'Mass attenuation coefficients'!$A$2:$A$37,1)))),0.997*$C607*'Mass attenuation coefficients'!$B$2/'Mass attenuation coefficients'!$A$2)","v":0.11053115875},{"$f":"_xlfn.IFNA(INDEX('Shultis Faw'!$C$2:$C$26,MATCH($C607,'Shultis Faw'!$A$2:$A$26,1))+($C607-INDEX('Shultis Faw'!$A$2:$A$26,MATCH($C607,'Shultis Faw'!$A$2:$A$26,1)))*(INDEX('Shultis Faw'!$C$2:$C$26,MATCH($C607,'Shultis Faw'!$A$2:$A$26,1)+1)-INDEX('Shultis Faw'!$C$2:$C$26,MATCH($C607,'Shultis Faw'!$A$2:$A$26,1)))/(INDEX('Shultis Faw'!$A$2:$A$26,MATCH($C607,'Shultis Faw'!$A$2:$A$26,1)+1)-INDEX('Shultis Faw'!$A$2:$A$26,MATCH($C607,'Shultis Faw'!$A$2:$A$26,1))),$C607*'Shultis Faw'!$C$2/'Shultis Faw'!$A$2)","v":2.7590859999999999},{"$f":"_xlfn.IFNA(INDEX('Shultis Faw'!$D$2:$D$26,MATCH($C607,'Shultis Faw'!$A$2:$A$26,1))+($C607-INDEX('Shultis Faw'!$A$2:$A$26,MATCH($C607,'Shultis Faw'!$A$2:$A$26,1)))*(INDEX('Shultis Faw'!$D$2:$D$26,MATCH($C607,'Shultis Faw'!$A$2:$A$26,1)+1)-INDEX('Shultis Faw'!$D$2:$D$26,MATCH($C607,'Shultis Faw'!$A$2:$A$26,1)))/(INDEX('Shultis Faw'!$A$2:$A$26,MATCH($C607,'Shultis Faw'!$A$2:$A$26,1)+1)-INDEX('Shultis Faw'!$A$2:$A$26,MATCH($C607,'Shultis Faw'!$A$2:$A$26,1))),$C607*'Shultis Faw'!$D$2/'Shultis Faw'!$A$2)","v":1.9353539999999998},{"$f":"_xlfn.IFNA(INDEX('Shultis Faw'!$B$2:$B$26,MATCH($C607,'Shultis Faw'!$A$2:$A$26,1))+($C607-INDEX('Shultis Faw'!$A$2:$A$26,MATCH($C607,'Shultis Faw'!$A$2:$A$26,1)))*(INDEX('Shultis Faw'!$B$2:$B$26,MATCH($C607,'Shultis Faw'!$A$2:$A$26,1)+1)-INDEX('Shultis Faw'!$B$2:$B$26,MATCH($C607,'Shultis Faw'!$A$2:$A$26,1)))/(INDEX('Shultis Faw'!$A$2:$A$26,MATCH($C607,'Shultis Faw'!$A$2:$A$26,1)+1)-INDEX('Shultis Faw'!$A$2:$A$26,MATCH($C607,'Shultis Faw'!$A$2:$A$26,1))),$C607*'Shultis Faw'!$B$2/'Shultis Faw'!$A$2)","v":-0.15471650000000001},{"$f":"_xlfn.IFNA(INDEX('Shultis Faw'!$E$2:$E$26,MATCH($C607,'Shultis Faw'!$A$2:$A$26,1))+($C607-INDEX('Shultis Faw'!$A$2:$A$26,MATCH($C607,'Shultis Faw'!$A$2:$A$26,1)))*(INDEX('Shultis Faw'!$E$2:$E$26,MATCH($C607,'Shultis Faw'!$A$2:$A$26,1)+1)-INDEX('Shultis Faw'!$E$2:$E$26,MATCH($C607,'Shultis Faw'!$A$2:$A$26,1)))/(INDEX('Shultis Faw'!$A$2:$A$26,MATCH($C607,'Shultis Faw'!$A$2:$A$26,1)+1)-INDEX('Shultis Faw'!$A$2:$A$26,MATCH($C607,'Shultis Faw'!$A$2:$A$26,1))),$C607*'Shultis Faw'!$E$2/'Shultis Faw'!$A$2)","v":6.1786599999999997E-2},{"$f":"_xlfn.IFNA(INDEX('Shultis Faw'!$F$2:$F$26,MATCH($C607,'Shultis Faw'!$A$2:$A$26,1))+($C607-INDEX('Shultis Faw'!$A$2:$A$26,MATCH($C607,'Shultis Faw'!$A$2:$A$26,1)))*(INDEX('Shultis Faw'!$F$2:$F$26,MATCH($C607,'Shultis Faw'!$A$2:$A$26,1)+1)-INDEX('Shultis Faw'!$F$2:$F$26,MATCH($C607,'Shultis Faw'!$A$2:$A$26,1)))/(INDEX('Shultis Faw'!$A$2:$A$26,MATCH($C607,'Shultis Faw'!$A$2:$A$26,1)+1)-INDEX('Shultis Faw'!$A$2:$A$26,MATCH($C607,'Shultis Faw'!$A$2:$A$26,1))),$C607*'Shultis Faw'!$F$2/'Shultis Faw'!$A$2)","v":14.228567},{"$f":"J607*(H607*'Externe blootstelling'!$D$23/2)^K607+L607*(TANH(((H607*'Externe blootstelling'!$D$23)/(2*M607))-2)-TANH(-2))/(1-TANH(-2))","v":1.7900238643903299},{"$f":"IF(N607=1,1+(I607-1)*H607*'Externe blootstelling'!$D$23/2,1+(I607-1)*(N607^(H607*'Externe blootstelling'!$D$23/2)-1)/(N607-1))","v":4.6196416876086737},{"$f":"G607*EXP(-H607*'Externe blootstelling'!$D$23/2)*O607","v":4.4686934056975959E-4}]
[null," g ",0.3629,5.8063999999999994E-14,1.6000000000000001E-4,{"$f":"_xlfn.IFNA(INDEX('hp (pSv cm2)'!$B$2:$B$52,MATCH($C608,'hp (pSv cm2)'!$A$2:$A$52,1))+($C608-INDEX('hp (pSv cm2)'!$A$2:$A$52,MATCH($C608,'hp (pSv cm2)'!$A$2:$A$52,1)))*(INDEX('hp (pSv cm2)'!$B$2:$B$52,MATCH($C608,'hp (pSv cm2)'!$A$2:$A$52,1)+1)-INDEX('hp (pSv cm2)'!$B$2:$B$52,MATCH($C608,'hp (pSv cm2)'!$A$2:$A$52,1)))/(INDEX('hp (pSv cm2)'!$A$2:$A$52,MATCH($C608,'hp (pSv cm2)'!$A$2:$A$52,1)+1)-INDEX('hp (pSv cm2)'!$A$2:$A$52,MATCH($C608,'hp (pSv cm2)'!$A$2:$A$52,1))),$C608*'hp (pSv cm2)'!$B$2/'hp (pSv cm2)'!$A$2)","v":1.8182099999999999},2.909136E-4,{"$f":"_xlfn.IFNA(0.997*(INDEX('Mass attenuation coefficients'!$B$2:$B$37,MATCH($C608,'Mass attenuation coefficients'!$A$2:$A$37,1))+($C608-INDEX('Mass attenuation coefficients'!$A$2:$A$37,MATCH($C608,'Mass attenuation coefficients'!$A$2:$A$37,1)))*(INDEX('Mass attenuation coefficients'!$B$2:$B$37,MATCH($C608,'Mass attenuation coefficients'!$A$2:$A$37,1)+1)-INDEX('Mass attenuation coefficients'!$B$2:$B$37,MATCH($C608,'Mass attenuation coefficients'!$A$2:$A$37,1)))/(INDEX('Mass attenuation coefficients'!$A$2:$A$37,MATCH($C608,'Mass attenuation coefficients'!$A$2:$A$37,1)+1)-INDEX('Mass attenuation coefficients'!$A$2:$A$37,MATCH($C608,'Mass attenuation coefficients'!$A$2:$A$37,1)))),0.997*$C608*'Mass attenuation coefficients'!$B$2/'Mass attenuation coefficients'!$A$2)","v":0.1104052875},{"$f":"_xlfn.IFNA(INDEX('Shultis Faw'!$C$2:$C$26,MATCH($C608,'Shultis Faw'!$A$2:$A$26,1))+($C608-INDEX('Shultis Faw'!$A$2:$A$26,MATCH($C608,'Shultis Faw'!$A$2:$A$26,1)))*(INDEX('Shultis Faw'!$C$2:$C$26,MATCH($C608,'Shultis Faw'!$A$2:$A$26,1)+1)-INDEX('Shultis Faw'!$C$2:$C$26,MATCH($C608,'Shultis Faw'!$A$2:$A$26,1)))/(INDEX('Shultis Faw'!$A$2:$A$26,MATCH($C608,'Shultis Faw'!$A$2:$A$26,1)+1)-INDEX('Shultis Faw'!$A$2:$A$26,MATCH($C608,'Shultis Faw'!$A$2:$A$26,1))),$C608*'Shultis Faw'!$C$2/'Shultis Faw'!$A$2)","v":2.7564600000000001},{"$f":"_xlfn.IFNA(INDEX('Shultis Faw'!$D$2:$D$26,MATCH($C608,'Shultis Faw'!$A$2:$A$26,1))+($C608-INDEX('Shultis Faw'!$A$2:$A$26,MATCH($C608,'Shultis Faw'!$A$2:$A$26,1)))*(INDEX('Shultis Faw'!$D$2:$D$26,MATCH($C608,'Shultis Faw'!$A$2:$A$26,1)+1)-INDEX('Shultis Faw'!$D$2:$D$26,MATCH($C608,'Shultis Faw'!$A$2:$A$26,1)))/(INDEX('Shultis Faw'!$A$2:$A$26,MATCH($C608,'Shultis Faw'!$A$2:$A$26,1)+1)-INDEX('Shultis Faw'!$A$2:$A$26,MATCH($C608,'Shultis Faw'!$A$2:$A$26,1))),$C608*'Shultis Faw'!$D$2/'Shultis Faw'!$A$2)","v":1.9339399999999998},{"$f":"_xlfn.IFNA(INDEX('Shultis Faw'!$B$2:$B$26,MATCH($C608,'Shultis Faw'!$A$2:$A$26,1))+($C608-INDEX('Shultis Faw'!$A$2:$A$26,MATCH($C608,'Shultis Faw'!$A$2:$A$26,1)))*(INDEX('Shultis Faw'!$B$2:$B$26,MATCH($C608,'Shultis Faw'!$A$2:$A$26,1)+1)-INDEX('Shultis Faw'!$B$2:$B$26,MATCH($C608,'Shultis Faw'!$A$2:$A$26,1)))/(INDEX('Shultis Faw'!$A$2:$A$26,MATCH($C608,'Shultis Faw'!$A$2:$A$26,1)+1)-INDEX('Shultis Faw'!$A$2:$A$26,MATCH($C608,'Shultis Faw'!$A$2:$A$26,1))),$C608*'Shultis Faw'!$B$2/'Shultis Faw'!$A$2)","v":-0.15456500000000001},{"$f":"_xlfn.IFNA(INDEX('Shultis Faw'!$E$2:$E$26,MATCH($C608,'Shultis Faw'!$A$2:$A$26,1))+($C608-INDEX('Shultis Faw'!$A$2:$A$26,MATCH($C608,'Shultis Faw'!$A$2:$A$26,1)))*(INDEX('Shultis Faw'!$E$2:$E$26,MATCH($C608,'Shultis Faw'!$A$2:$A$26,1)+1)-INDEX('Shultis Faw'!$E$2:$E$26,MATCH($C608,'Shultis Faw'!$A$2:$A$26,1)))/(INDEX('Shultis Faw'!$A$2:$A$26,MATCH($C608,'Shultis Faw'!$A$2:$A$26,1)+1)-INDEX('Shultis Faw'!$A$2:$A$26,MATCH($C608,'Shultis Faw'!$A$2:$A$26,1))),$C608*'Shultis Faw'!$E$2/'Shultis Faw'!$A$2)","v":6.1726000000000003E-2},{"$f":"_xlfn.IFNA(INDEX('Shultis Faw'!$F$2:$F$26,MATCH($C608,'Shultis Faw'!$A$2:$A$26,1))+($C608-INDEX('Shultis Faw'!$A$2:$A$26,MATCH($C608,'Shultis Faw'!$A$2:$A$26,1)))*(INDEX('Shultis Faw'!$F$2:$F$26,MATCH($C608,'Shultis Faw'!$A$2:$A$26,1)+1)-INDEX('Shultis Faw'!$F$2:$F$26,MATCH($C608,'Shultis Faw'!$A$2:$A$26,1)))/(INDEX('Shultis Faw'!$A$2:$A$26,MATCH($C608,'Shultis Faw'!$A$2:$A$26,1)+1)-INDEX('Shultis Faw'!$A$2:$A$26,MATCH($C608,'Shultis Faw'!$A$2:$A$26,1))),$C608*'Shultis Faw'!$F$2/'Shultis Faw'!$A$2)","v":14.228870000000001},{"$f":"J608*(H608*'Externe blootstelling'!$D$23/2)^K608+L608*(TANH(((H608*'Externe blootstelling'!$D$23)/(2*M608))-2)-TANH(-2))/(1-TANH(-2))","v":1.7891676141135588},{"$f":"IF(N608=1,1+(I608-1)*H608*'Externe blootstelling'!$D$23/2,1+(I608-1)*(N608^(H608*'Externe blootstelling'!$D$23/2)-1)/(N608-1))","v":4.6071155277995368},{"$f":"G608*EXP(-H608*'Externe blootstelling'!$D$23/2)*O608","v":2.5583915995126756E-4}]
[null," g ",0.36856,5.8969599999999996E-14,8.9999999999999992E-5,{"$f":"_xlfn.IFNA(INDEX('hp (pSv cm2)'!$B$2:$B$52,MATCH($C609,'hp (pSv cm2)'!$A$2:$A$52,1))+($C609-INDEX('hp (pSv cm2)'!$A$2:$A$52,MATCH($C609,'hp (pSv cm2)'!$A$2:$A$52,1)))*(INDEX('hp (pSv cm2)'!$B$2:$B$52,MATCH($C609,'hp (pSv cm2)'!$A$2:$A$52,1)+1)-INDEX('hp (pSv cm2)'!$B$2:$B$52,MATCH($C609,'hp (pSv cm2)'!$A$2:$A$52,1)))/(INDEX('hp (pSv cm2)'!$A$2:$A$52,MATCH($C609,'hp (pSv cm2)'!$A$2:$A$52,1)+1)-INDEX('hp (pSv cm2)'!$A$2:$A$52,MATCH($C609,'hp (pSv cm2)'!$A$2:$A$52,1))),$C609*'hp (pSv cm2)'!$B$2/'hp (pSv cm2)'!$A$2)","v":1.8459439999999998},1.6613495999999998E-4,{"$f":"_xlfn.IFNA(0.997*(INDEX('Mass attenuation coefficients'!$B$2:$B$37,MATCH($C609,'Mass attenuation coefficients'!$A$2:$A$37,1))+($C609-INDEX('Mass attenuation coefficients'!$A$2:$A$37,MATCH($C609,'Mass attenuation coefficients'!$A$2:$A$37,1)))*(INDEX('Mass attenuation coefficients'!$B$2:$B$37,MATCH($C609,'Mass attenuation coefficients'!$A$2:$A$37,1)+1)-INDEX('Mass attenuation coefficients'!$B$2:$B$37,MATCH($C609,'Mass attenuation coefficients'!$A$2:$A$37,1)))/(INDEX('Mass attenuation coefficients'!$A$2:$A$37,MATCH($C609,'Mass attenuation coefficients'!$A$2:$A$37,1)+1)-INDEX('Mass attenuation coefficients'!$A$2:$A$37,MATCH($C609,'Mass attenuation coefficients'!$A$2:$A$37,1)))),0.997*$C609*'Mass attenuation coefficients'!$B$2/'Mass attenuation coefficients'!$A$2)","v":0.10969991},{"$f":"_xlfn.IFNA(INDEX('Shultis Faw'!$C$2:$C$26,MATCH($C609,'Shultis Faw'!$A$2:$A$26,1))+($C609-INDEX('Shultis Faw'!$A$2:$A$26,MATCH($C609,'Shultis Faw'!$A$2:$A$26,1)))*(INDEX('Shultis Faw'!$C$2:$C$26,MATCH($C609,'Shultis Faw'!$A$2:$A$26,1)+1)-INDEX('Shultis Faw'!$C$2:$C$26,MATCH($C609,'Shultis Faw'!$A$2:$A$26,1)))/(INDEX('Shultis Faw'!$A$2:$A$26,MATCH($C609,'Shultis Faw'!$A$2:$A$26,1)+1)-INDEX('Shultis Faw'!$A$2:$A$26,MATCH($C609,'Shultis Faw'!$A$2:$A$26,1))),$C609*'Shultis Faw'!$C$2/'Shultis Faw'!$A$2)","v":2.7417440000000002},{"$f":"_xlfn.IFNA(INDEX('Shultis Faw'!$D$2:$D$26,MATCH($C609,'Shultis Faw'!$A$2:$A$26,1))+($C609-INDEX('Shultis Faw'!$A$2:$A$26,MATCH($C609,'Shultis Faw'!$A$2:$A$26,1)))*(INDEX('Shultis Faw'!$D$2:$D$26,MATCH($C609,'Shultis Faw'!$A$2:$A$26,1)+1)-INDEX('Shultis Faw'!$D$2:$D$26,MATCH($C609,'Shultis Faw'!$A$2:$A$26,1)))/(INDEX('Shultis Faw'!$A$2:$A$26,MATCH($C609,'Shultis Faw'!$A$2:$A$26,1)+1)-INDEX('Shultis Faw'!$A$2:$A$26,MATCH($C609,'Shultis Faw'!$A$2:$A$26,1))),$C609*'Shultis Faw'!$D$2/'Shultis Faw'!$A$2)","v":1.926016},{"$f":"_xlfn.IFNA(INDEX('Shultis Faw'!$B$2:$B$26,MATCH($C609,'Shultis Faw'!$A$2:$A$26,1))+($C609-INDEX('Shultis Faw'!$A$2:$A$26,MATCH($C609,'Shultis Faw'!$A$2:$A$26,1)))*(INDEX('Shultis Faw'!$B$2:$B$26,MATCH($C609,'Shultis Faw'!$A$2:$A$26,1)+1)-INDEX('Shultis Faw'!$B$2:$B$26,MATCH($C609,'Shultis Faw'!$A$2:$A$26,1)))/(INDEX('Shultis Faw'!$A$2:$A$26,MATCH($C609,'Shultis Faw'!$A$2:$A$26,1)+1)-INDEX('Shultis Faw'!$A$2:$A$26,MATCH($C609,'Shultis Faw'!$A$2:$A$26,1))),$C609*'Shultis Faw'!$B$2/'Shultis Faw'!$A$2)","v":-0.15371599999999999},{"$f":"_xlfn.IFNA(INDEX('Shultis Faw'!$E$2:$E$26,MATCH($C609,'Shultis Faw'!$A$2:$A$26,1))+($C609-INDEX('Shultis Faw'!$A$2:$A$26,MATCH($C609,'Shultis Faw'!$A$2:$A$26,1)))*(INDEX('Shultis Faw'!$E$2:$E$26,MATCH($C609,'Shultis Faw'!$A$2:$A$26,1)+1)-INDEX('Shultis Faw'!$E$2:$E$26,MATCH($C609,'Shultis Faw'!$A$2:$A$26,1)))/(INDEX('Shultis Faw'!$A$2:$A$26,MATCH($C609,'Shultis Faw'!$A$2:$A$26,1)+1)-INDEX('Shultis Faw'!$A$2:$A$26,MATCH($C609,'Shultis Faw'!$A$2:$A$26,1))),$C609*'Shultis Faw'!$E$2/'Shultis Faw'!$A$2)","v":6.1386400000000001E-2},{"$f":"_xlfn.IFNA(INDEX('Shultis Faw'!$F$2:$F$26,MATCH($C609,'Shultis Faw'!$A$2:$A$26,1))+($C609-INDEX('Shultis Faw'!$A$2:$A$26,MATCH($C609,'Shultis Faw'!$A$2:$A$26,1)))*(INDEX('Shultis Faw'!$F$2:$F$26,MATCH($C609,'Shultis Faw'!$A$2:$A$26,1)+1)-INDEX('Shultis Faw'!$F$2:$F$26,MATCH($C609,'Shultis Faw'!$A$2:$A$26,1)))/(INDEX('Shultis Faw'!$A$2:$A$26,MATCH($C609,'Shultis Faw'!$A$2:$A$26,1)+1)-INDEX('Shultis Faw'!$A$2:$A$26,MATCH($C609,'Shultis Faw'!$A$2:$A$26,1))),$C609*'Shultis Faw'!$F$2/'Shultis Faw'!$A$2)","v":14.230568},{"$f":"J609*(H609*'Externe blootstelling'!$D$23/2)^K609+L609*(TANH(((H609*'Externe blootstelling'!$D$23)/(2*M609))-2)-TANH(-2))/(1-TANH(-2))","v":1.7843543338824648},{"$f":"IF(N609=1,1+(I609-1)*H609*'Externe blootstelling'!$D$23/2,1+(I609-1)*(N609^(H609*'Externe blootstelling'!$D$23/2)-1)/(N609-1))","v":4.5375527641482947},{"$f":"G609*EXP(-H609*'Externe blootstelling'!$D$23/2)*O609","v":1.4542924040446183E-4}]
[null," g ",0.37167600000000001,5.9468160000000001E-14,4.9899999999999996E-3,{"$f":"_xlfn.IFNA(INDEX('hp (pSv cm2)'!$B$2:$B$52,MATCH($C610,'hp (pSv cm2)'!$A$2:$A$52,1))+($C610-INDEX('hp (pSv cm2)'!$A$2:$A$52,MATCH($C610,'hp (pSv cm2)'!$A$2:$A$52,1)))*(INDEX('hp (pSv cm2)'!$B$2:$B$52,MATCH($C610,'hp (pSv cm2)'!$A$2:$A$52,1)+1)-INDEX('hp (pSv cm2)'!$B$2:$B$52,MATCH($C610,'hp (pSv cm2)'!$A$2:$A$52,1)))/(INDEX('hp (pSv cm2)'!$A$2:$A$52,MATCH($C610,'hp (pSv cm2)'!$A$2:$A$52,1)+1)-INDEX('hp (pSv cm2)'!$A$2:$A$52,MATCH($C610,'hp (pSv cm2)'!$A$2:$A$52,1))),$C610*'hp (pSv cm2)'!$B$2/'hp (pSv cm2)'!$A$2)","v":1.8612123999999999},9.2874498759999979E-3,{"$f":"_xlfn.IFNA(0.997*(INDEX('Mass attenuation coefficients'!$B$2:$B$37,MATCH($C610,'Mass attenuation coefficients'!$A$2:$A$37,1))+($C610-INDEX('Mass attenuation coefficients'!$A$2:$A$37,MATCH($C610,'Mass attenuation coefficients'!$A$2:$A$37,1)))*(INDEX('Mass attenuation coefficients'!$B$2:$B$37,MATCH($C610,'Mass attenuation coefficients'!$A$2:$A$37,1)+1)-INDEX('Mass attenuation coefficients'!$B$2:$B$37,MATCH($C610,'Mass attenuation coefficients'!$A$2:$A$37,1)))/(INDEX('Mass attenuation coefficients'!$A$2:$A$37,MATCH($C610,'Mass attenuation coefficients'!$A$2:$A$37,1)+1)-INDEX('Mass attenuation coefficients'!$A$2:$A$37,MATCH($C610,'Mass attenuation coefficients'!$A$2:$A$37,1)))),0.997*$C610*'Mass attenuation coefficients'!$B$2/'Mass attenuation coefficients'!$A$2)","v":0.10931157850000001},{"$f":"_xlfn.IFNA(INDEX('Shultis Faw'!$C$2:$C$26,MATCH($C610,'Shultis Faw'!$A$2:$A$26,1))+($C610-INDEX('Shultis Faw'!$A$2:$A$26,MATCH($C610,'Shultis Faw'!$A$2:$A$26,1)))*(INDEX('Shultis Faw'!$C$2:$C$26,MATCH($C610,'Shultis Faw'!$A$2:$A$26,1)+1)-INDEX('Shultis Faw'!$C$2:$C$26,MATCH($C610,'Shultis Faw'!$A$2:$A$26,1)))/(INDEX('Shultis Faw'!$A$2:$A$26,MATCH($C610,'Shultis Faw'!$A$2:$A$26,1)+1)-INDEX('Shultis Faw'!$A$2:$A$26,MATCH($C610,'Shultis Faw'!$A$2:$A$26,1))),$C610*'Shultis Faw'!$C$2/'Shultis Faw'!$A$2)","v":2.7336423999999999},{"$f":"_xlfn.IFNA(INDEX('Shultis Faw'!$D$2:$D$26,MATCH($C610,'Shultis Faw'!$A$2:$A$26,1))+($C610-INDEX('Shultis Faw'!$A$2:$A$26,MATCH($C610,'Shultis Faw'!$A$2:$A$26,1)))*(INDEX('Shultis Faw'!$D$2:$D$26,MATCH($C610,'Shultis Faw'!$A$2:$A$26,1)+1)-INDEX('Shultis Faw'!$D$2:$D$26,MATCH($C610,'Shultis Faw'!$A$2:$A$26,1)))/(INDEX('Shultis Faw'!$A$2:$A$26,MATCH($C610,'Shultis Faw'!$A$2:$A$26,1)+1)-INDEX('Shultis Faw'!$A$2:$A$26,MATCH($C610,'Shultis Faw'!$A$2:$A$26,1))),$C610*'Shultis Faw'!$D$2/'Shultis Faw'!$A$2)","v":1.9216536},{"$f":"_xlfn.IFNA(INDEX('Shultis Faw'!$B$2:$B$26,MATCH($C610,'Shultis Faw'!$A$2:$A$26,1))+($C610-INDEX('Shultis Faw'!$A$2:$A$26,MATCH($C610,'Shultis Faw'!$A$2:$A$26,1)))*(INDEX('Shultis Faw'!$B$2:$B$26,MATCH($C610,'Shultis Faw'!$A$2:$A$26,1)+1)-INDEX('Shultis Faw'!$B$2:$B$26,MATCH($C610,'Shultis Faw'!$A$2:$A$26,1)))/(INDEX('Shultis Faw'!$A$2:$A$26,MATCH($C610,'Shultis Faw'!$A$2:$A$26,1)+1)-INDEX('Shultis Faw'!$A$2:$A$26,MATCH($C610,'Shultis Faw'!$A$2:$A$26,1))),$C610*'Shultis Faw'!$B$2/'Shultis Faw'!$A$2)","v":-0.15324860000000001},{"$f":"_xlfn.IFNA(INDEX('Shultis Faw'!$E$2:$E$26,MATCH($C610,'Shultis Faw'!$A$2:$A$26,1))+($C610-INDEX('Shultis Faw'!$A$2:$A$26,MATCH($C610,'Shultis Faw'!$A$2:$A$26,1)))*(INDEX('Shultis Faw'!$E$2:$E$26,MATCH($C610,'Shultis Faw'!$A$2:$A$26,1)+1)-INDEX('Shultis Faw'!$E$2:$E$26,MATCH($C610,'Shultis Faw'!$A$2:$A$26,1)))/(INDEX('Shultis Faw'!$A$2:$A$26,MATCH($C610,'Shultis Faw'!$A$2:$A$26,1)+1)-INDEX('Shultis Faw'!$A$2:$A$26,MATCH($C610,'Shultis Faw'!$A$2:$A$26,1))),$C610*'Shultis Faw'!$E$2/'Shultis Faw'!$A$2)","v":6.1199440000000001E-2},{"$f":"_xlfn.IFNA(INDEX('Shultis Faw'!$F$2:$F$26,MATCH($C610,'Shultis Faw'!$A$2:$A$26,1))+($C610-INDEX('Shultis Faw'!$A$2:$A$26,MATCH($C610,'Shultis Faw'!$A$2:$A$26,1)))*(INDEX('Shultis Faw'!$F$2:$F$26,MATCH($C610,'Shultis Faw'!$A$2:$A$26,1)+1)-INDEX('Shultis Faw'!$F$2:$F$26,MATCH($C610,'Shultis Faw'!$A$2:$A$26,1)))/(INDEX('Shultis Faw'!$A$2:$A$26,MATCH($C610,'Shultis Faw'!$A$2:$A$26,1)+1)-INDEX('Shultis Faw'!$A$2:$A$26,MATCH($C610,'Shultis Faw'!$A$2:$A$26,1))),$C610*'Shultis Faw'!$F$2/'Shultis Faw'!$A$2)","v":14.231502800000001},{"$f":"J610*(H610*'Externe blootstelling'!$D$23/2)^K610+L610*(TANH(((H610*'Externe blootstelling'!$D$23)/(2*M610))-2)-TANH(-2))/(1-TANH(-2))","v":1.7816936909032717},{"$f":"IF(N610=1,1+(I610-1)*H610*'Externe blootstelling'!$D$23/2,1+(I610-1)*(N610^(H610*'Externe blootstelling'!$D$23/2)-1)/(N610-1))","v":4.4997114464566614},{"$f":"G610*EXP(-H610*'Externe blootstelling'!$D$23/2)*O610","v":8.1092355807883647E-3}]
[null," g ",0.37286000000000002,5.9657599999999998E-14,5.0999999999999993E-4,{"$f":"_xlfn.IFNA(INDEX('hp (pSv cm2)'!$B$2:$B$52,MATCH($C611,'hp (pSv cm2)'!$A$2:$A$52,1))+($C611-INDEX('hp (pSv cm2)'!$A$2:$A$52,MATCH($C611,'hp (pSv cm2)'!$A$2:$A$52,1)))*(INDEX('hp (pSv cm2)'!$B$2:$B$52,MATCH($C611,'hp (pSv cm2)'!$A$2:$A$52,1)+1)-INDEX('hp (pSv cm2)'!$B$2:$B$52,MATCH($C611,'hp (pSv cm2)'!$A$2:$A$52,1)))/(INDEX('hp (pSv cm2)'!$A$2:$A$52,MATCH($C611,'hp (pSv cm2)'!$A$2:$A$52,1)+1)-INDEX('hp (pSv cm2)'!$A$2:$A$52,MATCH($C611,'hp (pSv cm2)'!$A$2:$A$52,1))),$C611*'hp (pSv cm2)'!$B$2/'hp (pSv cm2)'!$A$2)","v":1.8670140000000002},9.5217714E-4,{"$f":"_xlfn.IFNA(0.997*(INDEX('Mass attenuation coefficients'!$B$2:$B$37,MATCH($C611,'Mass attenuation coefficients'!$A$2:$A$37,1))+($C611-INDEX('Mass attenuation coefficients'!$A$2:$A$37,MATCH($C611,'Mass attenuation coefficients'!$A$2:$A$37,1)))*(INDEX('Mass attenuation coefficients'!$B$2:$B$37,MATCH($C611,'Mass attenuation coefficients'!$A$2:$A$37,1)+1)-INDEX('Mass attenuation coefficients'!$B$2:$B$37,MATCH($C611,'Mass attenuation coefficients'!$A$2:$A$37,1)))/(INDEX('Mass attenuation coefficients'!$A$2:$A$37,MATCH($C611,'Mass attenuation coefficients'!$A$2:$A$37,1)+1)-INDEX('Mass attenuation coefficients'!$A$2:$A$37,MATCH($C611,'Mass attenuation coefficients'!$A$2:$A$37,1)))),0.997*$C611*'Mass attenuation coefficients'!$B$2/'Mass attenuation coefficients'!$A$2)","v":0.1091640225},{"$f":"_xlfn.IFNA(INDEX('Shultis Faw'!$C$2:$C$26,MATCH($C611,'Shultis Faw'!$A$2:$A$26,1))+($C611-INDEX('Shultis Faw'!$A$2:$A$26,MATCH($C611,'Shultis Faw'!$A$2:$A$26,1)))*(INDEX('Shultis Faw'!$C$2:$C$26,MATCH($C611,'Shultis Faw'!$A$2:$A$26,1)+1)-INDEX('Shultis Faw'!$C$2:$C$26,MATCH($C611,'Shultis Faw'!$A$2:$A$26,1)))/(INDEX('Shultis Faw'!$A$2:$A$26,MATCH($C611,'Shultis Faw'!$A$2:$A$26,1)+1)-INDEX('Shultis Faw'!$A$2:$A$26,MATCH($C611,'Shultis Faw'!$A$2:$A$26,1))),$C611*'Shultis Faw'!$C$2/'Shultis Faw'!$A$2)","v":2.7305640000000002},{"$f":"_xlfn.IFNA(INDEX('Shultis Faw'!$D$2:$D$26,MATCH($C611,'Shultis Faw'!$A$2:$A$26,1))+($C611-INDEX('Shultis Faw'!$A$2:$A$26,MATCH($C611,'Shultis Faw'!$A$2:$A$26,1)))*(INDEX('Shultis Faw'!$D$2:$D$26,MATCH($C611,'Shultis Faw'!$A$2:$A$26,1)+1)-INDEX('Shultis Faw'!$D$2:$D$26,MATCH($C611,'Shultis Faw'!$A$2:$A$26,1)))/(INDEX('Shultis Faw'!$A$2:$A$26,MATCH($C611,'Shultis Faw'!$A$2:$A$26,1)+1)-INDEX('Shultis Faw'!$A$2:$A$26,MATCH($C611,'Shultis Faw'!$A$2:$A$26,1))),$C611*'Shultis Faw'!$D$2/'Shultis Faw'!$A$2)","v":1.9199959999999998},{"$f":"_xlfn.IFNA(INDEX('Shultis Faw'!$B$2:$B$26,MATCH($C611,'Shultis Faw'!$A$2:$A$26,1))+($C611-INDEX('Shultis Faw'!$A$2:$A$26,MATCH($C611,'Shultis Faw'!$A$2:$A$26,1)))*(INDEX('Shultis Faw'!$B$2:$B$26,MATCH($C611,'Shultis Faw'!$A$2:$A$26,1)+1)-INDEX('Shultis Faw'!$B$2:$B$26,MATCH($C611,'Shultis Faw'!$A$2:$A$26,1)))/(INDEX('Shultis Faw'!$A$2:$A$26,MATCH($C611,'Shultis Faw'!$A$2:$A$26,1)+1)-INDEX('Shultis Faw'!$A$2:$A$26,MATCH($C611,'Shultis Faw'!$A$2:$A$26,1))),$C611*'Shultis Faw'!$B$2/'Shultis Faw'!$A$2)","v":-0.15307099999999998},{"$f":"_xlfn.IFNA(INDEX('Shultis Faw'!$E$2:$E$26,MATCH($C611,'Shultis Faw'!$A$2:$A$26,1))+($C611-INDEX('Shultis Faw'!$A$2:$A$26,MATCH($C611,'Shultis Faw'!$A$2:$A$26,1)))*(INDEX('Shultis Faw'!$E$2:$E$26,MATCH($C611,'Shultis Faw'!$A$2:$A$26,1)+1)-INDEX('Shultis Faw'!$E$2:$E$26,MATCH($C611,'Shultis Faw'!$A$2:$A$26,1)))/(INDEX('Shultis Faw'!$A$2:$A$26,MATCH($C611,'Shultis Faw'!$A$2:$A$26,1)+1)-INDEX('Shultis Faw'!$A$2:$A$26,MATCH($C611,'Shultis Faw'!$A$2:$A$26,1))),$C611*'Shultis Faw'!$E$2/'Shultis Faw'!$A$2)","v":6.1128399999999999E-2},{"$f":"_xlfn.IFNA(INDEX('Shultis Faw'!$F$2:$F$26,MATCH($C611,'Shultis Faw'!$A$2:$A$26,1))+($C611-INDEX('Shultis Faw'!$A$2:$A$26,MATCH($C611,'Shultis Faw'!$A$2:$A$26,1)))*(INDEX('Shultis Faw'!$F$2:$F$26,MATCH($C611,'Shultis Faw'!$A$2:$A$26,1)+1)-INDEX('Shultis Faw'!$F$2:$F$26,MATCH($C611,'Shultis Faw'!$A$2:$A$26,1)))/(INDEX('Shultis Faw'!$A$2:$A$26,MATCH($C611,'Shultis Faw'!$A$2:$A$26,1)+1)-INDEX('Shultis Faw'!$A$2:$A$26,MATCH($C611,'Shultis Faw'!$A$2:$A$26,1))),$C611*'Shultis Faw'!$F$2/'Shultis Faw'!$A$2)","v":14.231858000000001},{"$f":"J611*(H611*'Externe blootstelling'!$D$23/2)^K611+L611*(TANH(((H611*'Externe blootstelling'!$D$23)/(2*M611))-2)-TANH(-2))/(1-TANH(-2))","v":1.7806807057738241},{"$f":"IF(N611=1,1+(I611-1)*H611*'Externe blootstelling'!$D$23/2,1+(I611-1)*(N611^(H611*'Externe blootstelling'!$D$23/2)-1)/(N611-1))","v":4.4854167467202704},{"$f":"G611*EXP(-H611*'Externe blootstelling'!$D$23/2)*O611","v":8.3057826474830585E-4}]
[null," g ",0.37625999999999998,6.0201600000000001E-14,1.2999999999999999E-4,{"$f":"_xlfn.IFNA(INDEX('hp (pSv cm2)'!$B$2:$B$52,MATCH($C612,'hp (pSv cm2)'!$A$2:$A$52,1))+($C612-INDEX('hp (pSv cm2)'!$A$2:$A$52,MATCH($C612,'hp (pSv cm2)'!$A$2:$A$52,1)))*(INDEX('hp (pSv cm2)'!$B$2:$B$52,MATCH($C612,'hp (pSv cm2)'!$A$2:$A$52,1)+1)-INDEX('hp (pSv cm2)'!$B$2:$B$52,MATCH($C612,'hp (pSv cm2)'!$A$2:$A$52,1)))/(INDEX('hp (pSv cm2)'!$A$2:$A$52,MATCH($C612,'hp (pSv cm2)'!$A$2:$A$52,1)+1)-INDEX('hp (pSv cm2)'!$A$2:$A$52,MATCH($C612,'hp (pSv cm2)'!$A$2:$A$52,1))),$C612*'hp (pSv cm2)'!$B$2/'hp (pSv cm2)'!$A$2)","v":1.8836739999999998},2.4487761999999997E-4,{"$f":"_xlfn.IFNA(0.997*(INDEX('Mass attenuation coefficients'!$B$2:$B$37,MATCH($C612,'Mass attenuation coefficients'!$A$2:$A$37,1))+($C612-INDEX('Mass attenuation coefficients'!$A$2:$A$37,MATCH($C612,'Mass attenuation coefficients'!$A$2:$A$37,1)))*(INDEX('Mass attenuation coefficients'!$B$2:$B$37,MATCH($C612,'Mass attenuation coefficients'!$A$2:$A$37,1)+1)-INDEX('Mass attenuation coefficients'!$B$2:$B$37,MATCH($C612,'Mass attenuation coefficients'!$A$2:$A$37,1)))/(INDEX('Mass attenuation coefficients'!$A$2:$A$37,MATCH($C612,'Mass attenuation coefficients'!$A$2:$A$37,1)+1)-INDEX('Mass attenuation coefficients'!$A$2:$A$37,MATCH($C612,'Mass attenuation coefficients'!$A$2:$A$37,1)))),0.997*$C612*'Mass attenuation coefficients'!$B$2/'Mass attenuation coefficients'!$A$2)","v":0.1087402975},{"$f":"_xlfn.IFNA(INDEX('Shultis Faw'!$C$2:$C$26,MATCH($C612,'Shultis Faw'!$A$2:$A$26,1))+($C612-INDEX('Shultis Faw'!$A$2:$A$26,MATCH($C612,'Shultis Faw'!$A$2:$A$26,1)))*(INDEX('Shultis Faw'!$C$2:$C$26,MATCH($C612,'Shultis Faw'!$A$2:$A$26,1)+1)-INDEX('Shultis Faw'!$C$2:$C$26,MATCH($C612,'Shultis Faw'!$A$2:$A$26,1)))/(INDEX('Shultis Faw'!$A$2:$A$26,MATCH($C612,'Shultis Faw'!$A$2:$A$26,1)+1)-INDEX('Shultis Faw'!$A$2:$A$26,MATCH($C612,'Shultis Faw'!$A$2:$A$26,1))),$C612*'Shultis Faw'!$C$2/'Shultis Faw'!$A$2)","v":2.721724},{"$f":"_xlfn.IFNA(INDEX('Shultis Faw'!$D$2:$D$26,MATCH($C612,'Shultis Faw'!$A$2:$A$26,1))+($C612-INDEX('Shultis Faw'!$A$2:$A$26,MATCH($C612,'Shultis Faw'!$A$2:$A$26,1)))*(INDEX('Shultis Faw'!$D$2:$D$26,MATCH($C612,'Shultis Faw'!$A$2:$A$26,1)+1)-INDEX('Shultis Faw'!$D$2:$D$26,MATCH($C612,'Shultis Faw'!$A$2:$A$26,1)))/(INDEX('Shultis Faw'!$A$2:$A$26,MATCH($C612,'Shultis Faw'!$A$2:$A$26,1)+1)-INDEX('Shultis Faw'!$A$2:$A$26,MATCH($C612,'Shultis Faw'!$A$2:$A$26,1))),$C612*'Shultis Faw'!$D$2/'Shultis Faw'!$A$2)","v":1.9152359999999999},{"$f":"_xlfn.IFNA(INDEX('Shultis Faw'!$B$2:$B$26,MATCH($C612,'Shultis Faw'!$A$2:$A$26,1))+($C612-INDEX('Shultis Faw'!$A$2:$A$26,MATCH($C612,'Shultis Faw'!$A$2:$A$26,1)))*(INDEX('Shultis Faw'!$B$2:$B$26,MATCH($C612,'Shultis Faw'!$A$2:$A$26,1)+1)-INDEX('Shultis Faw'!$B$2:$B$26,MATCH($C612,'Shultis Faw'!$A$2:$A$26,1)))/(INDEX('Shultis Faw'!$A$2:$A$26,MATCH($C612,'Shultis Faw'!$A$2:$A$26,1)+1)-INDEX('Shultis Faw'!$A$2:$A$26,MATCH($C612,'Shultis Faw'!$A$2:$A$26,1))),$C612*'Shultis Faw'!$B$2/'Shultis Faw'!$A$2)","v":-0.152561},{"$f":"_xlfn.IFNA(INDEX('Shultis Faw'!$E$2:$E$26,MATCH($C612,'Shultis Faw'!$A$2:$A$26,1))+($C612-INDEX('Shultis Faw'!$A$2:$A$26,MATCH($C612,'Shultis Faw'!$A$2:$A$26,1)))*(INDEX('Shultis Faw'!$E$2:$E$26,MATCH($C612,'Shultis Faw'!$A$2:$A$26,1)+1)-INDEX('Shultis Faw'!$E$2:$E$26,MATCH($C612,'Shultis Faw'!$A$2:$A$26,1)))/(INDEX('Shultis Faw'!$A$2:$A$26,MATCH($C612,'Shultis Faw'!$A$2:$A$26,1)+1)-INDEX('Shultis Faw'!$A$2:$A$26,MATCH($C612,'Shultis Faw'!$A$2:$A$26,1))),$C612*'Shultis Faw'!$E$2/'Shultis Faw'!$A$2)","v":6.0924400000000004E-2},{"$f":"_xlfn.IFNA(INDEX('Shultis Faw'!$F$2:$F$26,MATCH($C612,'Shultis Faw'!$A$2:$A$26,1))+($C612-INDEX('Shultis Faw'!$A$2:$A$26,MATCH($C612,'Shultis Faw'!$A$2:$A$26,1)))*(INDEX('Shultis Faw'!$F$2:$F$26,MATCH($C612,'Shultis Faw'!$A$2:$A$26,1)+1)-INDEX('Shultis Faw'!$F$2:$F$26,MATCH($C612,'Shultis Faw'!$A$2:$A$26,1)))/(INDEX('Shultis Faw'!$A$2:$A$26,MATCH($C612,'Shultis Faw'!$A$2:$A$26,1)+1)-INDEX('Shultis Faw'!$A$2:$A$26,MATCH($C612,'Shultis Faw'!$A$2:$A$26,1))),$C612*'Shultis Faw'!$F$2/'Shultis Faw'!$A$2)","v":14.232877999999999},{"$f":"J612*(H612*'Externe blootstelling'!$D$23/2)^K612+L612*(TANH(((H612*'Externe blootstelling'!$D$23)/(2*M612))-2)-TANH(-2))/(1-TANH(-2))","v":1.7777656437225251},{"$f":"IF(N612=1,1+(I612-1)*H612*'Externe blootstelling'!$D$23/2,1+(I612-1)*(N612^(H612*'Externe blootstelling'!$D$23/2)-1)/(N612-1))","v":4.4446233846819894},{"$f":"G612*EXP(-H612*'Externe blootstelling'!$D$23/2)*O612","v":2.1301215942119841E-4}]
[null," g ",0.38335000000000002,6.1335999999999995E-14,7.0000000000000007E-5,{"$f":"_xlfn.IFNA(INDEX('hp (pSv cm2)'!$B$2:$B$52,MATCH($C613,'hp (pSv cm2)'!$A$2:$A$52,1))+($C613-INDEX('hp (pSv cm2)'!$A$2:$A$52,MATCH($C613,'hp (pSv cm2)'!$A$2:$A$52,1)))*(INDEX('hp (pSv cm2)'!$B$2:$B$52,MATCH($C613,'hp (pSv cm2)'!$A$2:$A$52,1)+1)-INDEX('hp (pSv cm2)'!$B$2:$B$52,MATCH($C613,'hp (pSv cm2)'!$A$2:$A$52,1)))/(INDEX('hp (pSv cm2)'!$A$2:$A$52,MATCH($C613,'hp (pSv cm2)'!$A$2:$A$52,1)+1)-INDEX('hp (pSv cm2)'!$A$2:$A$52,MATCH($C613,'hp (pSv cm2)'!$A$2:$A$52,1))),$C613*'hp (pSv cm2)'!$B$2/'hp (pSv cm2)'!$A$2)","v":1.918415},1.3428905000000002E-4,{"$f":"_xlfn.IFNA(0.997*(INDEX('Mass attenuation coefficients'!$B$2:$B$37,MATCH($C613,'Mass attenuation coefficients'!$A$2:$A$37,1))+($C613-INDEX('Mass attenuation coefficients'!$A$2:$A$37,MATCH($C613,'Mass attenuation coefficients'!$A$2:$A$37,1)))*(INDEX('Mass attenuation coefficients'!$B$2:$B$37,MATCH($C613,'Mass attenuation coefficients'!$A$2:$A$37,1)+1)-INDEX('Mass attenuation coefficients'!$B$2:$B$37,MATCH($C613,'Mass attenuation coefficients'!$A$2:$A$37,1)))/(INDEX('Mass attenuation coefficients'!$A$2:$A$37,MATCH($C613,'Mass attenuation coefficients'!$A$2:$A$37,1)+1)-INDEX('Mass attenuation coefficients'!$A$2:$A$37,MATCH($C613,'Mass attenuation coefficients'!$A$2:$A$37,1)))),0.997*$C613*'Mass attenuation coefficients'!$B$2/'Mass attenuation coefficients'!$A$2)","v":0.10785670624999999},{"$f":"_xlfn.IFNA(INDEX('Shultis Faw'!$C$2:$C$26,MATCH($C613,'Shultis Faw'!$A$2:$A$26,1))+($C613-INDEX('Shultis Faw'!$A$2:$A$26,MATCH($C613,'Shultis Faw'!$A$2:$A$26,1)))*(INDEX('Shultis Faw'!$C$2:$C$26,MATCH($C613,'Shultis Faw'!$A$2:$A$26,1)+1)-INDEX('Shultis Faw'!$C$2:$C$26,MATCH($C613,'Shultis Faw'!$A$2:$A$26,1)))/(INDEX('Shultis Faw'!$A$2:$A$26,MATCH($C613,'Shultis Faw'!$A$2:$A$26,1)+1)-INDEX('Shultis Faw'!$A$2:$A$26,MATCH($C613,'Shultis Faw'!$A$2:$A$26,1))),$C613*'Shultis Faw'!$C$2/'Shultis Faw'!$A$2)","v":2.70329},{"$f":"_xlfn.IFNA(INDEX('Shultis Faw'!$D$2:$D$26,MATCH($C613,'Shultis Faw'!$A$2:$A$26,1))+($C613-INDEX('Shultis Faw'!$A$2:$A$26,MATCH($C613,'Shultis Faw'!$A$2:$A$26,1)))*(INDEX('Shultis Faw'!$D$2:$D$26,MATCH($C613,'Shultis Faw'!$A$2:$A$26,1)+1)-INDEX('Shultis Faw'!$D$2:$D$26,MATCH($C613,'Shultis Faw'!$A$2:$A$26,1)))/(INDEX('Shultis Faw'!$A$2:$A$26,MATCH($C613,'Shultis Faw'!$A$2:$A$26,1)+1)-INDEX('Shultis Faw'!$A$2:$A$26,MATCH($C613,'Shultis Faw'!$A$2:$A$26,1))),$C613*'Shultis Faw'!$D$2/'Shultis Faw'!$A$2)","v":1.9053099999999998},{"$f":"_xlfn.IFNA(INDEX('Shultis Faw'!$B$2:$B$26,MATCH($C613,'Shultis Faw'!$A$2:$A$26,1))+($C613-INDEX('Shultis Faw'!$A$2:$A$26,MATCH($C613,'Shultis Faw'!$A$2:$A$26,1)))*(INDEX('Shultis Faw'!$B$2:$B$26,MATCH($C613,'Shultis Faw'!$A$2:$A$26,1)+1)-INDEX('Shultis Faw'!$B$2:$B$26,MATCH($C613,'Shultis Faw'!$A$2:$A$26,1)))/(INDEX('Shultis Faw'!$A$2:$A$26,MATCH($C613,'Shultis Faw'!$A$2:$A$26,1)+1)-INDEX('Shultis Faw'!$A$2:$A$26,MATCH($C613,'Shultis Faw'!$A$2:$A$26,1))),$C613*'Shultis Faw'!$B$2/'Shultis Faw'!$A$2)","v":-0.15149750000000001},{"$f":"_xlfn.IFNA(INDEX('Shultis Faw'!$E$2:$E$26,MATCH($C613,'Shultis Faw'!$A$2:$A$26,1))+($C613-INDEX('Shultis Faw'!$A$2:$A$26,MATCH($C613,'Shultis Faw'!$A$2:$A$26,1)))*(INDEX('Shultis Faw'!$E$2:$E$26,MATCH($C613,'Shultis Faw'!$A$2:$A$26,1)+1)-INDEX('Shultis Faw'!$E$2:$E$26,MATCH($C613,'Shultis Faw'!$A$2:$A$26,1)))/(INDEX('Shultis Faw'!$A$2:$A$26,MATCH($C613,'Shultis Faw'!$A$2:$A$26,1)+1)-INDEX('Shultis Faw'!$A$2:$A$26,MATCH($C613,'Shultis Faw'!$A$2:$A$26,1))),$C613*'Shultis Faw'!$E$2/'Shultis Faw'!$A$2)","v":6.0498999999999997E-2},{"$f":"_xlfn.IFNA(INDEX('Shultis Faw'!$F$2:$F$26,MATCH($C613,'Shultis Faw'!$A$2:$A$26,1))+($C613-INDEX('Shultis Faw'!$A$2:$A$26,MATCH($C613,'Shultis Faw'!$A$2:$A$26,1)))*(INDEX('Shultis Faw'!$F$2:$F$26,MATCH($C613,'Shultis Faw'!$A$2:$A$26,1)+1)-INDEX('Shultis Faw'!$F$2:$F$26,MATCH($C613,'Shultis Faw'!$A$2:$A$26,1)))/(INDEX('Shultis Faw'!$A$2:$A$26,MATCH($C613,'Shultis Faw'!$A$2:$A$26,1)+1)-INDEX('Shultis Faw'!$A$2:$A$26,MATCH($C613,'Shultis Faw'!$A$2:$A$26,1))),$C613*'Shultis Faw'!$F$2/'Shultis Faw'!$A$2)","v":14.235005000000001},{"$f":"J613*(H613*'Externe blootstelling'!$D$23/2)^K613+L613*(TANH(((H613*'Externe blootstelling'!$D$23)/(2*M613))-2)-TANH(-2))/(1-TANH(-2))","v":1.7716575131873535},{"$f":"IF(N613=1,1+(I613-1)*H613*'Externe blootstelling'!$D$23/2,1+(I613-1)*(N613^(H613*'Externe blootstelling'!$D$23/2)-1)/(N613-1))","v":4.3607652793545064},{"$f":"G613*EXP(-H613*'Externe blootstelling'!$D$23/2)*O613","v":1.1613943990205449E-4}]
[null," g ",0.38769999999999999,6.2031999999999995E-14,1.6000000000000001E-4,{"$f":"_xlfn.IFNA(INDEX('hp (pSv cm2)'!$B$2:$B$52,MATCH($C614,'hp (pSv cm2)'!$A$2:$A$52,1))+($C614-INDEX('hp (pSv cm2)'!$A$2:$A$52,MATCH($C614,'hp (pSv cm2)'!$A$2:$A$52,1)))*(INDEX('hp (pSv cm2)'!$B$2:$B$52,MATCH($C614,'hp (pSv cm2)'!$A$2:$A$52,1)+1)-INDEX('hp (pSv cm2)'!$B$2:$B$52,MATCH($C614,'hp (pSv cm2)'!$A$2:$A$52,1)))/(INDEX('hp (pSv cm2)'!$A$2:$A$52,MATCH($C614,'hp (pSv cm2)'!$A$2:$A$52,1)+1)-INDEX('hp (pSv cm2)'!$A$2:$A$52,MATCH($C614,'hp (pSv cm2)'!$A$2:$A$52,1))),$C614*'hp (pSv cm2)'!$B$2/'hp (pSv cm2)'!$A$2)","v":1.93973},3.1035680000000002E-4,{"$f":"_xlfn.IFNA(0.997*(INDEX('Mass attenuation coefficients'!$B$2:$B$37,MATCH($C614,'Mass attenuation coefficients'!$A$2:$A$37,1))+($C614-INDEX('Mass attenuation coefficients'!$A$2:$A$37,MATCH($C614,'Mass attenuation coefficients'!$A$2:$A$37,1)))*(INDEX('Mass attenuation coefficients'!$B$2:$B$37,MATCH($C614,'Mass attenuation coefficients'!$A$2:$A$37,1)+1)-INDEX('Mass attenuation coefficients'!$B$2:$B$37,MATCH($C614,'Mass attenuation coefficients'!$A$2:$A$37,1)))/(INDEX('Mass attenuation coefficients'!$A$2:$A$37,MATCH($C614,'Mass attenuation coefficients'!$A$2:$A$37,1)+1)-INDEX('Mass attenuation coefficients'!$A$2:$A$37,MATCH($C614,'Mass attenuation coefficients'!$A$2:$A$37,1)))),0.997*$C614*'Mass attenuation coefficients'!$B$2/'Mass attenuation coefficients'!$A$2)","v":0.1073145875},{"$f":"_xlfn.IFNA(INDEX('Shultis Faw'!$C$2:$C$26,MATCH($C614,'Shultis Faw'!$A$2:$A$26,1))+($C614-INDEX('Shultis Faw'!$A$2:$A$26,MATCH($C614,'Shultis Faw'!$A$2:$A$26,1)))*(INDEX('Shultis Faw'!$C$2:$C$26,MATCH($C614,'Shultis Faw'!$A$2:$A$26,1)+1)-INDEX('Shultis Faw'!$C$2:$C$26,MATCH($C614,'Shultis Faw'!$A$2:$A$26,1)))/(INDEX('Shultis Faw'!$A$2:$A$26,MATCH($C614,'Shultis Faw'!$A$2:$A$26,1)+1)-INDEX('Shultis Faw'!$A$2:$A$26,MATCH($C614,'Shultis Faw'!$A$2:$A$26,1))),$C614*'Shultis Faw'!$C$2/'Shultis Faw'!$A$2)","v":2.69198},{"$f":"_xlfn.IFNA(INDEX('Shultis Faw'!$D$2:$D$26,MATCH($C614,'Shultis Faw'!$A$2:$A$26,1))+($C614-INDEX('Shultis Faw'!$A$2:$A$26,MATCH($C614,'Shultis Faw'!$A$2:$A$26,1)))*(INDEX('Shultis Faw'!$D$2:$D$26,MATCH($C614,'Shultis Faw'!$A$2:$A$26,1)+1)-INDEX('Shultis Faw'!$D$2:$D$26,MATCH($C614,'Shultis Faw'!$A$2:$A$26,1)))/(INDEX('Shultis Faw'!$A$2:$A$26,MATCH($C614,'Shultis Faw'!$A$2:$A$26,1)+1)-INDEX('Shultis Faw'!$A$2:$A$26,MATCH($C614,'Shultis Faw'!$A$2:$A$26,1))),$C614*'Shultis Faw'!$D$2/'Shultis Faw'!$A$2)","v":1.8992199999999999},{"$f":"_xlfn.IFNA(INDEX('Shultis Faw'!$B$2:$B$26,MATCH($C614,'Shultis Faw'!$A$2:$A$26,1))+($C614-INDEX('Shultis Faw'!$A$2:$A$26,MATCH($C614,'Shultis Faw'!$A$2:$A$26,1)))*(INDEX('Shultis Faw'!$B$2:$B$26,MATCH($C614,'Shultis Faw'!$A$2:$A$26,1)+1)-INDEX('Shultis Faw'!$B$2:$B$26,MATCH($C614,'Shultis Faw'!$A$2:$A$26,1)))/(INDEX('Shultis Faw'!$A$2:$A$26,MATCH($C614,'Shultis Faw'!$A$2:$A$26,1)+1)-INDEX('Shultis Faw'!$A$2:$A$26,MATCH($C614,'Shultis Faw'!$A$2:$A$26,1))),$C614*'Shultis Faw'!$B$2/'Shultis Faw'!$A$2)","v":-0.15084500000000001},{"$f":"_xlfn.IFNA(INDEX('Shultis Faw'!$E$2:$E$26,MATCH($C614,'Shultis Faw'!$A$2:$A$26,1))+($C614-INDEX('Shultis Faw'!$A$2:$A$26,MATCH($C614,'Shultis Faw'!$A$2:$A$26,1)))*(INDEX('Shultis Faw'!$E$2:$E$26,MATCH($C614,'Shultis Faw'!$A$2:$A$26,1)+1)-INDEX('Shultis Faw'!$E$2:$E$26,MATCH($C614,'Shultis Faw'!$A$2:$A$26,1)))/(INDEX('Shultis Faw'!$A$2:$A$26,MATCH($C614,'Shultis Faw'!$A$2:$A$26,1)+1)-INDEX('Shultis Faw'!$A$2:$A$26,MATCH($C614,'Shultis Faw'!$A$2:$A$26,1))),$C614*'Shultis Faw'!$E$2/'Shultis Faw'!$A$2)","v":6.0238E-2},{"$f":"_xlfn.IFNA(INDEX('Shultis Faw'!$F$2:$F$26,MATCH($C614,'Shultis Faw'!$A$2:$A$26,1))+($C614-INDEX('Shultis Faw'!$A$2:$A$26,MATCH($C614,'Shultis Faw'!$A$2:$A$26,1)))*(INDEX('Shultis Faw'!$F$2:$F$26,MATCH($C614,'Shultis Faw'!$A$2:$A$26,1)+1)-INDEX('Shultis Faw'!$F$2:$F$26,MATCH($C614,'Shultis Faw'!$A$2:$A$26,1)))/(INDEX('Shultis Faw'!$A$2:$A$26,MATCH($C614,'Shultis Faw'!$A$2:$A$26,1)+1)-INDEX('Shultis Faw'!$A$2:$A$26,MATCH($C614,'Shultis Faw'!$A$2:$A$26,1))),$C614*'Shultis Faw'!$F$2/'Shultis Faw'!$A$2)","v":14.23631},{"$f":"J614*(H614*'Externe blootstelling'!$D$23/2)^K614+L614*(TANH(((H614*'Externe blootstelling'!$D$23)/(2*M614))-2)-TANH(-2))/(1-TANH(-2))","v":1.767890269419566},{"$f":"IF(N614=1,1+(I614-1)*H614*'Externe blootstelling'!$D$23/2,1+(I614-1)*(N614^(H614*'Externe blootstelling'!$D$23/2)-1)/(N614-1))","v":4.310113419466937},{"$f":"G614*EXP(-H614*'Externe blootstelling'!$D$23/2)*O614","v":2.6745946176721529E-4}]
[null," g ",0.3901,6.2416000000000001E-14,4.6E-5,{"$f":"_xlfn.IFNA(INDEX('hp (pSv cm2)'!$B$2:$B$52,MATCH($C615,'hp (pSv cm2)'!$A$2:$A$52,1))+($C615-INDEX('hp (pSv cm2)'!$A$2:$A$52,MATCH($C615,'hp (pSv cm2)'!$A$2:$A$52,1)))*(INDEX('hp (pSv cm2)'!$B$2:$B$52,MATCH($C615,'hp (pSv cm2)'!$A$2:$A$52,1)+1)-INDEX('hp (pSv cm2)'!$B$2:$B$52,MATCH($C615,'hp (pSv cm2)'!$A$2:$A$52,1)))/(INDEX('hp (pSv cm2)'!$A$2:$A$52,MATCH($C615,'hp (pSv cm2)'!$A$2:$A$52,1)+1)-INDEX('hp (pSv cm2)'!$A$2:$A$52,MATCH($C615,'hp (pSv cm2)'!$A$2:$A$52,1))),$C615*'hp (pSv cm2)'!$B$2/'hp (pSv cm2)'!$A$2)","v":1.9514899999999999},8.9768539999999996E-5,{"$f":"_xlfn.IFNA(0.997*(INDEX('Mass attenuation coefficients'!$B$2:$B$37,MATCH($C615,'Mass attenuation coefficients'!$A$2:$A$37,1))+($C615-INDEX('Mass attenuation coefficients'!$A$2:$A$37,MATCH($C615,'Mass attenuation coefficients'!$A$2:$A$37,1)))*(INDEX('Mass attenuation coefficients'!$B$2:$B$37,MATCH($C615,'Mass attenuation coefficients'!$A$2:$A$37,1)+1)-INDEX('Mass attenuation coefficients'!$B$2:$B$37,MATCH($C615,'Mass attenuation coefficients'!$A$2:$A$37,1)))/(INDEX('Mass attenuation coefficients'!$A$2:$A$37,MATCH($C615,'Mass attenuation coefficients'!$A$2:$A$37,1)+1)-INDEX('Mass attenuation coefficients'!$A$2:$A$37,MATCH($C615,'Mass attenuation coefficients'!$A$2:$A$37,1)))),0.997*$C615*'Mass attenuation coefficients'!$B$2/'Mass attenuation coefficients'!$A$2)","v":0.10701548750000001},{"$f":"_xlfn.IFNA(INDEX('Shultis Faw'!$C$2:$C$26,MATCH($C615,'Shultis Faw'!$A$2:$A$26,1))+($C615-INDEX('Shultis Faw'!$A$2:$A$26,MATCH($C615,'Shultis Faw'!$A$2:$A$26,1)))*(INDEX('Shultis Faw'!$C$2:$C$26,MATCH($C615,'Shultis Faw'!$A$2:$A$26,1)+1)-INDEX('Shultis Faw'!$C$2:$C$26,MATCH($C615,'Shultis Faw'!$A$2:$A$26,1)))/(INDEX('Shultis Faw'!$A$2:$A$26,MATCH($C615,'Shultis Faw'!$A$2:$A$26,1)+1)-INDEX('Shultis Faw'!$A$2:$A$26,MATCH($C615,'Shultis Faw'!$A$2:$A$26,1))),$C615*'Shultis Faw'!$C$2/'Shultis Faw'!$A$2)","v":2.68574},{"$f":"_xlfn.IFNA(INDEX('Shultis Faw'!$D$2:$D$26,MATCH($C615,'Shultis Faw'!$A$2:$A$26,1))+($C615-INDEX('Shultis Faw'!$A$2:$A$26,MATCH($C615,'Shultis Faw'!$A$2:$A$26,1)))*(INDEX('Shultis Faw'!$D$2:$D$26,MATCH($C615,'Shultis Faw'!$A$2:$A$26,1)+1)-INDEX('Shultis Faw'!$D$2:$D$26,MATCH($C615,'Shultis Faw'!$A$2:$A$26,1)))/(INDEX('Shultis Faw'!$A$2:$A$26,MATCH($C615,'Shultis Faw'!$A$2:$A$26,1)+1)-INDEX('Shultis Faw'!$A$2:$A$26,MATCH($C615,'Shultis Faw'!$A$2:$A$26,1))),$C615*'Shultis Faw'!$D$2/'Shultis Faw'!$A$2)","v":1.8958599999999999},{"$f":"_xlfn.IFNA(INDEX('Shultis Faw'!$B$2:$B$26,MATCH($C615,'Shultis Faw'!$A$2:$A$26,1))+($C615-INDEX('Shultis Faw'!$A$2:$A$26,MATCH($C615,'Shultis Faw'!$A$2:$A$26,1)))*(INDEX('Shultis Faw'!$B$2:$B$26,MATCH($C615,'Shultis Faw'!$A$2:$A$26,1)+1)-INDEX('Shultis Faw'!$B$2:$B$26,MATCH($C615,'Shultis Faw'!$A$2:$A$26,1)))/(INDEX('Shultis Faw'!$A$2:$A$26,MATCH($C615,'Shultis Faw'!$A$2:$A$26,1)+1)-INDEX('Shultis Faw'!$A$2:$A$26,MATCH($C615,'Shultis Faw'!$A$2:$A$26,1))),$C615*'Shultis Faw'!$B$2/'Shultis Faw'!$A$2)","v":-0.15048500000000001},{"$f":"_xlfn.IFNA(INDEX('Shultis Faw'!$E$2:$E$26,MATCH($C615,'Shultis Faw'!$A$2:$A$26,1))+($C615-INDEX('Shultis Faw'!$A$2:$A$26,MATCH($C615,'Shultis Faw'!$A$2:$A$26,1)))*(INDEX('Shultis Faw'!$E$2:$E$26,MATCH($C615,'Shultis Faw'!$A$2:$A$26,1)+1)-INDEX('Shultis Faw'!$E$2:$E$26,MATCH($C615,'Shultis Faw'!$A$2:$A$26,1)))/(INDEX('Shultis Faw'!$A$2:$A$26,MATCH($C615,'Shultis Faw'!$A$2:$A$26,1)+1)-INDEX('Shultis Faw'!$A$2:$A$26,MATCH($C615,'Shultis Faw'!$A$2:$A$26,1))),$C615*'Shultis Faw'!$E$2/'Shultis Faw'!$A$2)","v":6.0094000000000002E-2},{"$f":"_xlfn.IFNA(INDEX('Shultis Faw'!$F$2:$F$26,MATCH($C615,'Shultis Faw'!$A$2:$A$26,1))+($C615-INDEX('Shultis Faw'!$A$2:$A$26,MATCH($C615,'Shultis Faw'!$A$2:$A$26,1)))*(INDEX('Shultis Faw'!$F$2:$F$26,MATCH($C615,'Shultis Faw'!$A$2:$A$26,1)+1)-INDEX('Shultis Faw'!$F$2:$F$26,MATCH($C615,'Shultis Faw'!$A$2:$A$26,1)))/(INDEX('Shultis Faw'!$A$2:$A$26,MATCH($C615,'Shultis Faw'!$A$2:$A$26,1)+1)-INDEX('Shultis Faw'!$A$2:$A$26,MATCH($C615,'Shultis Faw'!$A$2:$A$26,1))),$C615*'Shultis Faw'!$F$2/'Shultis Faw'!$A$2)","v":14.237030000000001},{"$f":"J615*(H615*'Externe blootstelling'!$D$23/2)^K615+L615*(TANH(((H615*'Externe blootstelling'!$D$23)/(2*M615))-2)-TANH(-2))/(1-TANH(-2))","v":1.7658053872415902},{"$f":"IF(N615=1,1+(I615-1)*H615*'Externe blootstelling'!$D$23/2,1+(I615-1)*(N615^(H615*'Externe blootstelling'!$D$23/2)-1)/(N615-1))","v":4.2824245322459387},{"$f":"G615*EXP(-H615*'Externe blootstelling'!$D$23/2)*O615","v":7.7209429708343478E-5}]
[null," g ",0.43060000000000004,6.8896000000000002E-14,2.0000000000000001E-4,{"$f":"_xlfn.IFNA(INDEX('hp (pSv cm2)'!$B$2:$B$52,MATCH($C616,'hp (pSv cm2)'!$A$2:$A$52,1))+($C616-INDEX('hp (pSv cm2)'!$A$2:$A$52,MATCH($C616,'hp (pSv cm2)'!$A$2:$A$52,1)))*(INDEX('hp (pSv cm2)'!$B$2:$B$52,MATCH($C616,'hp (pSv cm2)'!$A$2:$A$52,1)+1)-INDEX('hp (pSv cm2)'!$B$2:$B$52,MATCH($C616,'hp (pSv cm2)'!$A$2:$A$52,1)))/(INDEX('hp (pSv cm2)'!$A$2:$A$52,MATCH($C616,'hp (pSv cm2)'!$A$2:$A$52,1)+1)-INDEX('hp (pSv cm2)'!$A$2:$A$52,MATCH($C616,'hp (pSv cm2)'!$A$2:$A$52,1))),$C616*'hp (pSv cm2)'!$B$2/'hp (pSv cm2)'!$A$2)","v":2.1438200000000003},4.287640000000001E-4,{"$f":"_xlfn.IFNA(0.997*(INDEX('Mass attenuation coefficients'!$B$2:$B$37,MATCH($C616,'Mass attenuation coefficients'!$A$2:$A$37,1))+($C616-INDEX('Mass attenuation coefficients'!$A$2:$A$37,MATCH($C616,'Mass attenuation coefficients'!$A$2:$A$37,1)))*(INDEX('Mass attenuation coefficients'!$B$2:$B$37,MATCH($C616,'Mass attenuation coefficients'!$A$2:$A$37,1)+1)-INDEX('Mass attenuation coefficients'!$B$2:$B$37,MATCH($C616,'Mass attenuation coefficients'!$A$2:$A$37,1)))/(INDEX('Mass attenuation coefficients'!$A$2:$A$37,MATCH($C616,'Mass attenuation coefficients'!$A$2:$A$37,1)+1)-INDEX('Mass attenuation coefficients'!$A$2:$A$37,MATCH($C616,'Mass attenuation coefficients'!$A$2:$A$37,1)))),0.997*$C616*'Mass attenuation coefficients'!$B$2/'Mass attenuation coefficients'!$A$2)","v":0.10296579314},{"$f":"_xlfn.IFNA(INDEX('Shultis Faw'!$C$2:$C$26,MATCH($C616,'Shultis Faw'!$A$2:$A$26,1))+($C616-INDEX('Shultis Faw'!$A$2:$A$26,MATCH($C616,'Shultis Faw'!$A$2:$A$26,1)))*(INDEX('Shultis Faw'!$C$2:$C$26,MATCH($C616,'Shultis Faw'!$A$2:$A$26,1)+1)-INDEX('Shultis Faw'!$C$2:$C$26,MATCH($C616,'Shultis Faw'!$A$2:$A$26,1)))/(INDEX('Shultis Faw'!$A$2:$A$26,MATCH($C616,'Shultis Faw'!$A$2:$A$26,1)+1)-INDEX('Shultis Faw'!$A$2:$A$26,MATCH($C616,'Shultis Faw'!$A$2:$A$26,1))),$C616*'Shultis Faw'!$C$2/'Shultis Faw'!$A$2)","v":2.61104},{"$f":"_xlfn.IFNA(INDEX('Shultis Faw'!$D$2:$D$26,MATCH($C616,'Shultis Faw'!$A$2:$A$26,1))+($C616-INDEX('Shultis Faw'!$A$2:$A$26,MATCH($C616,'Shultis Faw'!$A$2:$A$26,1)))*(INDEX('Shultis Faw'!$D$2:$D$26,MATCH($C616,'Shultis Faw'!$A$2:$A$26,1)+1)-INDEX('Shultis Faw'!$D$2:$D$26,MATCH($C616,'Shultis Faw'!$A$2:$A$26,1)))/(INDEX('Shultis Faw'!$A$2:$A$26,MATCH($C616,'Shultis Faw'!$A$2:$A$26,1)+1)-INDEX('Shultis Faw'!$A$2:$A$26,MATCH($C616,'Shultis Faw'!$A$2:$A$26,1))),$C616*'Shultis Faw'!$D$2/'Shultis Faw'!$A$2)","v":1.8465039999999999},{"$f":"_xlfn.IFNA(INDEX('Shultis Faw'!$B$2:$B$26,MATCH($C616,'Shultis Faw'!$A$2:$A$26,1))+($C616-INDEX('Shultis Faw'!$A$2:$A$26,MATCH($C616,'Shultis Faw'!$A$2:$A$26,1)))*(INDEX('Shultis Faw'!$B$2:$B$26,MATCH($C616,'Shultis Faw'!$A$2:$A$26,1)+1)-INDEX('Shultis Faw'!$B$2:$B$26,MATCH($C616,'Shultis Faw'!$A$2:$A$26,1)))/(INDEX('Shultis Faw'!$A$2:$A$26,MATCH($C616,'Shultis Faw'!$A$2:$A$26,1)+1)-INDEX('Shultis Faw'!$A$2:$A$26,MATCH($C616,'Shultis Faw'!$A$2:$A$26,1))),$C616*'Shultis Faw'!$B$2/'Shultis Faw'!$A$2)","v":-0.14471599999999998},{"$f":"_xlfn.IFNA(INDEX('Shultis Faw'!$E$2:$E$26,MATCH($C616,'Shultis Faw'!$A$2:$A$26,1))+($C616-INDEX('Shultis Faw'!$A$2:$A$26,MATCH($C616,'Shultis Faw'!$A$2:$A$26,1)))*(INDEX('Shultis Faw'!$E$2:$E$26,MATCH($C616,'Shultis Faw'!$A$2:$A$26,1)+1)-INDEX('Shultis Faw'!$E$2:$E$26,MATCH($C616,'Shultis Faw'!$A$2:$A$26,1)))/(INDEX('Shultis Faw'!$A$2:$A$26,MATCH($C616,'Shultis Faw'!$A$2:$A$26,1)+1)-INDEX('Shultis Faw'!$A$2:$A$26,MATCH($C616,'Shultis Faw'!$A$2:$A$26,1))),$C616*'Shultis Faw'!$E$2/'Shultis Faw'!$A$2)","v":5.8000599999999999E-2},{"$f":"_xlfn.IFNA(INDEX('Shultis Faw'!$F$2:$F$26,MATCH($C616,'Shultis Faw'!$A$2:$A$26,1))+($C616-INDEX('Shultis Faw'!$A$2:$A$26,MATCH($C616,'Shultis Faw'!$A$2:$A$26,1)))*(INDEX('Shultis Faw'!$F$2:$F$26,MATCH($C616,'Shultis Faw'!$A$2:$A$26,1)+1)-INDEX('Shultis Faw'!$F$2:$F$26,MATCH($C616,'Shultis Faw'!$A$2:$A$26,1)))/(INDEX('Shultis Faw'!$A$2:$A$26,MATCH($C616,'Shultis Faw'!$A$2:$A$26,1)+1)-INDEX('Shultis Faw'!$A$2:$A$26,MATCH($C616,'Shultis Faw'!$A$2:$A$26,1))),$C616*'Shultis Faw'!$F$2/'Shultis Faw'!$A$2)","v":14.26754},{"$f":"J616*(H616*'Externe blootstelling'!$D$23/2)^K616+L616*(TANH(((H616*'Externe blootstelling'!$D$23)/(2*M616))-2)-TANH(-2))/(1-TANH(-2))","v":1.7341754664931797},{"$f":"IF(N616=1,1+(I616-1)*H616*'Externe blootstelling'!$D$23/2,1+(I616-1)*(N616^(H616*'Externe blootstelling'!$D$23/2)-1)/(N616-1))","v":3.9411446612261773},{"$f":"G616*EXP(-H616*'Externe blootstelling'!$D$23/2)*O616","v":3.60643868723916E-4}]
[null," g ",0.43245,6.9191999999999999E-14,3.5599999999999998E-4,{"$f":"_xlfn.IFNA(INDEX('hp (pSv cm2)'!$B$2:$B$52,MATCH($C617,'hp (pSv cm2)'!$A$2:$A$52,1))+($C617-INDEX('hp (pSv cm2)'!$A$2:$A$52,MATCH($C617,'hp (pSv cm2)'!$A$2:$A$52,1)))*(INDEX('hp (pSv cm2)'!$B$2:$B$52,MATCH($C617,'hp (pSv cm2)'!$A$2:$A$52,1)+1)-INDEX('hp (pSv cm2)'!$B$2:$B$52,MATCH($C617,'hp (pSv cm2)'!$A$2:$A$52,1)))/(INDEX('hp (pSv cm2)'!$A$2:$A$52,MATCH($C617,'hp (pSv cm2)'!$A$2:$A$52,1)+1)-INDEX('hp (pSv cm2)'!$A$2:$A$52,MATCH($C617,'hp (pSv cm2)'!$A$2:$A$52,1))),$C617*'hp (pSv cm2)'!$B$2/'hp (pSv cm2)'!$A$2)","v":2.1525150000000002},7.6629534E-4,{"$f":"_xlfn.IFNA(0.997*(INDEX('Mass attenuation coefficients'!$B$2:$B$37,MATCH($C617,'Mass attenuation coefficients'!$A$2:$A$37,1))+($C617-INDEX('Mass attenuation coefficients'!$A$2:$A$37,MATCH($C617,'Mass attenuation coefficients'!$A$2:$A$37,1)))*(INDEX('Mass attenuation coefficients'!$B$2:$B$37,MATCH($C617,'Mass attenuation coefficients'!$A$2:$A$37,1)+1)-INDEX('Mass attenuation coefficients'!$B$2:$B$37,MATCH($C617,'Mass attenuation coefficients'!$A$2:$A$37,1)))/(INDEX('Mass attenuation coefficients'!$A$2:$A$37,MATCH($C617,'Mass attenuation coefficients'!$A$2:$A$37,1)+1)-INDEX('Mass attenuation coefficients'!$A$2:$A$37,MATCH($C617,'Mass attenuation coefficients'!$A$2:$A$37,1)))),0.997*$C617*'Mass attenuation coefficients'!$B$2/'Mass attenuation coefficients'!$A$2)","v":0.10279555040500001},{"$f":"_xlfn.IFNA(INDEX('Shultis Faw'!$C$2:$C$26,MATCH($C617,'Shultis Faw'!$A$2:$A$26,1))+($C617-INDEX('Shultis Faw'!$A$2:$A$26,MATCH($C617,'Shultis Faw'!$A$2:$A$26,1)))*(INDEX('Shultis Faw'!$C$2:$C$26,MATCH($C617,'Shultis Faw'!$A$2:$A$26,1)+1)-INDEX('Shultis Faw'!$C$2:$C$26,MATCH($C617,'Shultis Faw'!$A$2:$A$26,1)))/(INDEX('Shultis Faw'!$A$2:$A$26,MATCH($C617,'Shultis Faw'!$A$2:$A$26,1)+1)-INDEX('Shultis Faw'!$A$2:$A$26,MATCH($C617,'Shultis Faw'!$A$2:$A$26,1))),$C617*'Shultis Faw'!$C$2/'Shultis Faw'!$A$2)","v":2.6080800000000002},{"$f":"_xlfn.IFNA(INDEX('Shultis Faw'!$D$2:$D$26,MATCH($C617,'Shultis Faw'!$A$2:$A$26,1))+($C617-INDEX('Shultis Faw'!$A$2:$A$26,MATCH($C617,'Shultis Faw'!$A$2:$A$26,1)))*(INDEX('Shultis Faw'!$D$2:$D$26,MATCH($C617,'Shultis Faw'!$A$2:$A$26,1)+1)-INDEX('Shultis Faw'!$D$2:$D$26,MATCH($C617,'Shultis Faw'!$A$2:$A$26,1)))/(INDEX('Shultis Faw'!$A$2:$A$26,MATCH($C617,'Shultis Faw'!$A$2:$A$26,1)+1)-INDEX('Shultis Faw'!$A$2:$A$26,MATCH($C617,'Shultis Faw'!$A$2:$A$26,1))),$C617*'Shultis Faw'!$D$2/'Shultis Faw'!$A$2)","v":1.8443579999999999},{"$f":"_xlfn.IFNA(INDEX('Shultis Faw'!$B$2:$B$26,MATCH($C617,'Shultis Faw'!$A$2:$A$26,1))+($C617-INDEX('Shultis Faw'!$A$2:$A$26,MATCH($C617,'Shultis Faw'!$A$2:$A$26,1)))*(INDEX('Shultis Faw'!$B$2:$B$26,MATCH($C617,'Shultis Faw'!$A$2:$A$26,1)+1)-INDEX('Shultis Faw'!$B$2:$B$26,MATCH($C617,'Shultis Faw'!$A$2:$A$26,1)))/(INDEX('Shultis Faw'!$A$2:$A$26,MATCH($C617,'Shultis Faw'!$A$2:$A$26,1)+1)-INDEX('Shultis Faw'!$A$2:$A$26,MATCH($C617,'Shultis Faw'!$A$2:$A$26,1))),$C617*'Shultis Faw'!$B$2/'Shultis Faw'!$A$2)","v":-0.144457},{"$f":"_xlfn.IFNA(INDEX('Shultis Faw'!$E$2:$E$26,MATCH($C617,'Shultis Faw'!$A$2:$A$26,1))+($C617-INDEX('Shultis Faw'!$A$2:$A$26,MATCH($C617,'Shultis Faw'!$A$2:$A$26,1)))*(INDEX('Shultis Faw'!$E$2:$E$26,MATCH($C617,'Shultis Faw'!$A$2:$A$26,1)+1)-INDEX('Shultis Faw'!$E$2:$E$26,MATCH($C617,'Shultis Faw'!$A$2:$A$26,1)))/(INDEX('Shultis Faw'!$A$2:$A$26,MATCH($C617,'Shultis Faw'!$A$2:$A$26,1)+1)-INDEX('Shultis Faw'!$A$2:$A$26,MATCH($C617,'Shultis Faw'!$A$2:$A$26,1))),$C617*'Shultis Faw'!$E$2/'Shultis Faw'!$A$2)","v":5.7909950000000002E-2},{"$f":"_xlfn.IFNA(INDEX('Shultis Faw'!$F$2:$F$26,MATCH($C617,'Shultis Faw'!$A$2:$A$26,1))+($C617-INDEX('Shultis Faw'!$A$2:$A$26,MATCH($C617,'Shultis Faw'!$A$2:$A$26,1)))*(INDEX('Shultis Faw'!$F$2:$F$26,MATCH($C617,'Shultis Faw'!$A$2:$A$26,1)+1)-INDEX('Shultis Faw'!$F$2:$F$26,MATCH($C617,'Shultis Faw'!$A$2:$A$26,1)))/(INDEX('Shultis Faw'!$A$2:$A$26,MATCH($C617,'Shultis Faw'!$A$2:$A$26,1)+1)-INDEX('Shultis Faw'!$A$2:$A$26,MATCH($C617,'Shultis Faw'!$A$2:$A$26,1))),$C617*'Shultis Faw'!$F$2/'Shultis Faw'!$A$2)","v":14.269204999999999},{"$f":"J617*(H617*'Externe blootstelling'!$D$23/2)^K617+L617*(TANH(((H617*'Externe blootstelling'!$D$23)/(2*M617))-2)-TANH(-2))/(1-TANH(-2))","v":1.7327685151685475},{"$f":"IF(N617=1,1+(I617-1)*H617*'Externe blootstelling'!$D$23/2,1+(I617-1)*(N617^(H617*'Externe blootstelling'!$D$23/2)-1)/(N617-1))","v":3.9277478050372046},{"$f":"G617*EXP(-H617*'Externe blootstelling'!$D$23/2)*O617","v":6.4400119695240746E-4}]
[null," g ",0.44503300000000001,7.1205279999999998E-14,1.2800000000000001E-2,{"$f":"_xlfn.IFNA(INDEX('hp (pSv cm2)'!$B$2:$B$52,MATCH($C618,'hp (pSv cm2)'!$A$2:$A$52,1))+($C618-INDEX('hp (pSv cm2)'!$A$2:$A$52,MATCH($C618,'hp (pSv cm2)'!$A$2:$A$52,1)))*(INDEX('hp (pSv cm2)'!$B$2:$B$52,MATCH($C618,'hp (pSv cm2)'!$A$2:$A$52,1)+1)-INDEX('hp (pSv cm2)'!$B$2:$B$52,MATCH($C618,'hp (pSv cm2)'!$A$2:$A$52,1)))/(INDEX('hp (pSv cm2)'!$A$2:$A$52,MATCH($C618,'hp (pSv cm2)'!$A$2:$A$52,1)+1)-INDEX('hp (pSv cm2)'!$A$2:$A$52,MATCH($C618,'hp (pSv cm2)'!$A$2:$A$52,1))),$C618*'hp (pSv cm2)'!$B$2/'hp (pSv cm2)'!$A$2)","v":2.2116551000000002},2.8309185280000003E-2,{"$f":"_xlfn.IFNA(0.997*(INDEX('Mass attenuation coefficients'!$B$2:$B$37,MATCH($C618,'Mass attenuation coefficients'!$A$2:$A$37,1))+($C618-INDEX('Mass attenuation coefficients'!$A$2:$A$37,MATCH($C618,'Mass attenuation coefficients'!$A$2:$A$37,1)))*(INDEX('Mass attenuation coefficients'!$B$2:$B$37,MATCH($C618,'Mass attenuation coefficients'!$A$2:$A$37,1)+1)-INDEX('Mass attenuation coefficients'!$B$2:$B$37,MATCH($C618,'Mass attenuation coefficients'!$A$2:$A$37,1)))/(INDEX('Mass attenuation coefficients'!$A$2:$A$37,MATCH($C618,'Mass attenuation coefficients'!$A$2:$A$37,1)+1)-INDEX('Mass attenuation coefficients'!$A$2:$A$37,MATCH($C618,'Mass attenuation coefficients'!$A$2:$A$37,1)))),0.997*$C618*'Mass attenuation coefficients'!$B$2/'Mass attenuation coefficients'!$A$2)","v":0.10163762373769999},{"$f":"_xlfn.IFNA(INDEX('Shultis Faw'!$C$2:$C$26,MATCH($C618,'Shultis Faw'!$A$2:$A$26,1))+($C618-INDEX('Shultis Faw'!$A$2:$A$26,MATCH($C618,'Shultis Faw'!$A$2:$A$26,1)))*(INDEX('Shultis Faw'!$C$2:$C$26,MATCH($C618,'Shultis Faw'!$A$2:$A$26,1)+1)-INDEX('Shultis Faw'!$C$2:$C$26,MATCH($C618,'Shultis Faw'!$A$2:$A$26,1)))/(INDEX('Shultis Faw'!$A$2:$A$26,MATCH($C618,'Shultis Faw'!$A$2:$A$26,1)+1)-INDEX('Shultis Faw'!$A$2:$A$26,MATCH($C618,'Shultis Faw'!$A$2:$A$26,1))),$C618*'Shultis Faw'!$C$2/'Shultis Faw'!$A$2)","v":2.5879471999999999},{"$f":"_xlfn.IFNA(INDEX('Shultis Faw'!$D$2:$D$26,MATCH($C618,'Shultis Faw'!$A$2:$A$26,1))+($C618-INDEX('Shultis Faw'!$A$2:$A$26,MATCH($C618,'Shultis Faw'!$A$2:$A$26,1)))*(INDEX('Shultis Faw'!$D$2:$D$26,MATCH($C618,'Shultis Faw'!$A$2:$A$26,1)+1)-INDEX('Shultis Faw'!$D$2:$D$26,MATCH($C618,'Shultis Faw'!$A$2:$A$26,1)))/(INDEX('Shultis Faw'!$A$2:$A$26,MATCH($C618,'Shultis Faw'!$A$2:$A$26,1)+1)-INDEX('Shultis Faw'!$A$2:$A$26,MATCH($C618,'Shultis Faw'!$A$2:$A$26,1))),$C618*'Shultis Faw'!$D$2/'Shultis Faw'!$A$2)","v":1.82976172},{"$f":"_xlfn.IFNA(INDEX('Shultis Faw'!$B$2:$B$26,MATCH($C618,'Shultis Faw'!$A$2:$A$26,1))+($C618-INDEX('Shultis Faw'!$A$2:$A$26,MATCH($C618,'Shultis Faw'!$A$2:$A$26,1)))*(INDEX('Shultis Faw'!$B$2:$B$26,MATCH($C618,'Shultis Faw'!$A$2:$A$26,1)+1)-INDEX('Shultis Faw'!$B$2:$B$26,MATCH($C618,'Shultis Faw'!$A$2:$A$26,1)))/(INDEX('Shultis Faw'!$A$2:$A$26,MATCH($C618,'Shultis Faw'!$A$2:$A$26,1)+1)-INDEX('Shultis Faw'!$A$2:$A$26,MATCH($C618,'Shultis Faw'!$A$2:$A$26,1))),$C618*'Shultis Faw'!$B$2/'Shultis Faw'!$A$2)","v":-0.14269538000000001},{"$f":"_xlfn.IFNA(INDEX('Shultis Faw'!$E$2:$E$26,MATCH($C618,'Shultis Faw'!$A$2:$A$26,1))+($C618-INDEX('Shultis Faw'!$A$2:$A$26,MATCH($C618,'Shultis Faw'!$A$2:$A$26,1)))*(INDEX('Shultis Faw'!$E$2:$E$26,MATCH($C618,'Shultis Faw'!$A$2:$A$26,1)+1)-INDEX('Shultis Faw'!$E$2:$E$26,MATCH($C618,'Shultis Faw'!$A$2:$A$26,1)))/(INDEX('Shultis Faw'!$A$2:$A$26,MATCH($C618,'Shultis Faw'!$A$2:$A$26,1)+1)-INDEX('Shultis Faw'!$A$2:$A$26,MATCH($C618,'Shultis Faw'!$A$2:$A$26,1))),$C618*'Shultis Faw'!$E$2/'Shultis Faw'!$A$2)","v":5.7293383000000003E-2},{"$f":"_xlfn.IFNA(INDEX('Shultis Faw'!$F$2:$F$26,MATCH($C618,'Shultis Faw'!$A$2:$A$26,1))+($C618-INDEX('Shultis Faw'!$A$2:$A$26,MATCH($C618,'Shultis Faw'!$A$2:$A$26,1)))*(INDEX('Shultis Faw'!$F$2:$F$26,MATCH($C618,'Shultis Faw'!$A$2:$A$26,1)+1)-INDEX('Shultis Faw'!$F$2:$F$26,MATCH($C618,'Shultis Faw'!$A$2:$A$26,1)))/(INDEX('Shultis Faw'!$A$2:$A$26,MATCH($C618,'Shultis Faw'!$A$2:$A$26,1)+1)-INDEX('Shultis Faw'!$A$2:$A$26,MATCH($C618,'Shultis Faw'!$A$2:$A$26,1))),$C618*'Shultis Faw'!$F$2/'Shultis Faw'!$A$2)","v":14.280529700000001},{"$f":"J618*(H618*'Externe blootstelling'!$D$23/2)^K618+L618*(TANH(((H618*'Externe blootstelling'!$D$23)/(2*M618))-2)-TANH(-2))/(1-TANH(-2))","v":1.7231458722992292},{"$f":"IF(N618=1,1+(I618-1)*H618*'Externe blootstelling'!$D$23/2,1+(I618-1)*(N618^(H618*'Externe blootstelling'!$D$23/2)-1)/(N618-1))","v":3.8379394911104301},{"$f":"G618*EXP(-H618*'Externe blootstelling'!$D$23/2)*O618","v":2.3654599920789991E-2}]
[null," g ",0.48749999999999999,7.7999999999999996E-14,1.0999999999999999E-4,{"$f":"_xlfn.IFNA(INDEX('hp (pSv cm2)'!$B$2:$B$52,MATCH($C619,'hp (pSv cm2)'!$A$2:$A$52,1))+($C619-INDEX('hp (pSv cm2)'!$A$2:$A$52,MATCH($C619,'hp (pSv cm2)'!$A$2:$A$52,1)))*(INDEX('hp (pSv cm2)'!$B$2:$B$52,MATCH($C619,'hp (pSv cm2)'!$A$2:$A$52,1)+1)-INDEX('hp (pSv cm2)'!$B$2:$B$52,MATCH($C619,'hp (pSv cm2)'!$A$2:$A$52,1)))/(INDEX('hp (pSv cm2)'!$A$2:$A$52,MATCH($C619,'hp (pSv cm2)'!$A$2:$A$52,1)+1)-INDEX('hp (pSv cm2)'!$A$2:$A$52,MATCH($C619,'hp (pSv cm2)'!$A$2:$A$52,1))),$C619*'hp (pSv cm2)'!$B$2/'hp (pSv cm2)'!$A$2)","v":2.4112499999999999},2.6523749999999999E-4,{"$f":"_xlfn.IFNA(0.997*(INDEX('Mass attenuation coefficients'!$B$2:$B$37,MATCH($C619,'Mass attenuation coefficients'!$A$2:$A$37,1))+($C619-INDEX('Mass attenuation coefficients'!$A$2:$A$37,MATCH($C619,'Mass attenuation coefficients'!$A$2:$A$37,1)))*(INDEX('Mass attenuation coefficients'!$B$2:$B$37,MATCH($C619,'Mass attenuation coefficients'!$A$2:$A$37,1)+1)-INDEX('Mass attenuation coefficients'!$B$2:$B$37,MATCH($C619,'Mass attenuation coefficients'!$A$2:$A$37,1)))/(INDEX('Mass attenuation coefficients'!$A$2:$A$37,MATCH($C619,'Mass attenuation coefficients'!$A$2:$A$37,1)+1)-INDEX('Mass attenuation coefficients'!$A$2:$A$37,MATCH($C619,'Mass attenuation coefficients'!$A$2:$A$37,1)))),0.997*$C619*'Mass attenuation coefficients'!$B$2/'Mass attenuation coefficients'!$A$2)","v":9.7729678749999993E-2},{"$f":"_xlfn.IFNA(INDEX('Shultis Faw'!$C$2:$C$26,MATCH($C619,'Shultis Faw'!$A$2:$A$26,1))+($C619-INDEX('Shultis Faw'!$A$2:$A$26,MATCH($C619,'Shultis Faw'!$A$2:$A$26,1)))*(INDEX('Shultis Faw'!$C$2:$C$26,MATCH($C619,'Shultis Faw'!$A$2:$A$26,1)+1)-INDEX('Shultis Faw'!$C$2:$C$26,MATCH($C619,'Shultis Faw'!$A$2:$A$26,1)))/(INDEX('Shultis Faw'!$A$2:$A$26,MATCH($C619,'Shultis Faw'!$A$2:$A$26,1)+1)-INDEX('Shultis Faw'!$A$2:$A$26,MATCH($C619,'Shultis Faw'!$A$2:$A$26,1))),$C619*'Shultis Faw'!$C$2/'Shultis Faw'!$A$2)","v":2.52},{"$f":"_xlfn.IFNA(INDEX('Shultis Faw'!$D$2:$D$26,MATCH($C619,'Shultis Faw'!$A$2:$A$26,1))+($C619-INDEX('Shultis Faw'!$A$2:$A$26,MATCH($C619,'Shultis Faw'!$A$2:$A$26,1)))*(INDEX('Shultis Faw'!$D$2:$D$26,MATCH($C619,'Shultis Faw'!$A$2:$A$26,1)+1)-INDEX('Shultis Faw'!$D$2:$D$26,MATCH($C619,'Shultis Faw'!$A$2:$A$26,1)))/(INDEX('Shultis Faw'!$A$2:$A$26,MATCH($C619,'Shultis Faw'!$A$2:$A$26,1)+1)-INDEX('Shultis Faw'!$A$2:$A$26,MATCH($C619,'Shultis Faw'!$A$2:$A$26,1))),$C619*'Shultis Faw'!$D$2/'Shultis Faw'!$A$2)","v":1.7805},{"$f":"_xlfn.IFNA(INDEX('Shultis Faw'!$B$2:$B$26,MATCH($C619,'Shultis Faw'!$A$2:$A$26,1))+($C619-INDEX('Shultis Faw'!$A$2:$A$26,MATCH($C619,'Shultis Faw'!$A$2:$A$26,1)))*(INDEX('Shultis Faw'!$B$2:$B$26,MATCH($C619,'Shultis Faw'!$A$2:$A$26,1)+1)-INDEX('Shultis Faw'!$B$2:$B$26,MATCH($C619,'Shultis Faw'!$A$2:$A$26,1)))/(INDEX('Shultis Faw'!$A$2:$A$26,MATCH($C619,'Shultis Faw'!$A$2:$A$26,1)+1)-INDEX('Shultis Faw'!$A$2:$A$26,MATCH($C619,'Shultis Faw'!$A$2:$A$26,1))),$C619*'Shultis Faw'!$B$2/'Shultis Faw'!$A$2)","v":-0.13675000000000001},{"$f":"_xlfn.IFNA(INDEX('Shultis Faw'!$E$2:$E$26,MATCH($C619,'Shultis Faw'!$A$2:$A$26,1))+($C619-INDEX('Shultis Faw'!$A$2:$A$26,MATCH($C619,'Shultis Faw'!$A$2:$A$26,1)))*(INDEX('Shultis Faw'!$E$2:$E$26,MATCH($C619,'Shultis Faw'!$A$2:$A$26,1)+1)-INDEX('Shultis Faw'!$E$2:$E$26,MATCH($C619,'Shultis Faw'!$A$2:$A$26,1)))/(INDEX('Shultis Faw'!$A$2:$A$26,MATCH($C619,'Shultis Faw'!$A$2:$A$26,1)+1)-INDEX('Shultis Faw'!$A$2:$A$26,MATCH($C619,'Shultis Faw'!$A$2:$A$26,1))),$C619*'Shultis Faw'!$E$2/'Shultis Faw'!$A$2)","v":5.5212500000000005E-2},{"$f":"_xlfn.IFNA(INDEX('Shultis Faw'!$F$2:$F$26,MATCH($C619,'Shultis Faw'!$A$2:$A$26,1))+($C619-INDEX('Shultis Faw'!$A$2:$A$26,MATCH($C619,'Shultis Faw'!$A$2:$A$26,1)))*(INDEX('Shultis Faw'!$F$2:$F$26,MATCH($C619,'Shultis Faw'!$A$2:$A$26,1)+1)-INDEX('Shultis Faw'!$F$2:$F$26,MATCH($C619,'Shultis Faw'!$A$2:$A$26,1)))/(INDEX('Shultis Faw'!$A$2:$A$26,MATCH($C619,'Shultis Faw'!$A$2:$A$26,1)+1)-INDEX('Shultis Faw'!$A$2:$A$26,MATCH($C619,'Shultis Faw'!$A$2:$A$26,1))),$C619*'Shultis Faw'!$F$2/'Shultis Faw'!$A$2)","v":14.31875},{"$f":"J619*(H619*'Externe blootstelling'!$D$23/2)^K619+L619*(TANH(((H619*'Externe blootstelling'!$D$23)/(2*M619))-2)-TANH(-2))/(1-TANH(-2))","v":1.6899861083419785},{"$f":"IF(N619=1,1+(I619-1)*H619*'Externe blootstelling'!$D$23/2,1+(I619-1)*(N619^(H619*'Externe blootstelling'!$D$23/2)-1)/(N619-1))","v":3.551147371454066},{"$f":"G619*EXP(-H619*'Externe blootstelling'!$D$23/2)*O619","v":2.1744614795770465E-4}]
[null," g ",0.49080000000000001,7.8528000000000001E-14,1.7E-5,{"$f":"_xlfn.IFNA(INDEX('hp (pSv cm2)'!$B$2:$B$52,MATCH($C620,'hp (pSv cm2)'!$A$2:$A$52,1))+($C620-INDEX('hp (pSv cm2)'!$A$2:$A$52,MATCH($C620,'hp (pSv cm2)'!$A$2:$A$52,1)))*(INDEX('hp (pSv cm2)'!$B$2:$B$52,MATCH($C620,'hp (pSv cm2)'!$A$2:$A$52,1)+1)-INDEX('hp (pSv cm2)'!$B$2:$B$52,MATCH($C620,'hp (pSv cm2)'!$A$2:$A$52,1)))/(INDEX('hp (pSv cm2)'!$A$2:$A$52,MATCH($C620,'hp (pSv cm2)'!$A$2:$A$52,1)+1)-INDEX('hp (pSv cm2)'!$A$2:$A$52,MATCH($C620,'hp (pSv cm2)'!$A$2:$A$52,1))),$C620*'hp (pSv cm2)'!$B$2/'hp (pSv cm2)'!$A$2)","v":2.4267600000000003},4.1254920000000005E-5,{"$f":"_xlfn.IFNA(0.997*(INDEX('Mass attenuation coefficients'!$B$2:$B$37,MATCH($C620,'Mass attenuation coefficients'!$A$2:$A$37,1))+($C620-INDEX('Mass attenuation coefficients'!$A$2:$A$37,MATCH($C620,'Mass attenuation coefficients'!$A$2:$A$37,1)))*(INDEX('Mass attenuation coefficients'!$B$2:$B$37,MATCH($C620,'Mass attenuation coefficients'!$A$2:$A$37,1)+1)-INDEX('Mass attenuation coefficients'!$B$2:$B$37,MATCH($C620,'Mass attenuation coefficients'!$A$2:$A$37,1)))/(INDEX('Mass attenuation coefficients'!$A$2:$A$37,MATCH($C620,'Mass attenuation coefficients'!$A$2:$A$37,1)+1)-INDEX('Mass attenuation coefficients'!$A$2:$A$37,MATCH($C620,'Mass attenuation coefficients'!$A$2:$A$37,1)))),0.997*$C620*'Mass attenuation coefficients'!$B$2/'Mass attenuation coefficients'!$A$2)","v":9.7426002519999999E-2},{"$f":"_xlfn.IFNA(INDEX('Shultis Faw'!$C$2:$C$26,MATCH($C620,'Shultis Faw'!$A$2:$A$26,1))+($C620-INDEX('Shultis Faw'!$A$2:$A$26,MATCH($C620,'Shultis Faw'!$A$2:$A$26,1)))*(INDEX('Shultis Faw'!$C$2:$C$26,MATCH($C620,'Shultis Faw'!$A$2:$A$26,1)+1)-INDEX('Shultis Faw'!$C$2:$C$26,MATCH($C620,'Shultis Faw'!$A$2:$A$26,1)))/(INDEX('Shultis Faw'!$A$2:$A$26,MATCH($C620,'Shultis Faw'!$A$2:$A$26,1)+1)-INDEX('Shultis Faw'!$A$2:$A$26,MATCH($C620,'Shultis Faw'!$A$2:$A$26,1))),$C620*'Shultis Faw'!$C$2/'Shultis Faw'!$A$2)","v":2.5147200000000001},{"$f":"_xlfn.IFNA(INDEX('Shultis Faw'!$D$2:$D$26,MATCH($C620,'Shultis Faw'!$A$2:$A$26,1))+($C620-INDEX('Shultis Faw'!$A$2:$A$26,MATCH($C620,'Shultis Faw'!$A$2:$A$26,1)))*(INDEX('Shultis Faw'!$D$2:$D$26,MATCH($C620,'Shultis Faw'!$A$2:$A$26,1)+1)-INDEX('Shultis Faw'!$D$2:$D$26,MATCH($C620,'Shultis Faw'!$A$2:$A$26,1)))/(INDEX('Shultis Faw'!$A$2:$A$26,MATCH($C620,'Shultis Faw'!$A$2:$A$26,1)+1)-INDEX('Shultis Faw'!$A$2:$A$26,MATCH($C620,'Shultis Faw'!$A$2:$A$26,1))),$C620*'Shultis Faw'!$D$2/'Shultis Faw'!$A$2)","v":1.776672},{"$f":"_xlfn.IFNA(INDEX('Shultis Faw'!$B$2:$B$26,MATCH($C620,'Shultis Faw'!$A$2:$A$26,1))+($C620-INDEX('Shultis Faw'!$A$2:$A$26,MATCH($C620,'Shultis Faw'!$A$2:$A$26,1)))*(INDEX('Shultis Faw'!$B$2:$B$26,MATCH($C620,'Shultis Faw'!$A$2:$A$26,1)+1)-INDEX('Shultis Faw'!$B$2:$B$26,MATCH($C620,'Shultis Faw'!$A$2:$A$26,1)))/(INDEX('Shultis Faw'!$A$2:$A$26,MATCH($C620,'Shultis Faw'!$A$2:$A$26,1)+1)-INDEX('Shultis Faw'!$A$2:$A$26,MATCH($C620,'Shultis Faw'!$A$2:$A$26,1))),$C620*'Shultis Faw'!$B$2/'Shultis Faw'!$A$2)","v":-0.13628799999999999},{"$f":"_xlfn.IFNA(INDEX('Shultis Faw'!$E$2:$E$26,MATCH($C620,'Shultis Faw'!$A$2:$A$26,1))+($C620-INDEX('Shultis Faw'!$A$2:$A$26,MATCH($C620,'Shultis Faw'!$A$2:$A$26,1)))*(INDEX('Shultis Faw'!$E$2:$E$26,MATCH($C620,'Shultis Faw'!$A$2:$A$26,1)+1)-INDEX('Shultis Faw'!$E$2:$E$26,MATCH($C620,'Shultis Faw'!$A$2:$A$26,1)))/(INDEX('Shultis Faw'!$A$2:$A$26,MATCH($C620,'Shultis Faw'!$A$2:$A$26,1)+1)-INDEX('Shultis Faw'!$A$2:$A$26,MATCH($C620,'Shultis Faw'!$A$2:$A$26,1))),$C620*'Shultis Faw'!$E$2/'Shultis Faw'!$A$2)","v":5.5050800000000004E-2},{"$f":"_xlfn.IFNA(INDEX('Shultis Faw'!$F$2:$F$26,MATCH($C620,'Shultis Faw'!$A$2:$A$26,1))+($C620-INDEX('Shultis Faw'!$A$2:$A$26,MATCH($C620,'Shultis Faw'!$A$2:$A$26,1)))*(INDEX('Shultis Faw'!$F$2:$F$26,MATCH($C620,'Shultis Faw'!$A$2:$A$26,1)+1)-INDEX('Shultis Faw'!$F$2:$F$26,MATCH($C620,'Shultis Faw'!$A$2:$A$26,1)))/(INDEX('Shultis Faw'!$A$2:$A$26,MATCH($C620,'Shultis Faw'!$A$2:$A$26,1)+1)-INDEX('Shultis Faw'!$A$2:$A$26,MATCH($C620,'Shultis Faw'!$A$2:$A$26,1))),$C620*'Shultis Faw'!$F$2/'Shultis Faw'!$A$2)","v":14.321720000000001},{"$f":"J620*(H620*'Externe blootstelling'!$D$23/2)^K620+L620*(TANH(((H620*'Externe blootstelling'!$D$23)/(2*M620))-2)-TANH(-2))/(1-TANH(-2))","v":1.687365153818172},{"$f":"IF(N620=1,1+(I620-1)*H620*'Externe blootstelling'!$D$23/2,1+(I620-1)*(N620^(H620*'Externe blootstelling'!$D$23/2)-1)/(N620-1))","v":3.5298773433719779},{"$f":"G620*EXP(-H620*'Externe blootstelling'!$D$23/2)*O620","v":3.3772385246482631E-5}]
[null," g ",0.5,8E-14,1.4E-5,{"$f":"_xlfn.IFNA(INDEX('hp (pSv cm2)'!$B$2:$B$52,MATCH($C621,'hp (pSv cm2)'!$A$2:$A$52,1))+($C621-INDEX('hp (pSv cm2)'!$A$2:$A$52,MATCH($C621,'hp (pSv cm2)'!$A$2:$A$52,1)))*(INDEX('hp (pSv cm2)'!$B$2:$B$52,MATCH($C621,'hp (pSv cm2)'!$A$2:$A$52,1)+1)-INDEX('hp (pSv cm2)'!$B$2:$B$52,MATCH($C621,'hp (pSv cm2)'!$A$2:$A$52,1)))/(INDEX('hp (pSv cm2)'!$A$2:$A$52,MATCH($C621,'hp (pSv cm2)'!$A$2:$A$52,1)+1)-INDEX('hp (pSv cm2)'!$A$2:$A$52,MATCH($C621,'hp (pSv cm2)'!$A$2:$A$52,1))),$C621*'hp (pSv cm2)'!$B$2/'hp (pSv cm2)'!$A$2)","v":2.4700000000000002},3.4580000000000004E-5,{"$f":"_xlfn.IFNA(0.997*(INDEX('Mass attenuation coefficients'!$B$2:$B$37,MATCH($C621,'Mass attenuation coefficients'!$A$2:$A$37,1))+($C621-INDEX('Mass attenuation coefficients'!$A$2:$A$37,MATCH($C621,'Mass attenuation coefficients'!$A$2:$A$37,1)))*(INDEX('Mass attenuation coefficients'!$B$2:$B$37,MATCH($C621,'Mass attenuation coefficients'!$A$2:$A$37,1)+1)-INDEX('Mass attenuation coefficients'!$B$2:$B$37,MATCH($C621,'Mass attenuation coefficients'!$A$2:$A$37,1)))/(INDEX('Mass attenuation coefficients'!$A$2:$A$37,MATCH($C621,'Mass attenuation coefficients'!$A$2:$A$37,1)+1)-INDEX('Mass attenuation coefficients'!$A$2:$A$37,MATCH($C621,'Mass attenuation coefficients'!$A$2:$A$37,1)))),0.997*$C621*'Mass attenuation coefficients'!$B$2/'Mass attenuation coefficients'!$A$2)","v":9.6579390000000001E-2},{"$f":"_xlfn.IFNA(INDEX('Shultis Faw'!$C$2:$C$26,MATCH($C621,'Shultis Faw'!$A$2:$A$26,1))+($C621-INDEX('Shultis Faw'!$A$2:$A$26,MATCH($C621,'Shultis Faw'!$A$2:$A$26,1)))*(INDEX('Shultis Faw'!$C$2:$C$26,MATCH($C621,'Shultis Faw'!$A$2:$A$26,1)+1)-INDEX('Shultis Faw'!$C$2:$C$26,MATCH($C621,'Shultis Faw'!$A$2:$A$26,1)))/(INDEX('Shultis Faw'!$A$2:$A$26,MATCH($C621,'Shultis Faw'!$A$2:$A$26,1)+1)-INDEX('Shultis Faw'!$A$2:$A$26,MATCH($C621,'Shultis Faw'!$A$2:$A$26,1))),$C621*'Shultis Faw'!$C$2/'Shultis Faw'!$A$2)","v":2.5},{"$f":"_xlfn.IFNA(INDEX('Shultis Faw'!$D$2:$D$26,MATCH($C621,'Shultis Faw'!$A$2:$A$26,1))+($C621-INDEX('Shultis Faw'!$A$2:$A$26,MATCH($C621,'Shultis Faw'!$A$2:$A$26,1)))*(INDEX('Shultis Faw'!$D$2:$D$26,MATCH($C621,'Shultis Faw'!$A$2:$A$26,1)+1)-INDEX('Shultis Faw'!$D$2:$D$26,MATCH($C621,'Shultis Faw'!$A$2:$A$26,1)))/(INDEX('Shultis Faw'!$A$2:$A$26,MATCH($C621,'Shultis Faw'!$A$2:$A$26,1)+1)-INDEX('Shultis Faw'!$A$2:$A$26,MATCH($C621,'Shultis Faw'!$A$2:$A$26,1))),$C621*'Shultis Faw'!$D$2/'Shultis Faw'!$A$2)","v":1.766},{"$f":"_xlfn.IFNA(INDEX('Shultis Faw'!$B$2:$B$26,MATCH($C621,'Shultis Faw'!$A$2:$A$26,1))+($C621-INDEX('Shultis Faw'!$A$2:$A$26,MATCH($C621,'Shultis Faw'!$A$2:$A$26,1)))*(INDEX('Shultis Faw'!$B$2:$B$26,MATCH($C621,'Shultis Faw'!$A$2:$A$26,1)+1)-INDEX('Shultis Faw'!$B$2:$B$26,MATCH($C621,'Shultis Faw'!$A$2:$A$26,1)))/(INDEX('Shultis Faw'!$A$2:$A$26,MATCH($C621,'Shultis Faw'!$A$2:$A$26,1)+1)-INDEX('Shultis Faw'!$A$2:$A$26,MATCH($C621,'Shultis Faw'!$A$2:$A$26,1))),$C621*'Shultis Faw'!$B$2/'Shultis Faw'!$A$2)","v":-0.13500000000000001},{"$f":"_xlfn.IFNA(INDEX('Shultis Faw'!$E$2:$E$26,MATCH($C621,'Shultis Faw'!$A$2:$A$26,1))+($C621-INDEX('Shultis Faw'!$A$2:$A$26,MATCH($C621,'Shultis Faw'!$A$2:$A$26,1)))*(INDEX('Shultis Faw'!$E$2:$E$26,MATCH($C621,'Shultis Faw'!$A$2:$A$26,1)+1)-INDEX('Shultis Faw'!$E$2:$E$26,MATCH($C621,'Shultis Faw'!$A$2:$A$26,1)))/(INDEX('Shultis Faw'!$A$2:$A$26,MATCH($C621,'Shultis Faw'!$A$2:$A$26,1)+1)-INDEX('Shultis Faw'!$A$2:$A$26,MATCH($C621,'Shultis Faw'!$A$2:$A$26,1))),$C621*'Shultis Faw'!$E$2/'Shultis Faw'!$A$2)","v":5.4600000000000003E-2},{"$f":"_xlfn.IFNA(INDEX('Shultis Faw'!$F$2:$F$26,MATCH($C621,'Shultis Faw'!$A$2:$A$26,1))+($C621-INDEX('Shultis Faw'!$A$2:$A$26,MATCH($C621,'Shultis Faw'!$A$2:$A$26,1)))*(INDEX('Shultis Faw'!$F$2:$F$26,MATCH($C621,'Shultis Faw'!$A$2:$A$26,1)+1)-INDEX('Shultis Faw'!$F$2:$F$26,MATCH($C621,'Shultis Faw'!$A$2:$A$26,1)))/(INDEX('Shultis Faw'!$A$2:$A$26,MATCH($C621,'Shultis Faw'!$A$2:$A$26,1)+1)-INDEX('Shultis Faw'!$A$2:$A$26,MATCH($C621,'Shultis Faw'!$A$2:$A$26,1))),$C621*'Shultis Faw'!$F$2/'Shultis Faw'!$A$2)","v":14.33},{"$f":"J621*(H621*'Externe blootstelling'!$D$23/2)^K621+L621*(TANH(((H621*'Externe blootstelling'!$D$23)/(2*M621))-2)-TANH(-2))/(1-TANH(-2))","v":1.6800245912332954},{"$f":"IF(N621=1,1+(I621-1)*H621*'Externe blootstelling'!$D$23/2,1+(I621-1)*(N621^(H621*'Externe blootstelling'!$D$23/2)-1)/(N621-1))","v":3.4713263824653922},{"$f":"G621*EXP(-H621*'Externe blootstelling'!$D$23/2)*O621","v":2.8194344098999089E-5}]
[null," g ",0.51,8.1600000000000001E-14,3.9999999999999998E-6,{"$f":"_xlfn.IFNA(INDEX('hp (pSv cm2)'!$B$2:$B$52,MATCH($C622,'hp (pSv cm2)'!$A$2:$A$52,1))+($C622-INDEX('hp (pSv cm2)'!$A$2:$A$52,MATCH($C622,'hp (pSv cm2)'!$A$2:$A$52,1)))*(INDEX('hp (pSv cm2)'!$B$2:$B$52,MATCH($C622,'hp (pSv cm2)'!$A$2:$A$52,1)+1)-INDEX('hp (pSv cm2)'!$B$2:$B$52,MATCH($C622,'hp (pSv cm2)'!$A$2:$A$52,1)))/(INDEX('hp (pSv cm2)'!$A$2:$A$52,MATCH($C622,'hp (pSv cm2)'!$A$2:$A$52,1)+1)-INDEX('hp (pSv cm2)'!$A$2:$A$52,MATCH($C622,'hp (pSv cm2)'!$A$2:$A$52,1))),$C622*'hp (pSv cm2)'!$B$2/'hp (pSv cm2)'!$A$2)","v":2.5140000000000002},1.0056E-5,{"$f":"_xlfn.IFNA(0.997*(INDEX('Mass attenuation coefficients'!$B$2:$B$37,MATCH($C622,'Mass attenuation coefficients'!$A$2:$A$37,1))+($C622-INDEX('Mass attenuation coefficients'!$A$2:$A$37,MATCH($C622,'Mass attenuation coefficients'!$A$2:$A$37,1)))*(INDEX('Mass attenuation coefficients'!$B$2:$B$37,MATCH($C622,'Mass attenuation coefficients'!$A$2:$A$37,1)+1)-INDEX('Mass attenuation coefficients'!$B$2:$B$37,MATCH($C622,'Mass attenuation coefficients'!$A$2:$A$37,1)))/(INDEX('Mass attenuation coefficients'!$A$2:$A$37,MATCH($C622,'Mass attenuation coefficients'!$A$2:$A$37,1)+1)-INDEX('Mass attenuation coefficients'!$A$2:$A$37,MATCH($C622,'Mass attenuation coefficients'!$A$2:$A$37,1)))),0.997*$C622*'Mass attenuation coefficients'!$B$2/'Mass attenuation coefficients'!$A$2)","v":9.5850583000000003E-2},{"$f":"_xlfn.IFNA(INDEX('Shultis Faw'!$C$2:$C$26,MATCH($C622,'Shultis Faw'!$A$2:$A$26,1))+($C622-INDEX('Shultis Faw'!$A$2:$A$26,MATCH($C622,'Shultis Faw'!$A$2:$A$26,1)))*(INDEX('Shultis Faw'!$C$2:$C$26,MATCH($C622,'Shultis Faw'!$A$2:$A$26,1)+1)-INDEX('Shultis Faw'!$C$2:$C$26,MATCH($C622,'Shultis Faw'!$A$2:$A$26,1)))/(INDEX('Shultis Faw'!$A$2:$A$26,MATCH($C622,'Shultis Faw'!$A$2:$A$26,1)+1)-INDEX('Shultis Faw'!$A$2:$A$26,MATCH($C622,'Shultis Faw'!$A$2:$A$26,1))),$C622*'Shultis Faw'!$C$2/'Shultis Faw'!$A$2)","v":2.4876999999999998},{"$f":"_xlfn.IFNA(INDEX('Shultis Faw'!$D$2:$D$26,MATCH($C622,'Shultis Faw'!$A$2:$A$26,1))+($C622-INDEX('Shultis Faw'!$A$2:$A$26,MATCH($C622,'Shultis Faw'!$A$2:$A$26,1)))*(INDEX('Shultis Faw'!$D$2:$D$26,MATCH($C622,'Shultis Faw'!$A$2:$A$26,1)+1)-INDEX('Shultis Faw'!$D$2:$D$26,MATCH($C622,'Shultis Faw'!$A$2:$A$26,1)))/(INDEX('Shultis Faw'!$A$2:$A$26,MATCH($C622,'Shultis Faw'!$A$2:$A$26,1)+1)-INDEX('Shultis Faw'!$A$2:$A$26,MATCH($C622,'Shultis Faw'!$A$2:$A$26,1))),$C622*'Shultis Faw'!$D$2/'Shultis Faw'!$A$2)","v":1.7573000000000001},{"$f":"_xlfn.IFNA(INDEX('Shultis Faw'!$B$2:$B$26,MATCH($C622,'Shultis Faw'!$A$2:$A$26,1))+($C622-INDEX('Shultis Faw'!$A$2:$A$26,MATCH($C622,'Shultis Faw'!$A$2:$A$26,1)))*(INDEX('Shultis Faw'!$B$2:$B$26,MATCH($C622,'Shultis Faw'!$A$2:$A$26,1)+1)-INDEX('Shultis Faw'!$B$2:$B$26,MATCH($C622,'Shultis Faw'!$A$2:$A$26,1)))/(INDEX('Shultis Faw'!$A$2:$A$26,MATCH($C622,'Shultis Faw'!$A$2:$A$26,1)+1)-INDEX('Shultis Faw'!$A$2:$A$26,MATCH($C622,'Shultis Faw'!$A$2:$A$26,1))),$C622*'Shultis Faw'!$B$2/'Shultis Faw'!$A$2)","v":-0.13390000000000002},{"$f":"_xlfn.IFNA(INDEX('Shultis Faw'!$E$2:$E$26,MATCH($C622,'Shultis Faw'!$A$2:$A$26,1))+($C622-INDEX('Shultis Faw'!$A$2:$A$26,MATCH($C622,'Shultis Faw'!$A$2:$A$26,1)))*(INDEX('Shultis Faw'!$E$2:$E$26,MATCH($C622,'Shultis Faw'!$A$2:$A$26,1)+1)-INDEX('Shultis Faw'!$E$2:$E$26,MATCH($C622,'Shultis Faw'!$A$2:$A$26,1)))/(INDEX('Shultis Faw'!$A$2:$A$26,MATCH($C622,'Shultis Faw'!$A$2:$A$26,1)+1)-INDEX('Shultis Faw'!$A$2:$A$26,MATCH($C622,'Shultis Faw'!$A$2:$A$26,1))),$C622*'Shultis Faw'!$E$2/'Shultis Faw'!$A$2)","v":5.4170000000000003E-2},{"$f":"_xlfn.IFNA(INDEX('Shultis Faw'!$F$2:$F$26,MATCH($C622,'Shultis Faw'!$A$2:$A$26,1))+($C622-INDEX('Shultis Faw'!$A$2:$A$26,MATCH($C622,'Shultis Faw'!$A$2:$A$26,1)))*(INDEX('Shultis Faw'!$F$2:$F$26,MATCH($C622,'Shultis Faw'!$A$2:$A$26,1)+1)-INDEX('Shultis Faw'!$F$2:$F$26,MATCH($C622,'Shultis Faw'!$A$2:$A$26,1)))/(INDEX('Shultis Faw'!$A$2:$A$26,MATCH($C622,'Shultis Faw'!$A$2:$A$26,1)+1)-INDEX('Shultis Faw'!$A$2:$A$26,MATCH($C622,'Shultis Faw'!$A$2:$A$26,1))),$C622*'Shultis Faw'!$F$2/'Shultis Faw'!$A$2)","v":14.32},{"$f":"J622*(H622*'Externe blootstelling'!$D$23/2)^K622+L622*(TANH(((H622*'Externe blootstelling'!$D$23)/(2*M622))-2)-TANH(-2))/(1-TANH(-2))","v":1.6741244507878512},{"$f":"IF(N622=1,1+(I622-1)*H622*'Externe blootstelling'!$D$23/2,1+(I622-1)*(N622^(H622*'Externe blootstelling'!$D$23/2)-1)/(N622-1))","v":3.4225732253435317},{"$f":"G622*EXP(-H622*'Externe blootstelling'!$D$23/2)*O622","v":8.1727332456827627E-6}]
[null," g ",0.5232,{"$f":"C623*1000000*1.6E-19","v":8.3711999999999997E-14},1.4E-5,{"$f":"_xlfn.IFNA(INDEX('hp (pSv cm2)'!$B$2:$B$52,MATCH($C623,'hp (pSv cm2)'!$A$2:$A$52,1))+($C623-INDEX('hp (pSv cm2)'!$A$2:$A$52,MATCH($C623,'hp (pSv cm2)'!$A$2:$A$52,1)))*(INDEX('hp (pSv cm2)'!$B$2:$B$52,MATCH($C623,'hp (pSv cm2)'!$A$2:$A$52,1)+1)-INDEX('hp (pSv cm2)'!$B$2:$B$52,MATCH($C623,'hp (pSv cm2)'!$A$2:$A$52,1)))/(INDEX('hp (pSv cm2)'!$A$2:$A$52,MATCH($C623,'hp (pSv cm2)'!$A$2:$A$52,1)+1)-INDEX('hp (pSv cm2)'!$A$2:$A$52,MATCH($C623,'hp (pSv cm2)'!$A$2:$A$52,1))),$C623*'hp (pSv cm2)'!$B$2/'hp (pSv cm2)'!$A$2)","v":2.5720800000000001},{"$f":"F623*E623","v":3.6009120000000002E-5},{"$f":"_xlfn.IFNA(0.997*(INDEX('Mass attenuation coefficients'!$B$2:$B$37,MATCH($C623,'Mass attenuation coefficients'!$A$2:$A$37,1))+($C623-INDEX('Mass attenuation coefficients'!$A$2:$A$37,MATCH($C623,'Mass attenuation coefficients'!$A$2:$A$37,1)))*(INDEX('Mass attenuation coefficients'!$B$2:$B$37,MATCH($C623,'Mass attenuation coefficients'!$A$2:$A$37,1)+1)-INDEX('Mass attenuation coefficients'!$B$2:$B$37,MATCH($C623,'Mass attenuation coefficients'!$A$2:$A$37,1)))/(INDEX('Mass attenuation coefficients'!$A$2:$A$37,MATCH($C623,'Mass attenuation coefficients'!$A$2:$A$37,1)+1)-INDEX('Mass attenuation coefficients'!$A$2:$A$37,MATCH($C623,'Mass attenuation coefficients'!$A$2:$A$37,1)))),0.997*$C623*'Mass attenuation coefficients'!$B$2/'Mass attenuation coefficients'!$A$2)","v":9.4888557759999992E-2},{"$f":"_xlfn.IFNA(INDEX('Shultis Faw'!$C$2:$C$26,MATCH($C623,'Shultis Faw'!$A$2:$A$26,1))+($C623-INDEX('Shultis Faw'!$A$2:$A$26,MATCH($C623,'Shultis Faw'!$A$2:$A$26,1)))*(INDEX('Shultis Faw'!$C$2:$C$26,MATCH($C623,'Shultis Faw'!$A$2:$A$26,1)+1)-INDEX('Shultis Faw'!$C$2:$C$26,MATCH($C623,'Shultis Faw'!$A$2:$A$26,1)))/(INDEX('Shultis Faw'!$A$2:$A$26,MATCH($C623,'Shultis Faw'!$A$2:$A$26,1)+1)-INDEX('Shultis Faw'!$A$2:$A$26,MATCH($C623,'Shultis Faw'!$A$2:$A$26,1))),$C623*'Shultis Faw'!$C$2/'Shultis Faw'!$A$2)","v":2.4714640000000001},{"$f":"_xlfn.IFNA(INDEX('Shultis Faw'!$D$2:$D$26,MATCH($C623,'Shultis Faw'!$A$2:$A$26,1))+($C623-INDEX('Shultis Faw'!$A$2:$A$26,MATCH($C623,'Shultis Faw'!$A$2:$A$26,1)))*(INDEX('Shultis Faw'!$D$2:$D$26,MATCH($C623,'Shultis Faw'!$A$2:$A$26,1)+1)-INDEX('Shultis Faw'!$D$2:$D$26,MATCH($C623,'Shultis Faw'!$A$2:$A$26,1)))/(INDEX('Shultis Faw'!$A$2:$A$26,MATCH($C623,'Shultis Faw'!$A$2:$A$26,1)+1)-INDEX('Shultis Faw'!$A$2:$A$26,MATCH($C623,'Shultis Faw'!$A$2:$A$26,1))),$C623*'Shultis Faw'!$D$2/'Shultis Faw'!$A$2)","v":1.745816},{"$f":"_xlfn.IFNA(INDEX('Shultis Faw'!$B$2:$B$26,MATCH($C623,'Shultis Faw'!$A$2:$A$26,1))+($C623-INDEX('Shultis Faw'!$A$2:$A$26,MATCH($C623,'Shultis Faw'!$A$2:$A$26,1)))*(INDEX('Shultis Faw'!$B$2:$B$26,MATCH($C623,'Shultis Faw'!$A$2:$A$26,1)+1)-INDEX('Shultis Faw'!$B$2:$B$26,MATCH($C623,'Shultis Faw'!$A$2:$A$26,1)))/(INDEX('Shultis Faw'!$A$2:$A$26,MATCH($C623,'Shultis Faw'!$A$2:$A$26,1)+1)-INDEX('Shultis Faw'!$A$2:$A$26,MATCH($C623,'Shultis Faw'!$A$2:$A$26,1))),$C623*'Shultis Faw'!$B$2/'Shultis Faw'!$A$2)","v":-0.13244800000000001},{"$f":"_xlfn.IFNA(INDEX('Shultis Faw'!$E$2:$E$26,MATCH($C623,'Shultis Faw'!$A$2:$A$26,1))+($C623-INDEX('Shultis Faw'!$A$2:$A$26,MATCH($C623,'Shultis Faw'!$A$2:$A$26,1)))*(INDEX('Shultis Faw'!$E$2:$E$26,MATCH($C623,'Shultis Faw'!$A$2:$A$26,1)+1)-INDEX('Shultis Faw'!$E$2:$E$26,MATCH($C623,'Shultis Faw'!$A$2:$A$26,1)))/(INDEX('Shultis Faw'!$A$2:$A$26,MATCH($C623,'Shultis Faw'!$A$2:$A$26,1)+1)-INDEX('Shultis Faw'!$A$2:$A$26,MATCH($C623,'Shultis Faw'!$A$2:$A$26,1))),$C623*'Shultis Faw'!$E$2/'Shultis Faw'!$A$2)","v":5.3602400000000001E-2},{"$f":"_xlfn.IFNA(INDEX('Shultis Faw'!$F$2:$F$26,MATCH($C623,'Shultis Faw'!$A$2:$A$26,1))+($C623-INDEX('Shultis Faw'!$A$2:$A$26,MATCH($C623,'Shultis Faw'!$A$2:$A$26,1)))*(INDEX('Shultis Faw'!$F$2:$F$26,MATCH($C623,'Shultis Faw'!$A$2:$A$26,1)+1)-INDEX('Shultis Faw'!$F$2:$F$26,MATCH($C623,'Shultis Faw'!$A$2:$A$26,1)))/(INDEX('Shultis Faw'!$A$2:$A$26,MATCH($C623,'Shultis Faw'!$A$2:$A$26,1)+1)-INDEX('Shultis Faw'!$A$2:$A$26,MATCH($C623,'Shultis Faw'!$A$2:$A$26,1))),$C623*'Shultis Faw'!$F$2/'Shultis Faw'!$A$2)","v":14.306800000000001},{"$f":"J623*(H623*'Externe blootstelling'!$D$23/2)^K623+L623*(TANH(((H623*'Externe blootstelling'!$D$23)/(2*M623))-2)-TANH(-2))/(1-TANH(-2))","v":1.6662824463782815},{"$f":"IF(N623=1,1+(I623-1)*H623*'Externe blootstelling'!$D$23/2,1+(I623-1)*(N623^(H623*'Externe blootstelling'!$D$23/2)-1)/(N623-1))","v":3.3593868259239015},{"$f":"G623*EXP(-H623*'Externe blootstelling'!$D$23/2)*O623","v":2.9142638384391461E-5}]
[null," g ",0.52761099999999994,8.4417759999999982E-14,7.2999999999999996E-4,{"$f":"_xlfn.IFNA(INDEX('hp (pSv cm2)'!$B$2:$B$52,MATCH($C624,'hp (pSv cm2)'!$A$2:$A$52,1))+($C624-INDEX('hp (pSv cm2)'!$A$2:$A$52,MATCH($C624,'hp (pSv cm2)'!$A$2:$A$52,1)))*(INDEX('hp (pSv cm2)'!$B$2:$B$52,MATCH($C624,'hp (pSv cm2)'!$A$2:$A$52,1)+1)-INDEX('hp (pSv cm2)'!$B$2:$B$52,MATCH($C624,'hp (pSv cm2)'!$A$2:$A$52,1)))/(INDEX('hp (pSv cm2)'!$A$2:$A$52,MATCH($C624,'hp (pSv cm2)'!$A$2:$A$52,1)+1)-INDEX('hp (pSv cm2)'!$A$2:$A$52,MATCH($C624,'hp (pSv cm2)'!$A$2:$A$52,1))),$C624*'hp (pSv cm2)'!$B$2/'hp (pSv cm2)'!$A$2)","v":2.5914883999999998},1.8917865319999997E-3,{"$f":"_xlfn.IFNA(0.997*(INDEX('Mass attenuation coefficients'!$B$2:$B$37,MATCH($C624,'Mass attenuation coefficients'!$A$2:$A$37,1))+($C624-INDEX('Mass attenuation coefficients'!$A$2:$A$37,MATCH($C624,'Mass attenuation coefficients'!$A$2:$A$37,1)))*(INDEX('Mass attenuation coefficients'!$B$2:$B$37,MATCH($C624,'Mass attenuation coefficients'!$A$2:$A$37,1)+1)-INDEX('Mass attenuation coefficients'!$B$2:$B$37,MATCH($C624,'Mass attenuation coefficients'!$A$2:$A$37,1)))/(INDEX('Mass attenuation coefficients'!$A$2:$A$37,MATCH($C624,'Mass attenuation coefficients'!$A$2:$A$37,1)+1)-INDEX('Mass attenuation coefficients'!$A$2:$A$37,MATCH($C624,'Mass attenuation coefficients'!$A$2:$A$37,1)))),0.997*$C624*'Mass attenuation coefficients'!$B$2/'Mass attenuation coefficients'!$A$2)","v":9.4567080992300004E-2},{"$f":"_xlfn.IFNA(INDEX('Shultis Faw'!$C$2:$C$26,MATCH($C624,'Shultis Faw'!$A$2:$A$26,1))+($C624-INDEX('Shultis Faw'!$A$2:$A$26,MATCH($C624,'Shultis Faw'!$A$2:$A$26,1)))*(INDEX('Shultis Faw'!$C$2:$C$26,MATCH($C624,'Shultis Faw'!$A$2:$A$26,1)+1)-INDEX('Shultis Faw'!$C$2:$C$26,MATCH($C624,'Shultis Faw'!$A$2:$A$26,1)))/(INDEX('Shultis Faw'!$A$2:$A$26,MATCH($C624,'Shultis Faw'!$A$2:$A$26,1)+1)-INDEX('Shultis Faw'!$A$2:$A$26,MATCH($C624,'Shultis Faw'!$A$2:$A$26,1))),$C624*'Shultis Faw'!$C$2/'Shultis Faw'!$A$2)","v":2.46603847},{"$f":"_xlfn.IFNA(INDEX('Shultis Faw'!$D$2:$D$26,MATCH($C624,'Shultis Faw'!$A$2:$A$26,1))+($C624-INDEX('Shultis Faw'!$A$2:$A$26,MATCH($C624,'Shultis Faw'!$A$2:$A$26,1)))*(INDEX('Shultis Faw'!$D$2:$D$26,MATCH($C624,'Shultis Faw'!$A$2:$A$26,1)+1)-INDEX('Shultis Faw'!$D$2:$D$26,MATCH($C624,'Shultis Faw'!$A$2:$A$26,1)))/(INDEX('Shultis Faw'!$A$2:$A$26,MATCH($C624,'Shultis Faw'!$A$2:$A$26,1)+1)-INDEX('Shultis Faw'!$A$2:$A$26,MATCH($C624,'Shultis Faw'!$A$2:$A$26,1))),$C624*'Shultis Faw'!$D$2/'Shultis Faw'!$A$2)","v":1.7419784300000001},{"$f":"_xlfn.IFNA(INDEX('Shultis Faw'!$B$2:$B$26,MATCH($C624,'Shultis Faw'!$A$2:$A$26,1))+($C624-INDEX('Shultis Faw'!$A$2:$A$26,MATCH($C624,'Shultis Faw'!$A$2:$A$26,1)))*(INDEX('Shultis Faw'!$B$2:$B$26,MATCH($C624,'Shultis Faw'!$A$2:$A$26,1)+1)-INDEX('Shultis Faw'!$B$2:$B$26,MATCH($C624,'Shultis Faw'!$A$2:$A$26,1)))/(INDEX('Shultis Faw'!$A$2:$A$26,MATCH($C624,'Shultis Faw'!$A$2:$A$26,1)+1)-INDEX('Shultis Faw'!$A$2:$A$26,MATCH($C624,'Shultis Faw'!$A$2:$A$26,1))),$C624*'Shultis Faw'!$B$2/'Shultis Faw'!$A$2)","v":-0.13196279000000002},{"$f":"_xlfn.IFNA(INDEX('Shultis Faw'!$E$2:$E$26,MATCH($C624,'Shultis Faw'!$A$2:$A$26,1))+($C624-INDEX('Shultis Faw'!$A$2:$A$26,MATCH($C624,'Shultis Faw'!$A$2:$A$26,1)))*(INDEX('Shultis Faw'!$E$2:$E$26,MATCH($C624,'Shultis Faw'!$A$2:$A$26,1)+1)-INDEX('Shultis Faw'!$E$2:$E$26,MATCH($C624,'Shultis Faw'!$A$2:$A$26,1)))/(INDEX('Shultis Faw'!$A$2:$A$26,MATCH($C624,'Shultis Faw'!$A$2:$A$26,1)+1)-INDEX('Shultis Faw'!$A$2:$A$26,MATCH($C624,'Shultis Faw'!$A$2:$A$26,1))),$C624*'Shultis Faw'!$E$2/'Shultis Faw'!$A$2)","v":5.3412727000000007E-2},{"$f":"_xlfn.IFNA(INDEX('Shultis Faw'!$F$2:$F$26,MATCH($C624,'Shultis Faw'!$A$2:$A$26,1))+($C624-INDEX('Shultis Faw'!$A$2:$A$26,MATCH($C624,'Shultis Faw'!$A$2:$A$26,1)))*(INDEX('Shultis Faw'!$F$2:$F$26,MATCH($C624,'Shultis Faw'!$A$2:$A$26,1)+1)-INDEX('Shultis Faw'!$F$2:$F$26,MATCH($C624,'Shultis Faw'!$A$2:$A$26,1)))/(INDEX('Shultis Faw'!$A$2:$A$26,MATCH($C624,'Shultis Faw'!$A$2:$A$26,1)+1)-INDEX('Shultis Faw'!$A$2:$A$26,MATCH($C624,'Shultis Faw'!$A$2:$A$26,1))),$C624*'Shultis Faw'!$F$2/'Shultis Faw'!$A$2)","v":14.302389},{"$f":"J624*(H624*'Externe blootstelling'!$D$23/2)^K624+L624*(TANH(((H624*'Externe blootstelling'!$D$23)/(2*M624))-2)-TANH(-2))/(1-TANH(-2))","v":1.6636482552885379},{"$f":"IF(N624=1,1+(I624-1)*H624*'Externe blootstelling'!$D$23/2,1+(I624-1)*(N624^(H624*'Externe blootstelling'!$D$23/2)-1)/(N624-1))","v":3.3385643534790779},{"$f":"G624*EXP(-H624*'Externe blootstelling'!$D$23/2)*O624","v":1.5289118955801706E-3}]
[null," g ",0.53289999999999993,8.5263999999999981E-14,1.4E-5,{"$f":"_xlfn.IFNA(INDEX('hp (pSv cm2)'!$B$2:$B$52,MATCH($C625,'hp (pSv cm2)'!$A$2:$A$52,1))+($C625-INDEX('hp (pSv cm2)'!$A$2:$A$52,MATCH($C625,'hp (pSv cm2)'!$A$2:$A$52,1)))*(INDEX('hp (pSv cm2)'!$B$2:$B$52,MATCH($C625,'hp (pSv cm2)'!$A$2:$A$52,1)+1)-INDEX('hp (pSv cm2)'!$B$2:$B$52,MATCH($C625,'hp (pSv cm2)'!$A$2:$A$52,1)))/(INDEX('hp (pSv cm2)'!$A$2:$A$52,MATCH($C625,'hp (pSv cm2)'!$A$2:$A$52,1)+1)-INDEX('hp (pSv cm2)'!$A$2:$A$52,MATCH($C625,'hp (pSv cm2)'!$A$2:$A$52,1))),$C625*'hp (pSv cm2)'!$B$2/'hp (pSv cm2)'!$A$2)","v":2.61476},3.6606639999999999E-5,{"$f":"_xlfn.IFNA(0.997*(INDEX('Mass attenuation coefficients'!$B$2:$B$37,MATCH($C625,'Mass attenuation coefficients'!$A$2:$A$37,1))+($C625-INDEX('Mass attenuation coefficients'!$A$2:$A$37,MATCH($C625,'Mass attenuation coefficients'!$A$2:$A$37,1)))*(INDEX('Mass attenuation coefficients'!$B$2:$B$37,MATCH($C625,'Mass attenuation coefficients'!$A$2:$A$37,1)+1)-INDEX('Mass attenuation coefficients'!$B$2:$B$37,MATCH($C625,'Mass attenuation coefficients'!$A$2:$A$37,1)))/(INDEX('Mass attenuation coefficients'!$A$2:$A$37,MATCH($C625,'Mass attenuation coefficients'!$A$2:$A$37,1)+1)-INDEX('Mass attenuation coefficients'!$A$2:$A$37,MATCH($C625,'Mass attenuation coefficients'!$A$2:$A$37,1)))),0.997*$C625*'Mass attenuation coefficients'!$B$2/'Mass attenuation coefficients'!$A$2)","v":9.4181614970000008E-2},{"$f":"_xlfn.IFNA(INDEX('Shultis Faw'!$C$2:$C$26,MATCH($C625,'Shultis Faw'!$A$2:$A$26,1))+($C625-INDEX('Shultis Faw'!$A$2:$A$26,MATCH($C625,'Shultis Faw'!$A$2:$A$26,1)))*(INDEX('Shultis Faw'!$C$2:$C$26,MATCH($C625,'Shultis Faw'!$A$2:$A$26,1)+1)-INDEX('Shultis Faw'!$C$2:$C$26,MATCH($C625,'Shultis Faw'!$A$2:$A$26,1)))/(INDEX('Shultis Faw'!$A$2:$A$26,MATCH($C625,'Shultis Faw'!$A$2:$A$26,1)+1)-INDEX('Shultis Faw'!$A$2:$A$26,MATCH($C625,'Shultis Faw'!$A$2:$A$26,1))),$C625*'Shultis Faw'!$C$2/'Shultis Faw'!$A$2)","v":2.459533},{"$f":"_xlfn.IFNA(INDEX('Shultis Faw'!$D$2:$D$26,MATCH($C625,'Shultis Faw'!$A$2:$A$26,1))+($C625-INDEX('Shultis Faw'!$A$2:$A$26,MATCH($C625,'Shultis Faw'!$A$2:$A$26,1)))*(INDEX('Shultis Faw'!$D$2:$D$26,MATCH($C625,'Shultis Faw'!$A$2:$A$26,1)+1)-INDEX('Shultis Faw'!$D$2:$D$26,MATCH($C625,'Shultis Faw'!$A$2:$A$26,1)))/(INDEX('Shultis Faw'!$A$2:$A$26,MATCH($C625,'Shultis Faw'!$A$2:$A$26,1)+1)-INDEX('Shultis Faw'!$A$2:$A$26,MATCH($C625,'Shultis Faw'!$A$2:$A$26,1))),$C625*'Shultis Faw'!$D$2/'Shultis Faw'!$A$2)","v":1.7373770000000002},{"$f":"_xlfn.IFNA(INDEX('Shultis Faw'!$B$2:$B$26,MATCH($C625,'Shultis Faw'!$A$2:$A$26,1))+($C625-INDEX('Shultis Faw'!$A$2:$A$26,MATCH($C625,'Shultis Faw'!$A$2:$A$26,1)))*(INDEX('Shultis Faw'!$B$2:$B$26,MATCH($C625,'Shultis Faw'!$A$2:$A$26,1)+1)-INDEX('Shultis Faw'!$B$2:$B$26,MATCH($C625,'Shultis Faw'!$A$2:$A$26,1)))/(INDEX('Shultis Faw'!$A$2:$A$26,MATCH($C625,'Shultis Faw'!$A$2:$A$26,1)+1)-INDEX('Shultis Faw'!$A$2:$A$26,MATCH($C625,'Shultis Faw'!$A$2:$A$26,1))),$C625*'Shultis Faw'!$B$2/'Shultis Faw'!$A$2)","v":-0.13138100000000003},{"$f":"_xlfn.IFNA(INDEX('Shultis Faw'!$E$2:$E$26,MATCH($C625,'Shultis Faw'!$A$2:$A$26,1))+($C625-INDEX('Shultis Faw'!$A$2:$A$26,MATCH($C625,'Shultis Faw'!$A$2:$A$26,1)))*(INDEX('Shultis Faw'!$E$2:$E$26,MATCH($C625,'Shultis Faw'!$A$2:$A$26,1)+1)-INDEX('Shultis Faw'!$E$2:$E$26,MATCH($C625,'Shultis Faw'!$A$2:$A$26,1)))/(INDEX('Shultis Faw'!$A$2:$A$26,MATCH($C625,'Shultis Faw'!$A$2:$A$26,1)+1)-INDEX('Shultis Faw'!$A$2:$A$26,MATCH($C625,'Shultis Faw'!$A$2:$A$26,1))),$C625*'Shultis Faw'!$E$2/'Shultis Faw'!$A$2)","v":5.3185300000000005E-2},{"$f":"_xlfn.IFNA(INDEX('Shultis Faw'!$F$2:$F$26,MATCH($C625,'Shultis Faw'!$A$2:$A$26,1))+($C625-INDEX('Shultis Faw'!$A$2:$A$26,MATCH($C625,'Shultis Faw'!$A$2:$A$26,1)))*(INDEX('Shultis Faw'!$F$2:$F$26,MATCH($C625,'Shultis Faw'!$A$2:$A$26,1)+1)-INDEX('Shultis Faw'!$F$2:$F$26,MATCH($C625,'Shultis Faw'!$A$2:$A$26,1)))/(INDEX('Shultis Faw'!$A$2:$A$26,MATCH($C625,'Shultis Faw'!$A$2:$A$26,1)+1)-INDEX('Shultis Faw'!$A$2:$A$26,MATCH($C625,'Shultis Faw'!$A$2:$A$26,1))),$C625*'Shultis Faw'!$F$2/'Shultis Faw'!$A$2)","v":14.2971},{"$f":"J625*(H625*'Externe blootstelling'!$D$23/2)^K625+L625*(TANH(((H625*'Externe blootstelling'!$D$23)/(2*M625))-2)-TANH(-2))/(1-TANH(-2))","v":1.660480715031599},{"$f":"IF(N625=1,1+(I625-1)*H625*'Externe blootstelling'!$D$23/2,1+(I625-1)*(N625^(H625*'Externe blootstelling'!$D$23/2)-1)/(N625-1))","v":3.3137881510737461},{"$f":"G625*EXP(-H625*'Externe blootstelling'!$D$23/2)*O625","v":2.9535632378409784E-5}]
[null," g ",0.53760000000000008,8.6016000000000009E-14,2.0999999999999999E-5,{"$f":"_xlfn.IFNA(INDEX('hp (pSv cm2)'!$B$2:$B$52,MATCH($C626,'hp (pSv cm2)'!$A$2:$A$52,1))+($C626-INDEX('hp (pSv cm2)'!$A$2:$A$52,MATCH($C626,'hp (pSv cm2)'!$A$2:$A$52,1)))*(INDEX('hp (pSv cm2)'!$B$2:$B$52,MATCH($C626,'hp (pSv cm2)'!$A$2:$A$52,1)+1)-INDEX('hp (pSv cm2)'!$B$2:$B$52,MATCH($C626,'hp (pSv cm2)'!$A$2:$A$52,1)))/(INDEX('hp (pSv cm2)'!$A$2:$A$52,MATCH($C626,'hp (pSv cm2)'!$A$2:$A$52,1)+1)-INDEX('hp (pSv cm2)'!$A$2:$A$52,MATCH($C626,'hp (pSv cm2)'!$A$2:$A$52,1))),$C626*'hp (pSv cm2)'!$B$2/'hp (pSv cm2)'!$A$2)","v":2.6354400000000004},5.5344240000000007E-5,{"$f":"_xlfn.IFNA(0.997*(INDEX('Mass attenuation coefficients'!$B$2:$B$37,MATCH($C626,'Mass attenuation coefficients'!$A$2:$A$37,1))+($C626-INDEX('Mass attenuation coefficients'!$A$2:$A$37,MATCH($C626,'Mass attenuation coefficients'!$A$2:$A$37,1)))*(INDEX('Mass attenuation coefficients'!$B$2:$B$37,MATCH($C626,'Mass attenuation coefficients'!$A$2:$A$37,1)+1)-INDEX('Mass attenuation coefficients'!$B$2:$B$37,MATCH($C626,'Mass attenuation coefficients'!$A$2:$A$37,1)))/(INDEX('Mass attenuation coefficients'!$A$2:$A$37,MATCH($C626,'Mass attenuation coefficients'!$A$2:$A$37,1)+1)-INDEX('Mass attenuation coefficients'!$A$2:$A$37,MATCH($C626,'Mass attenuation coefficients'!$A$2:$A$37,1)))),0.997*$C626*'Mass attenuation coefficients'!$B$2/'Mass attenuation coefficients'!$A$2)","v":9.3839075679999981E-2},{"$f":"_xlfn.IFNA(INDEX('Shultis Faw'!$C$2:$C$26,MATCH($C626,'Shultis Faw'!$A$2:$A$26,1))+($C626-INDEX('Shultis Faw'!$A$2:$A$26,MATCH($C626,'Shultis Faw'!$A$2:$A$26,1)))*(INDEX('Shultis Faw'!$C$2:$C$26,MATCH($C626,'Shultis Faw'!$A$2:$A$26,1)+1)-INDEX('Shultis Faw'!$C$2:$C$26,MATCH($C626,'Shultis Faw'!$A$2:$A$26,1)))/(INDEX('Shultis Faw'!$A$2:$A$26,MATCH($C626,'Shultis Faw'!$A$2:$A$26,1)+1)-INDEX('Shultis Faw'!$A$2:$A$26,MATCH($C626,'Shultis Faw'!$A$2:$A$26,1))),$C626*'Shultis Faw'!$C$2/'Shultis Faw'!$A$2)","v":2.4537519999999997},{"$f":"_xlfn.IFNA(INDEX('Shultis Faw'!$D$2:$D$26,MATCH($C626,'Shultis Faw'!$A$2:$A$26,1))+($C626-INDEX('Shultis Faw'!$A$2:$A$26,MATCH($C626,'Shultis Faw'!$A$2:$A$26,1)))*(INDEX('Shultis Faw'!$D$2:$D$26,MATCH($C626,'Shultis Faw'!$A$2:$A$26,1)+1)-INDEX('Shultis Faw'!$D$2:$D$26,MATCH($C626,'Shultis Faw'!$A$2:$A$26,1)))/(INDEX('Shultis Faw'!$A$2:$A$26,MATCH($C626,'Shultis Faw'!$A$2:$A$26,1)+1)-INDEX('Shultis Faw'!$A$2:$A$26,MATCH($C626,'Shultis Faw'!$A$2:$A$26,1))),$C626*'Shultis Faw'!$D$2/'Shultis Faw'!$A$2)","v":1.7332879999999999},{"$f":"_xlfn.IFNA(INDEX('Shultis Faw'!$B$2:$B$26,MATCH($C626,'Shultis Faw'!$A$2:$A$26,1))+($C626-INDEX('Shultis Faw'!$A$2:$A$26,MATCH($C626,'Shultis Faw'!$A$2:$A$26,1)))*(INDEX('Shultis Faw'!$B$2:$B$26,MATCH($C626,'Shultis Faw'!$A$2:$A$26,1)+1)-INDEX('Shultis Faw'!$B$2:$B$26,MATCH($C626,'Shultis Faw'!$A$2:$A$26,1)))/(INDEX('Shultis Faw'!$A$2:$A$26,MATCH($C626,'Shultis Faw'!$A$2:$A$26,1)+1)-INDEX('Shultis Faw'!$A$2:$A$26,MATCH($C626,'Shultis Faw'!$A$2:$A$26,1))),$C626*'Shultis Faw'!$B$2/'Shultis Faw'!$A$2)","v":-0.13086400000000001},{"$f":"_xlfn.IFNA(INDEX('Shultis Faw'!$E$2:$E$26,MATCH($C626,'Shultis Faw'!$A$2:$A$26,1))+($C626-INDEX('Shultis Faw'!$A$2:$A$26,MATCH($C626,'Shultis Faw'!$A$2:$A$26,1)))*(INDEX('Shultis Faw'!$E$2:$E$26,MATCH($C626,'Shultis Faw'!$A$2:$A$26,1)+1)-INDEX('Shultis Faw'!$E$2:$E$26,MATCH($C626,'Shultis Faw'!$A$2:$A$26,1)))/(INDEX('Shultis Faw'!$A$2:$A$26,MATCH($C626,'Shultis Faw'!$A$2:$A$26,1)+1)-INDEX('Shultis Faw'!$A$2:$A$26,MATCH($C626,'Shultis Faw'!$A$2:$A$26,1))),$C626*'Shultis Faw'!$E$2/'Shultis Faw'!$A$2)","v":5.2983199999999994E-2},{"$f":"_xlfn.IFNA(INDEX('Shultis Faw'!$F$2:$F$26,MATCH($C626,'Shultis Faw'!$A$2:$A$26,1))+($C626-INDEX('Shultis Faw'!$A$2:$A$26,MATCH($C626,'Shultis Faw'!$A$2:$A$26,1)))*(INDEX('Shultis Faw'!$F$2:$F$26,MATCH($C626,'Shultis Faw'!$A$2:$A$26,1)+1)-INDEX('Shultis Faw'!$F$2:$F$26,MATCH($C626,'Shultis Faw'!$A$2:$A$26,1)))/(INDEX('Shultis Faw'!$A$2:$A$26,MATCH($C626,'Shultis Faw'!$A$2:$A$26,1)+1)-INDEX('Shultis Faw'!$A$2:$A$26,MATCH($C626,'Shultis Faw'!$A$2:$A$26,1))),$C626*'Shultis Faw'!$F$2/'Shultis Faw'!$A$2)","v":14.292400000000001},{"$f":"J626*(H626*'Externe blootstelling'!$D$23/2)^K626+L626*(TANH(((H626*'Externe blootstelling'!$D$23)/(2*M626))-2)-TANH(-2))/(1-TANH(-2))","v":1.6576576680516004},{"$f":"IF(N626=1,1+(I626-1)*H626*'Externe blootstelling'!$D$23/2,1+(I626-1)*(N626^(H626*'Externe blootstelling'!$D$23/2)-1)/(N626-1))","v":3.291944630237611},{"$f":"G626*EXP(-H626*'Externe blootstelling'!$D$23/2)*O626","v":4.458800678426329E-5}]
[null," g ",0.54198999999999997,8.6718399999999993E-14,1.4E-5,{"$f":"_xlfn.IFNA(INDEX('hp (pSv cm2)'!$B$2:$B$52,MATCH($C627,'hp (pSv cm2)'!$A$2:$A$52,1))+($C627-INDEX('hp (pSv cm2)'!$A$2:$A$52,MATCH($C627,'hp (pSv cm2)'!$A$2:$A$52,1)))*(INDEX('hp (pSv cm2)'!$B$2:$B$52,MATCH($C627,'hp (pSv cm2)'!$A$2:$A$52,1)+1)-INDEX('hp (pSv cm2)'!$B$2:$B$52,MATCH($C627,'hp (pSv cm2)'!$A$2:$A$52,1)))/(INDEX('hp (pSv cm2)'!$A$2:$A$52,MATCH($C627,'hp (pSv cm2)'!$A$2:$A$52,1)+1)-INDEX('hp (pSv cm2)'!$A$2:$A$52,MATCH($C627,'hp (pSv cm2)'!$A$2:$A$52,1))),$C627*'hp (pSv cm2)'!$B$2/'hp (pSv cm2)'!$A$2)","v":2.6547559999999999},3.7166584E-5,{"$f":"_xlfn.IFNA(0.997*(INDEX('Mass attenuation coefficients'!$B$2:$B$37,MATCH($C627,'Mass attenuation coefficients'!$A$2:$A$37,1))+($C627-INDEX('Mass attenuation coefficients'!$A$2:$A$37,MATCH($C627,'Mass attenuation coefficients'!$A$2:$A$37,1)))*(INDEX('Mass attenuation coefficients'!$B$2:$B$37,MATCH($C627,'Mass attenuation coefficients'!$A$2:$A$37,1)+1)-INDEX('Mass attenuation coefficients'!$B$2:$B$37,MATCH($C627,'Mass attenuation coefficients'!$A$2:$A$37,1)))/(INDEX('Mass attenuation coefficients'!$A$2:$A$37,MATCH($C627,'Mass attenuation coefficients'!$A$2:$A$37,1)+1)-INDEX('Mass attenuation coefficients'!$A$2:$A$37,MATCH($C627,'Mass attenuation coefficients'!$A$2:$A$37,1)))),0.997*$C627*'Mass attenuation coefficients'!$B$2/'Mass attenuation coefficients'!$A$2)","v":9.351912940700001E-2},{"$f":"_xlfn.IFNA(INDEX('Shultis Faw'!$C$2:$C$26,MATCH($C627,'Shultis Faw'!$A$2:$A$26,1))+($C627-INDEX('Shultis Faw'!$A$2:$A$26,MATCH($C627,'Shultis Faw'!$A$2:$A$26,1)))*(INDEX('Shultis Faw'!$C$2:$C$26,MATCH($C627,'Shultis Faw'!$A$2:$A$26,1)+1)-INDEX('Shultis Faw'!$C$2:$C$26,MATCH($C627,'Shultis Faw'!$A$2:$A$26,1)))/(INDEX('Shultis Faw'!$A$2:$A$26,MATCH($C627,'Shultis Faw'!$A$2:$A$26,1)+1)-INDEX('Shultis Faw'!$A$2:$A$26,MATCH($C627,'Shultis Faw'!$A$2:$A$26,1))),$C627*'Shultis Faw'!$C$2/'Shultis Faw'!$A$2)","v":2.4483522999999998},{"$f":"_xlfn.IFNA(INDEX('Shultis Faw'!$D$2:$D$26,MATCH($C627,'Shultis Faw'!$A$2:$A$26,1))+($C627-INDEX('Shultis Faw'!$A$2:$A$26,MATCH($C627,'Shultis Faw'!$A$2:$A$26,1)))*(INDEX('Shultis Faw'!$D$2:$D$26,MATCH($C627,'Shultis Faw'!$A$2:$A$26,1)+1)-INDEX('Shultis Faw'!$D$2:$D$26,MATCH($C627,'Shultis Faw'!$A$2:$A$26,1)))/(INDEX('Shultis Faw'!$A$2:$A$26,MATCH($C627,'Shultis Faw'!$A$2:$A$26,1)+1)-INDEX('Shultis Faw'!$A$2:$A$26,MATCH($C627,'Shultis Faw'!$A$2:$A$26,1))),$C627*'Shultis Faw'!$D$2/'Shultis Faw'!$A$2)","v":1.7294687},{"$f":"_xlfn.IFNA(INDEX('Shultis Faw'!$B$2:$B$26,MATCH($C627,'Shultis Faw'!$A$2:$A$26,1))+($C627-INDEX('Shultis Faw'!$A$2:$A$26,MATCH($C627,'Shultis Faw'!$A$2:$A$26,1)))*(INDEX('Shultis Faw'!$B$2:$B$26,MATCH($C627,'Shultis Faw'!$A$2:$A$26,1)+1)-INDEX('Shultis Faw'!$B$2:$B$26,MATCH($C627,'Shultis Faw'!$A$2:$A$26,1)))/(INDEX('Shultis Faw'!$A$2:$A$26,MATCH($C627,'Shultis Faw'!$A$2:$A$26,1)+1)-INDEX('Shultis Faw'!$A$2:$A$26,MATCH($C627,'Shultis Faw'!$A$2:$A$26,1))),$C627*'Shultis Faw'!$B$2/'Shultis Faw'!$A$2)","v":-0.1303811},{"$f":"_xlfn.IFNA(INDEX('Shultis Faw'!$E$2:$E$26,MATCH($C627,'Shultis Faw'!$A$2:$A$26,1))+($C627-INDEX('Shultis Faw'!$A$2:$A$26,MATCH($C627,'Shultis Faw'!$A$2:$A$26,1)))*(INDEX('Shultis Faw'!$E$2:$E$26,MATCH($C627,'Shultis Faw'!$A$2:$A$26,1)+1)-INDEX('Shultis Faw'!$E$2:$E$26,MATCH($C627,'Shultis Faw'!$A$2:$A$26,1)))/(INDEX('Shultis Faw'!$A$2:$A$26,MATCH($C627,'Shultis Faw'!$A$2:$A$26,1)+1)-INDEX('Shultis Faw'!$A$2:$A$26,MATCH($C627,'Shultis Faw'!$A$2:$A$26,1))),$C627*'Shultis Faw'!$E$2/'Shultis Faw'!$A$2)","v":5.2794430000000003E-2},{"$f":"_xlfn.IFNA(INDEX('Shultis Faw'!$F$2:$F$26,MATCH($C627,'Shultis Faw'!$A$2:$A$26,1))+($C627-INDEX('Shultis Faw'!$A$2:$A$26,MATCH($C627,'Shultis Faw'!$A$2:$A$26,1)))*(INDEX('Shultis Faw'!$F$2:$F$26,MATCH($C627,'Shultis Faw'!$A$2:$A$26,1)+1)-INDEX('Shultis Faw'!$F$2:$F$26,MATCH($C627,'Shultis Faw'!$A$2:$A$26,1)))/(INDEX('Shultis Faw'!$A$2:$A$26,MATCH($C627,'Shultis Faw'!$A$2:$A$26,1)+1)-INDEX('Shultis Faw'!$A$2:$A$26,MATCH($C627,'Shultis Faw'!$A$2:$A$26,1))),$C627*'Shultis Faw'!$F$2/'Shultis Faw'!$A$2)","v":14.28801},{"$f":"J627*(H627*'Externe blootstelling'!$D$23/2)^K627+L627*(TANH(((H627*'Externe blootstelling'!$D$23)/(2*M627))-2)-TANH(-2))/(1-TANH(-2))","v":1.6550138056816219},{"$f":"IF(N627=1,1+(I627-1)*H627*'Externe blootstelling'!$D$23/2,1+(I627-1)*(N627^(H627*'Externe blootstelling'!$D$23/2)-1)/(N627-1))","v":3.2716883275994642},{"$f":"G627*EXP(-H627*'Externe blootstelling'!$D$23/2)*O627","v":2.9902117482795959E-5}]
[null," g ",0.54579999999999995,8.7327999999999999E-14,1.1000000000000001E-5,{"$f":"_xlfn.IFNA(INDEX('hp (pSv cm2)'!$B$2:$B$52,MATCH($C628,'hp (pSv cm2)'!$A$2:$A$52,1))+($C628-INDEX('hp (pSv cm2)'!$A$2:$A$52,MATCH($C628,'hp (pSv cm2)'!$A$2:$A$52,1)))*(INDEX('hp (pSv cm2)'!$B$2:$B$52,MATCH($C628,'hp (pSv cm2)'!$A$2:$A$52,1)+1)-INDEX('hp (pSv cm2)'!$B$2:$B$52,MATCH($C628,'hp (pSv cm2)'!$A$2:$A$52,1)))/(INDEX('hp (pSv cm2)'!$A$2:$A$52,MATCH($C628,'hp (pSv cm2)'!$A$2:$A$52,1)+1)-INDEX('hp (pSv cm2)'!$A$2:$A$52,MATCH($C628,'hp (pSv cm2)'!$A$2:$A$52,1))),$C628*'hp (pSv cm2)'!$B$2/'hp (pSv cm2)'!$A$2)","v":2.6715200000000001},2.9386720000000006E-5,{"$f":"_xlfn.IFNA(0.997*(INDEX('Mass attenuation coefficients'!$B$2:$B$37,MATCH($C628,'Mass attenuation coefficients'!$A$2:$A$37,1))+($C628-INDEX('Mass attenuation coefficients'!$A$2:$A$37,MATCH($C628,'Mass attenuation coefficients'!$A$2:$A$37,1)))*(INDEX('Mass attenuation coefficients'!$B$2:$B$37,MATCH($C628,'Mass attenuation coefficients'!$A$2:$A$37,1)+1)-INDEX('Mass attenuation coefficients'!$B$2:$B$37,MATCH($C628,'Mass attenuation coefficients'!$A$2:$A$37,1)))/(INDEX('Mass attenuation coefficients'!$A$2:$A$37,MATCH($C628,'Mass attenuation coefficients'!$A$2:$A$37,1)+1)-INDEX('Mass attenuation coefficients'!$A$2:$A$37,MATCH($C628,'Mass attenuation coefficients'!$A$2:$A$37,1)))),0.997*$C628*'Mass attenuation coefficients'!$B$2/'Mass attenuation coefficients'!$A$2)","v":9.3241453939999996E-2},{"$f":"_xlfn.IFNA(INDEX('Shultis Faw'!$C$2:$C$26,MATCH($C628,'Shultis Faw'!$A$2:$A$26,1))+($C628-INDEX('Shultis Faw'!$A$2:$A$26,MATCH($C628,'Shultis Faw'!$A$2:$A$26,1)))*(INDEX('Shultis Faw'!$C$2:$C$26,MATCH($C628,'Shultis Faw'!$A$2:$A$26,1)+1)-INDEX('Shultis Faw'!$C$2:$C$26,MATCH($C628,'Shultis Faw'!$A$2:$A$26,1)))/(INDEX('Shultis Faw'!$A$2:$A$26,MATCH($C628,'Shultis Faw'!$A$2:$A$26,1)+1)-INDEX('Shultis Faw'!$A$2:$A$26,MATCH($C628,'Shultis Faw'!$A$2:$A$26,1))),$C628*'Shultis Faw'!$C$2/'Shultis Faw'!$A$2)","v":2.4436659999999999},{"$f":"_xlfn.IFNA(INDEX('Shultis Faw'!$D$2:$D$26,MATCH($C628,'Shultis Faw'!$A$2:$A$26,1))+($C628-INDEX('Shultis Faw'!$A$2:$A$26,MATCH($C628,'Shultis Faw'!$A$2:$A$26,1)))*(INDEX('Shultis Faw'!$D$2:$D$26,MATCH($C628,'Shultis Faw'!$A$2:$A$26,1)+1)-INDEX('Shultis Faw'!$D$2:$D$26,MATCH($C628,'Shultis Faw'!$A$2:$A$26,1)))/(INDEX('Shultis Faw'!$A$2:$A$26,MATCH($C628,'Shultis Faw'!$A$2:$A$26,1)+1)-INDEX('Shultis Faw'!$A$2:$A$26,MATCH($C628,'Shultis Faw'!$A$2:$A$26,1))),$C628*'Shultis Faw'!$D$2/'Shultis Faw'!$A$2)","v":1.726154},{"$f":"_xlfn.IFNA(INDEX('Shultis Faw'!$B$2:$B$26,MATCH($C628,'Shultis Faw'!$A$2:$A$26,1))+($C628-INDEX('Shultis Faw'!$A$2:$A$26,MATCH($C628,'Shultis Faw'!$A$2:$A$26,1)))*(INDEX('Shultis Faw'!$B$2:$B$26,MATCH($C628,'Shultis Faw'!$A$2:$A$26,1)+1)-INDEX('Shultis Faw'!$B$2:$B$26,MATCH($C628,'Shultis Faw'!$A$2:$A$26,1)))/(INDEX('Shultis Faw'!$A$2:$A$26,MATCH($C628,'Shultis Faw'!$A$2:$A$26,1)+1)-INDEX('Shultis Faw'!$A$2:$A$26,MATCH($C628,'Shultis Faw'!$A$2:$A$26,1))),$C628*'Shultis Faw'!$B$2/'Shultis Faw'!$A$2)","v":-0.12996200000000002},{"$f":"_xlfn.IFNA(INDEX('Shultis Faw'!$E$2:$E$26,MATCH($C628,'Shultis Faw'!$A$2:$A$26,1))+($C628-INDEX('Shultis Faw'!$A$2:$A$26,MATCH($C628,'Shultis Faw'!$A$2:$A$26,1)))*(INDEX('Shultis Faw'!$E$2:$E$26,MATCH($C628,'Shultis Faw'!$A$2:$A$26,1)+1)-INDEX('Shultis Faw'!$E$2:$E$26,MATCH($C628,'Shultis Faw'!$A$2:$A$26,1)))/(INDEX('Shultis Faw'!$A$2:$A$26,MATCH($C628,'Shultis Faw'!$A$2:$A$26,1)+1)-INDEX('Shultis Faw'!$A$2:$A$26,MATCH($C628,'Shultis Faw'!$A$2:$A$26,1))),$C628*'Shultis Faw'!$E$2/'Shultis Faw'!$A$2)","v":5.26306E-2},{"$f":"_xlfn.IFNA(INDEX('Shultis Faw'!$F$2:$F$26,MATCH($C628,'Shultis Faw'!$A$2:$A$26,1))+($C628-INDEX('Shultis Faw'!$A$2:$A$26,MATCH($C628,'Shultis Faw'!$A$2:$A$26,1)))*(INDEX('Shultis Faw'!$F$2:$F$26,MATCH($C628,'Shultis Faw'!$A$2:$A$26,1)+1)-INDEX('Shultis Faw'!$F$2:$F$26,MATCH($C628,'Shultis Faw'!$A$2:$A$26,1)))/(INDEX('Shultis Faw'!$A$2:$A$26,MATCH($C628,'Shultis Faw'!$A$2:$A$26,1)+1)-INDEX('Shultis Faw'!$A$2:$A$26,MATCH($C628,'Shultis Faw'!$A$2:$A$26,1))),$C628*'Shultis Faw'!$F$2/'Shultis Faw'!$A$2)","v":14.2842},{"$f":"J628*(H628*'Externe blootstelling'!$D$23/2)^K628+L628*(TANH(((H628*'Externe blootstelling'!$D$23)/(2*M628))-2)-TANH(-2))/(1-TANH(-2))","v":1.6527137528431062},{"$f":"IF(N628=1,1+(I628-1)*H628*'Externe blootstelling'!$D$23/2,1+(I628-1)*(N628^(H628*'Externe blootstelling'!$D$23/2)-1)/(N628-1))","v":3.2542222232368774},{"$f":"G628*EXP(-H628*'Externe blootstelling'!$D$23/2)*O628","v":2.3614817172487739E-5}]
[null," g ",0.57410000000000005,9.1856E-14,1.1000000000000001E-5,{"$f":"_xlfn.IFNA(INDEX('hp (pSv cm2)'!$B$2:$B$52,MATCH($C629,'hp (pSv cm2)'!$A$2:$A$52,1))+($C629-INDEX('hp (pSv cm2)'!$A$2:$A$52,MATCH($C629,'hp (pSv cm2)'!$A$2:$A$52,1)))*(INDEX('hp (pSv cm2)'!$B$2:$B$52,MATCH($C629,'hp (pSv cm2)'!$A$2:$A$52,1)+1)-INDEX('hp (pSv cm2)'!$B$2:$B$52,MATCH($C629,'hp (pSv cm2)'!$A$2:$A$52,1)))/(INDEX('hp (pSv cm2)'!$A$2:$A$52,MATCH($C629,'hp (pSv cm2)'!$A$2:$A$52,1)+1)-INDEX('hp (pSv cm2)'!$A$2:$A$52,MATCH($C629,'hp (pSv cm2)'!$A$2:$A$52,1))),$C629*'hp (pSv cm2)'!$B$2/'hp (pSv cm2)'!$A$2)","v":2.7960400000000005},3.0756440000000012E-5,{"$f":"_xlfn.IFNA(0.997*(INDEX('Mass attenuation coefficients'!$B$2:$B$37,MATCH($C629,'Mass attenuation coefficients'!$A$2:$A$37,1))+($C629-INDEX('Mass attenuation coefficients'!$A$2:$A$37,MATCH($C629,'Mass attenuation coefficients'!$A$2:$A$37,1)))*(INDEX('Mass attenuation coefficients'!$B$2:$B$37,MATCH($C629,'Mass attenuation coefficients'!$A$2:$A$37,1)+1)-INDEX('Mass attenuation coefficients'!$B$2:$B$37,MATCH($C629,'Mass attenuation coefficients'!$A$2:$A$37,1)))/(INDEX('Mass attenuation coefficients'!$A$2:$A$37,MATCH($C629,'Mass attenuation coefficients'!$A$2:$A$37,1)+1)-INDEX('Mass attenuation coefficients'!$A$2:$A$37,MATCH($C629,'Mass attenuation coefficients'!$A$2:$A$37,1)))),0.997*$C629*'Mass attenuation coefficients'!$B$2/'Mass attenuation coefficients'!$A$2)","v":9.1178930129999988E-2},{"$f":"_xlfn.IFNA(INDEX('Shultis Faw'!$C$2:$C$26,MATCH($C629,'Shultis Faw'!$A$2:$A$26,1))+($C629-INDEX('Shultis Faw'!$A$2:$A$26,MATCH($C629,'Shultis Faw'!$A$2:$A$26,1)))*(INDEX('Shultis Faw'!$C$2:$C$26,MATCH($C629,'Shultis Faw'!$A$2:$A$26,1)+1)-INDEX('Shultis Faw'!$C$2:$C$26,MATCH($C629,'Shultis Faw'!$A$2:$A$26,1)))/(INDEX('Shultis Faw'!$A$2:$A$26,MATCH($C629,'Shultis Faw'!$A$2:$A$26,1)+1)-INDEX('Shultis Faw'!$A$2:$A$26,MATCH($C629,'Shultis Faw'!$A$2:$A$26,1))),$C629*'Shultis Faw'!$C$2/'Shultis Faw'!$A$2)","v":2.4088569999999998},{"$f":"_xlfn.IFNA(INDEX('Shultis Faw'!$D$2:$D$26,MATCH($C629,'Shultis Faw'!$A$2:$A$26,1))+($C629-INDEX('Shultis Faw'!$A$2:$A$26,MATCH($C629,'Shultis Faw'!$A$2:$A$26,1)))*(INDEX('Shultis Faw'!$D$2:$D$26,MATCH($C629,'Shultis Faw'!$A$2:$A$26,1)+1)-INDEX('Shultis Faw'!$D$2:$D$26,MATCH($C629,'Shultis Faw'!$A$2:$A$26,1)))/(INDEX('Shultis Faw'!$A$2:$A$26,MATCH($C629,'Shultis Faw'!$A$2:$A$26,1)+1)-INDEX('Shultis Faw'!$A$2:$A$26,MATCH($C629,'Shultis Faw'!$A$2:$A$26,1))),$C629*'Shultis Faw'!$D$2/'Shultis Faw'!$A$2)","v":1.701533},{"$f":"_xlfn.IFNA(INDEX('Shultis Faw'!$B$2:$B$26,MATCH($C629,'Shultis Faw'!$A$2:$A$26,1))+($C629-INDEX('Shultis Faw'!$A$2:$A$26,MATCH($C629,'Shultis Faw'!$A$2:$A$26,1)))*(INDEX('Shultis Faw'!$B$2:$B$26,MATCH($C629,'Shultis Faw'!$A$2:$A$26,1)+1)-INDEX('Shultis Faw'!$B$2:$B$26,MATCH($C629,'Shultis Faw'!$A$2:$A$26,1)))/(INDEX('Shultis Faw'!$A$2:$A$26,MATCH($C629,'Shultis Faw'!$A$2:$A$26,1)+1)-INDEX('Shultis Faw'!$A$2:$A$26,MATCH($C629,'Shultis Faw'!$A$2:$A$26,1))),$C629*'Shultis Faw'!$B$2/'Shultis Faw'!$A$2)","v":-0.12684899999999999},{"$f":"_xlfn.IFNA(INDEX('Shultis Faw'!$E$2:$E$26,MATCH($C629,'Shultis Faw'!$A$2:$A$26,1))+($C629-INDEX('Shultis Faw'!$A$2:$A$26,MATCH($C629,'Shultis Faw'!$A$2:$A$26,1)))*(INDEX('Shultis Faw'!$E$2:$E$26,MATCH($C629,'Shultis Faw'!$A$2:$A$26,1)+1)-INDEX('Shultis Faw'!$E$2:$E$26,MATCH($C629,'Shultis Faw'!$A$2:$A$26,1)))/(INDEX('Shultis Faw'!$A$2:$A$26,MATCH($C629,'Shultis Faw'!$A$2:$A$26,1)+1)-INDEX('Shultis Faw'!$A$2:$A$26,MATCH($C629,'Shultis Faw'!$A$2:$A$26,1))),$C629*'Shultis Faw'!$E$2/'Shultis Faw'!$A$2)","v":5.1413699999999993E-2},{"$f":"_xlfn.IFNA(INDEX('Shultis Faw'!$F$2:$F$26,MATCH($C629,'Shultis Faw'!$A$2:$A$26,1))+($C629-INDEX('Shultis Faw'!$A$2:$A$26,MATCH($C629,'Shultis Faw'!$A$2:$A$26,1)))*(INDEX('Shultis Faw'!$F$2:$F$26,MATCH($C629,'Shultis Faw'!$A$2:$A$26,1)+1)-INDEX('Shultis Faw'!$F$2:$F$26,MATCH($C629,'Shultis Faw'!$A$2:$A$26,1)))/(INDEX('Shultis Faw'!$A$2:$A$26,MATCH($C629,'Shultis Faw'!$A$2:$A$26,1)+1)-INDEX('Shultis Faw'!$A$2:$A$26,MATCH($C629,'Shultis Faw'!$A$2:$A$26,1))),$C629*'Shultis Faw'!$F$2/'Shultis Faw'!$A$2)","v":14.2559},{"$f":"J629*(H629*'Externe blootstelling'!$D$23/2)^K629+L629*(TANH(((H629*'Externe blootstelling'!$D$23)/(2*M629))-2)-TANH(-2))/(1-TANH(-2))","v":1.6354695677490505},{"$f":"IF(N629=1,1+(I629-1)*H629*'Externe blootstelling'!$D$23/2,1+(I629-1)*(N629^(H629*'Externe blootstelling'!$D$23/2)-1)/(N629-1))","v":3.1277444048505894},{"$f":"G629*EXP(-H629*'Externe blootstelling'!$D$23/2)*O629","v":2.45013338422466E-5}]
[null," g ",0.5796,9.2735999999999992E-14,1.4E-5,{"$f":"_xlfn.IFNA(INDEX('hp (pSv cm2)'!$B$2:$B$52,MATCH($C630,'hp (pSv cm2)'!$A$2:$A$52,1))+($C630-INDEX('hp (pSv cm2)'!$A$2:$A$52,MATCH($C630,'hp (pSv cm2)'!$A$2:$A$52,1)))*(INDEX('hp (pSv cm2)'!$B$2:$B$52,MATCH($C630,'hp (pSv cm2)'!$A$2:$A$52,1)+1)-INDEX('hp (pSv cm2)'!$B$2:$B$52,MATCH($C630,'hp (pSv cm2)'!$A$2:$A$52,1)))/(INDEX('hp (pSv cm2)'!$A$2:$A$52,MATCH($C630,'hp (pSv cm2)'!$A$2:$A$52,1)+1)-INDEX('hp (pSv cm2)'!$A$2:$A$52,MATCH($C630,'hp (pSv cm2)'!$A$2:$A$52,1))),$C630*'hp (pSv cm2)'!$B$2/'hp (pSv cm2)'!$A$2)","v":2.8202400000000001},3.9483359999999999E-5,{"$f":"_xlfn.IFNA(0.997*(INDEX('Mass attenuation coefficients'!$B$2:$B$37,MATCH($C630,'Mass attenuation coefficients'!$A$2:$A$37,1))+($C630-INDEX('Mass attenuation coefficients'!$A$2:$A$37,MATCH($C630,'Mass attenuation coefficients'!$A$2:$A$37,1)))*(INDEX('Mass attenuation coefficients'!$B$2:$B$37,MATCH($C630,'Mass attenuation coefficients'!$A$2:$A$37,1)+1)-INDEX('Mass attenuation coefficients'!$B$2:$B$37,MATCH($C630,'Mass attenuation coefficients'!$A$2:$A$37,1)))/(INDEX('Mass attenuation coefficients'!$A$2:$A$37,MATCH($C630,'Mass attenuation coefficients'!$A$2:$A$37,1)+1)-INDEX('Mass attenuation coefficients'!$A$2:$A$37,MATCH($C630,'Mass attenuation coefficients'!$A$2:$A$37,1)))),0.997*$C630*'Mass attenuation coefficients'!$B$2/'Mass attenuation coefficients'!$A$2)","v":9.0778086280000003E-2},{"$f":"_xlfn.IFNA(INDEX('Shultis Faw'!$C$2:$C$26,MATCH($C630,'Shultis Faw'!$A$2:$A$26,1))+($C630-INDEX('Shultis Faw'!$A$2:$A$26,MATCH($C630,'Shultis Faw'!$A$2:$A$26,1)))*(INDEX('Shultis Faw'!$C$2:$C$26,MATCH($C630,'Shultis Faw'!$A$2:$A$26,1)+1)-INDEX('Shultis Faw'!$C$2:$C$26,MATCH($C630,'Shultis Faw'!$A$2:$A$26,1)))/(INDEX('Shultis Faw'!$A$2:$A$26,MATCH($C630,'Shultis Faw'!$A$2:$A$26,1)+1)-INDEX('Shultis Faw'!$A$2:$A$26,MATCH($C630,'Shultis Faw'!$A$2:$A$26,1))),$C630*'Shultis Faw'!$C$2/'Shultis Faw'!$A$2)","v":2.4020919999999997},{"$f":"_xlfn.IFNA(INDEX('Shultis Faw'!$D$2:$D$26,MATCH($C630,'Shultis Faw'!$A$2:$A$26,1))+($C630-INDEX('Shultis Faw'!$A$2:$A$26,MATCH($C630,'Shultis Faw'!$A$2:$A$26,1)))*(INDEX('Shultis Faw'!$D$2:$D$26,MATCH($C630,'Shultis Faw'!$A$2:$A$26,1)+1)-INDEX('Shultis Faw'!$D$2:$D$26,MATCH($C630,'Shultis Faw'!$A$2:$A$26,1)))/(INDEX('Shultis Faw'!$A$2:$A$26,MATCH($C630,'Shultis Faw'!$A$2:$A$26,1)+1)-INDEX('Shultis Faw'!$A$2:$A$26,MATCH($C630,'Shultis Faw'!$A$2:$A$26,1))),$C630*'Shultis Faw'!$D$2/'Shultis Faw'!$A$2)","v":1.6967479999999999},{"$f":"_xlfn.IFNA(INDEX('Shultis Faw'!$B$2:$B$26,MATCH($C630,'Shultis Faw'!$A$2:$A$26,1))+($C630-INDEX('Shultis Faw'!$A$2:$A$26,MATCH($C630,'Shultis Faw'!$A$2:$A$26,1)))*(INDEX('Shultis Faw'!$B$2:$B$26,MATCH($C630,'Shultis Faw'!$A$2:$A$26,1)+1)-INDEX('Shultis Faw'!$B$2:$B$26,MATCH($C630,'Shultis Faw'!$A$2:$A$26,1)))/(INDEX('Shultis Faw'!$A$2:$A$26,MATCH($C630,'Shultis Faw'!$A$2:$A$26,1)+1)-INDEX('Shultis Faw'!$A$2:$A$26,MATCH($C630,'Shultis Faw'!$A$2:$A$26,1))),$C630*'Shultis Faw'!$B$2/'Shultis Faw'!$A$2)","v":-0.126244},{"$f":"_xlfn.IFNA(INDEX('Shultis Faw'!$E$2:$E$26,MATCH($C630,'Shultis Faw'!$A$2:$A$26,1))+($C630-INDEX('Shultis Faw'!$A$2:$A$26,MATCH($C630,'Shultis Faw'!$A$2:$A$26,1)))*(INDEX('Shultis Faw'!$E$2:$E$26,MATCH($C630,'Shultis Faw'!$A$2:$A$26,1)+1)-INDEX('Shultis Faw'!$E$2:$E$26,MATCH($C630,'Shultis Faw'!$A$2:$A$26,1)))/(INDEX('Shultis Faw'!$A$2:$A$26,MATCH($C630,'Shultis Faw'!$A$2:$A$26,1)+1)-INDEX('Shultis Faw'!$A$2:$A$26,MATCH($C630,'Shultis Faw'!$A$2:$A$26,1))),$C630*'Shultis Faw'!$E$2/'Shultis Faw'!$A$2)","v":5.1177199999999999E-2},{"$f":"_xlfn.IFNA(INDEX('Shultis Faw'!$F$2:$F$26,MATCH($C630,'Shultis Faw'!$A$2:$A$26,1))+($C630-INDEX('Shultis Faw'!$A$2:$A$26,MATCH($C630,'Shultis Faw'!$A$2:$A$26,1)))*(INDEX('Shultis Faw'!$F$2:$F$26,MATCH($C630,'Shultis Faw'!$A$2:$A$26,1)+1)-INDEX('Shultis Faw'!$F$2:$F$26,MATCH($C630,'Shultis Faw'!$A$2:$A$26,1)))/(INDEX('Shultis Faw'!$A$2:$A$26,MATCH($C630,'Shultis Faw'!$A$2:$A$26,1)+1)-INDEX('Shultis Faw'!$A$2:$A$26,MATCH($C630,'Shultis Faw'!$A$2:$A$26,1))),$C630*'Shultis Faw'!$F$2/'Shultis Faw'!$A$2)","v":14.250400000000001},{"$f":"J630*(H630*'Externe blootstelling'!$D$23/2)^K630+L630*(TANH(((H630*'Externe blootstelling'!$D$23)/(2*M630))-2)-TANH(-2))/(1-TANH(-2))","v":1.6320855301624611},{"$f":"IF(N630=1,1+(I630-1)*H630*'Externe blootstelling'!$D$23/2,1+(I630-1)*(N630^(H630*'Externe blootstelling'!$D$23/2)-1)/(N630-1))","v":3.1038183059002042},{"$f":"G630*EXP(-H630*'Externe blootstelling'!$D$23/2)*O630","v":3.1401042351294245E-5}]
[null," g ",0.58429999999999993,9.3487999999999982E-14,1.4E-5,{"$f":"_xlfn.IFNA(INDEX('hp (pSv cm2)'!$B$2:$B$52,MATCH($C631,'hp (pSv cm2)'!$A$2:$A$52,1))+($C631-INDEX('hp (pSv cm2)'!$A$2:$A$52,MATCH($C631,'hp (pSv cm2)'!$A$2:$A$52,1)))*(INDEX('hp (pSv cm2)'!$B$2:$B$52,MATCH($C631,'hp (pSv cm2)'!$A$2:$A$52,1)+1)-INDEX('hp (pSv cm2)'!$B$2:$B$52,MATCH($C631,'hp (pSv cm2)'!$A$2:$A$52,1)))/(INDEX('hp (pSv cm2)'!$A$2:$A$52,MATCH($C631,'hp (pSv cm2)'!$A$2:$A$52,1)+1)-INDEX('hp (pSv cm2)'!$A$2:$A$52,MATCH($C631,'hp (pSv cm2)'!$A$2:$A$52,1))),$C631*'hp (pSv cm2)'!$B$2/'hp (pSv cm2)'!$A$2)","v":2.8409200000000001},3.9772879999999999E-5,{"$f":"_xlfn.IFNA(0.997*(INDEX('Mass attenuation coefficients'!$B$2:$B$37,MATCH($C631,'Mass attenuation coefficients'!$A$2:$A$37,1))+($C631-INDEX('Mass attenuation coefficients'!$A$2:$A$37,MATCH($C631,'Mass attenuation coefficients'!$A$2:$A$37,1)))*(INDEX('Mass attenuation coefficients'!$B$2:$B$37,MATCH($C631,'Mass attenuation coefficients'!$A$2:$A$37,1)+1)-INDEX('Mass attenuation coefficients'!$B$2:$B$37,MATCH($C631,'Mass attenuation coefficients'!$A$2:$A$37,1)))/(INDEX('Mass attenuation coefficients'!$A$2:$A$37,MATCH($C631,'Mass attenuation coefficients'!$A$2:$A$37,1)+1)-INDEX('Mass attenuation coefficients'!$A$2:$A$37,MATCH($C631,'Mass attenuation coefficients'!$A$2:$A$37,1)))),0.997*$C631*'Mass attenuation coefficients'!$B$2/'Mass attenuation coefficients'!$A$2)","v":9.0435546990000004E-2},{"$f":"_xlfn.IFNA(INDEX('Shultis Faw'!$C$2:$C$26,MATCH($C631,'Shultis Faw'!$A$2:$A$26,1))+($C631-INDEX('Shultis Faw'!$A$2:$A$26,MATCH($C631,'Shultis Faw'!$A$2:$A$26,1)))*(INDEX('Shultis Faw'!$C$2:$C$26,MATCH($C631,'Shultis Faw'!$A$2:$A$26,1)+1)-INDEX('Shultis Faw'!$C$2:$C$26,MATCH($C631,'Shultis Faw'!$A$2:$A$26,1)))/(INDEX('Shultis Faw'!$A$2:$A$26,MATCH($C631,'Shultis Faw'!$A$2:$A$26,1)+1)-INDEX('Shultis Faw'!$A$2:$A$26,MATCH($C631,'Shultis Faw'!$A$2:$A$26,1))),$C631*'Shultis Faw'!$C$2/'Shultis Faw'!$A$2)","v":2.3963109999999999},{"$f":"_xlfn.IFNA(INDEX('Shultis Faw'!$D$2:$D$26,MATCH($C631,'Shultis Faw'!$A$2:$A$26,1))+($C631-INDEX('Shultis Faw'!$A$2:$A$26,MATCH($C631,'Shultis Faw'!$A$2:$A$26,1)))*(INDEX('Shultis Faw'!$D$2:$D$26,MATCH($C631,'Shultis Faw'!$A$2:$A$26,1)+1)-INDEX('Shultis Faw'!$D$2:$D$26,MATCH($C631,'Shultis Faw'!$A$2:$A$26,1)))/(INDEX('Shultis Faw'!$A$2:$A$26,MATCH($C631,'Shultis Faw'!$A$2:$A$26,1)+1)-INDEX('Shultis Faw'!$A$2:$A$26,MATCH($C631,'Shultis Faw'!$A$2:$A$26,1))),$C631*'Shultis Faw'!$D$2/'Shultis Faw'!$A$2)","v":1.6926590000000001},{"$f":"_xlfn.IFNA(INDEX('Shultis Faw'!$B$2:$B$26,MATCH($C631,'Shultis Faw'!$A$2:$A$26,1))+($C631-INDEX('Shultis Faw'!$A$2:$A$26,MATCH($C631,'Shultis Faw'!$A$2:$A$26,1)))*(INDEX('Shultis Faw'!$B$2:$B$26,MATCH($C631,'Shultis Faw'!$A$2:$A$26,1)+1)-INDEX('Shultis Faw'!$B$2:$B$26,MATCH($C631,'Shultis Faw'!$A$2:$A$26,1)))/(INDEX('Shultis Faw'!$A$2:$A$26,MATCH($C631,'Shultis Faw'!$A$2:$A$26,1)+1)-INDEX('Shultis Faw'!$A$2:$A$26,MATCH($C631,'Shultis Faw'!$A$2:$A$26,1))),$C631*'Shultis Faw'!$B$2/'Shultis Faw'!$A$2)","v":-0.12572700000000001},{"$f":"_xlfn.IFNA(INDEX('Shultis Faw'!$E$2:$E$26,MATCH($C631,'Shultis Faw'!$A$2:$A$26,1))+($C631-INDEX('Shultis Faw'!$A$2:$A$26,MATCH($C631,'Shultis Faw'!$A$2:$A$26,1)))*(INDEX('Shultis Faw'!$E$2:$E$26,MATCH($C631,'Shultis Faw'!$A$2:$A$26,1)+1)-INDEX('Shultis Faw'!$E$2:$E$26,MATCH($C631,'Shultis Faw'!$A$2:$A$26,1)))/(INDEX('Shultis Faw'!$A$2:$A$26,MATCH($C631,'Shultis Faw'!$A$2:$A$26,1)+1)-INDEX('Shultis Faw'!$A$2:$A$26,MATCH($C631,'Shultis Faw'!$A$2:$A$26,1))),$C631*'Shultis Faw'!$E$2/'Shultis Faw'!$A$2)","v":5.0975100000000002E-2},{"$f":"_xlfn.IFNA(INDEX('Shultis Faw'!$F$2:$F$26,MATCH($C631,'Shultis Faw'!$A$2:$A$26,1))+($C631-INDEX('Shultis Faw'!$A$2:$A$26,MATCH($C631,'Shultis Faw'!$A$2:$A$26,1)))*(INDEX('Shultis Faw'!$F$2:$F$26,MATCH($C631,'Shultis Faw'!$A$2:$A$26,1)+1)-INDEX('Shultis Faw'!$F$2:$F$26,MATCH($C631,'Shultis Faw'!$A$2:$A$26,1)))/(INDEX('Shultis Faw'!$A$2:$A$26,MATCH($C631,'Shultis Faw'!$A$2:$A$26,1)+1)-INDEX('Shultis Faw'!$A$2:$A$26,MATCH($C631,'Shultis Faw'!$A$2:$A$26,1))),$C631*'Shultis Faw'!$F$2/'Shultis Faw'!$A$2)","v":14.245700000000001},{"$f":"J631*(H631*'Externe blootstelling'!$D$23/2)^K631+L631*(TANH(((H631*'Externe blootstelling'!$D$23)/(2*M631))-2)-TANH(-2))/(1-TANH(-2))","v":1.6291852847679469},{"$f":"IF(N631=1,1+(I631-1)*H631*'Externe blootstelling'!$D$23/2,1+(I631-1)*(N631^(H631*'Externe blootstelling'!$D$23/2)-1)/(N631-1))","v":3.0835380105410963},{"$f":"G631*EXP(-H631*'Externe blootstelling'!$D$23/2)*O631","v":3.1586496729897312E-5}]
[null," g ",0.59399999999999997,9.5039999999999992E-14,1.4E-5,{"$f":"_xlfn.IFNA(INDEX('hp (pSv cm2)'!$B$2:$B$52,MATCH($C632,'hp (pSv cm2)'!$A$2:$A$52,1))+($C632-INDEX('hp (pSv cm2)'!$A$2:$A$52,MATCH($C632,'hp (pSv cm2)'!$A$2:$A$52,1)))*(INDEX('hp (pSv cm2)'!$B$2:$B$52,MATCH($C632,'hp (pSv cm2)'!$A$2:$A$52,1)+1)-INDEX('hp (pSv cm2)'!$B$2:$B$52,MATCH($C632,'hp (pSv cm2)'!$A$2:$A$52,1)))/(INDEX('hp (pSv cm2)'!$A$2:$A$52,MATCH($C632,'hp (pSv cm2)'!$A$2:$A$52,1)+1)-INDEX('hp (pSv cm2)'!$A$2:$A$52,MATCH($C632,'hp (pSv cm2)'!$A$2:$A$52,1))),$C632*'hp (pSv cm2)'!$B$2/'hp (pSv cm2)'!$A$2)","v":2.8835999999999999},4.0370399999999996E-5,{"$f":"_xlfn.IFNA(0.997*(INDEX('Mass attenuation coefficients'!$B$2:$B$37,MATCH($C632,'Mass attenuation coefficients'!$A$2:$A$37,1))+($C632-INDEX('Mass attenuation coefficients'!$A$2:$A$37,MATCH($C632,'Mass attenuation coefficients'!$A$2:$A$37,1)))*(INDEX('Mass attenuation coefficients'!$B$2:$B$37,MATCH($C632,'Mass attenuation coefficients'!$A$2:$A$37,1)+1)-INDEX('Mass attenuation coefficients'!$B$2:$B$37,MATCH($C632,'Mass attenuation coefficients'!$A$2:$A$37,1)))/(INDEX('Mass attenuation coefficients'!$A$2:$A$37,MATCH($C632,'Mass attenuation coefficients'!$A$2:$A$37,1)+1)-INDEX('Mass attenuation coefficients'!$A$2:$A$37,MATCH($C632,'Mass attenuation coefficients'!$A$2:$A$37,1)))),0.997*$C632*'Mass attenuation coefficients'!$B$2/'Mass attenuation coefficients'!$A$2)","v":8.9728604199999992E-2},{"$f":"_xlfn.IFNA(INDEX('Shultis Faw'!$C$2:$C$26,MATCH($C632,'Shultis Faw'!$A$2:$A$26,1))+($C632-INDEX('Shultis Faw'!$A$2:$A$26,MATCH($C632,'Shultis Faw'!$A$2:$A$26,1)))*(INDEX('Shultis Faw'!$C$2:$C$26,MATCH($C632,'Shultis Faw'!$A$2:$A$26,1)+1)-INDEX('Shultis Faw'!$C$2:$C$26,MATCH($C632,'Shultis Faw'!$A$2:$A$26,1)))/(INDEX('Shultis Faw'!$A$2:$A$26,MATCH($C632,'Shultis Faw'!$A$2:$A$26,1)+1)-INDEX('Shultis Faw'!$A$2:$A$26,MATCH($C632,'Shultis Faw'!$A$2:$A$26,1))),$C632*'Shultis Faw'!$C$2/'Shultis Faw'!$A$2)","v":2.3843799999999997},{"$f":"_xlfn.IFNA(INDEX('Shultis Faw'!$D$2:$D$26,MATCH($C632,'Shultis Faw'!$A$2:$A$26,1))+($C632-INDEX('Shultis Faw'!$A$2:$A$26,MATCH($C632,'Shultis Faw'!$A$2:$A$26,1)))*(INDEX('Shultis Faw'!$D$2:$D$26,MATCH($C632,'Shultis Faw'!$A$2:$A$26,1)+1)-INDEX('Shultis Faw'!$D$2:$D$26,MATCH($C632,'Shultis Faw'!$A$2:$A$26,1)))/(INDEX('Shultis Faw'!$A$2:$A$26,MATCH($C632,'Shultis Faw'!$A$2:$A$26,1)+1)-INDEX('Shultis Faw'!$A$2:$A$26,MATCH($C632,'Shultis Faw'!$A$2:$A$26,1))),$C632*'Shultis Faw'!$D$2/'Shultis Faw'!$A$2)","v":1.6842200000000001},{"$f":"_xlfn.IFNA(INDEX('Shultis Faw'!$B$2:$B$26,MATCH($C632,'Shultis Faw'!$A$2:$A$26,1))+($C632-INDEX('Shultis Faw'!$A$2:$A$26,MATCH($C632,'Shultis Faw'!$A$2:$A$26,1)))*(INDEX('Shultis Faw'!$B$2:$B$26,MATCH($C632,'Shultis Faw'!$A$2:$A$26,1)+1)-INDEX('Shultis Faw'!$B$2:$B$26,MATCH($C632,'Shultis Faw'!$A$2:$A$26,1)))/(INDEX('Shultis Faw'!$A$2:$A$26,MATCH($C632,'Shultis Faw'!$A$2:$A$26,1)+1)-INDEX('Shultis Faw'!$A$2:$A$26,MATCH($C632,'Shultis Faw'!$A$2:$A$26,1))),$C632*'Shultis Faw'!$B$2/'Shultis Faw'!$A$2)","v":-0.12465999999999999},{"$f":"_xlfn.IFNA(INDEX('Shultis Faw'!$E$2:$E$26,MATCH($C632,'Shultis Faw'!$A$2:$A$26,1))+($C632-INDEX('Shultis Faw'!$A$2:$A$26,MATCH($C632,'Shultis Faw'!$A$2:$A$26,1)))*(INDEX('Shultis Faw'!$E$2:$E$26,MATCH($C632,'Shultis Faw'!$A$2:$A$26,1)+1)-INDEX('Shultis Faw'!$E$2:$E$26,MATCH($C632,'Shultis Faw'!$A$2:$A$26,1)))/(INDEX('Shultis Faw'!$A$2:$A$26,MATCH($C632,'Shultis Faw'!$A$2:$A$26,1)+1)-INDEX('Shultis Faw'!$A$2:$A$26,MATCH($C632,'Shultis Faw'!$A$2:$A$26,1))),$C632*'Shultis Faw'!$E$2/'Shultis Faw'!$A$2)","v":5.0557999999999999E-2},{"$f":"_xlfn.IFNA(INDEX('Shultis Faw'!$F$2:$F$26,MATCH($C632,'Shultis Faw'!$A$2:$A$26,1))+($C632-INDEX('Shultis Faw'!$A$2:$A$26,MATCH($C632,'Shultis Faw'!$A$2:$A$26,1)))*(INDEX('Shultis Faw'!$F$2:$F$26,MATCH($C632,'Shultis Faw'!$A$2:$A$26,1)+1)-INDEX('Shultis Faw'!$F$2:$F$26,MATCH($C632,'Shultis Faw'!$A$2:$A$26,1)))/(INDEX('Shultis Faw'!$A$2:$A$26,MATCH($C632,'Shultis Faw'!$A$2:$A$26,1)+1)-INDEX('Shultis Faw'!$A$2:$A$26,MATCH($C632,'Shultis Faw'!$A$2:$A$26,1))),$C632*'Shultis Faw'!$F$2/'Shultis Faw'!$A$2)","v":14.236000000000001},{"$f":"J632*(H632*'Externe blootstelling'!$D$23/2)^K632+L632*(TANH(((H632*'Externe blootstelling'!$D$23)/(2*M632))-2)-TANH(-2))/(1-TANH(-2))","v":1.6231751059713468},{"$f":"IF(N632=1,1+(I632-1)*H632*'Externe blootstelling'!$D$23/2,1+(I632-1)*(N632^(H632*'Externe blootstelling'!$D$23/2)-1)/(N632-1))","v":3.0421609506322547},{"$f":"G632*EXP(-H632*'Externe blootstelling'!$D$23/2)*O632","v":3.196801533226902E-5}]
[null," g ",0.59872100000000006,9.5795360000000008E-14,9.2000000000000003E-4,{"$f":"_xlfn.IFNA(INDEX('hp (pSv cm2)'!$B$2:$B$52,MATCH($C633,'hp (pSv cm2)'!$A$2:$A$52,1))+($C633-INDEX('hp (pSv cm2)'!$A$2:$A$52,MATCH($C633,'hp (pSv cm2)'!$A$2:$A$52,1)))*(INDEX('hp (pSv cm2)'!$B$2:$B$52,MATCH($C633,'hp (pSv cm2)'!$A$2:$A$52,1)+1)-INDEX('hp (pSv cm2)'!$B$2:$B$52,MATCH($C633,'hp (pSv cm2)'!$A$2:$A$52,1)))/(INDEX('hp (pSv cm2)'!$A$2:$A$52,MATCH($C633,'hp (pSv cm2)'!$A$2:$A$52,1)+1)-INDEX('hp (pSv cm2)'!$A$2:$A$52,MATCH($C633,'hp (pSv cm2)'!$A$2:$A$52,1))),$C633*'hp (pSv cm2)'!$B$2/'hp (pSv cm2)'!$A$2)","v":2.9043724000000006},2.6720226080000006E-3,{"$f":"_xlfn.IFNA(0.997*(INDEX('Mass attenuation coefficients'!$B$2:$B$37,MATCH($C633,'Mass attenuation coefficients'!$A$2:$A$37,1))+($C633-INDEX('Mass attenuation coefficients'!$A$2:$A$37,MATCH($C633,'Mass attenuation coefficients'!$A$2:$A$37,1)))*(INDEX('Mass attenuation coefficients'!$B$2:$B$37,MATCH($C633,'Mass attenuation coefficients'!$A$2:$A$37,1)+1)-INDEX('Mass attenuation coefficients'!$B$2:$B$37,MATCH($C633,'Mass attenuation coefficients'!$A$2:$A$37,1)))/(INDEX('Mass attenuation coefficients'!$A$2:$A$37,MATCH($C633,'Mass attenuation coefficients'!$A$2:$A$37,1)+1)-INDEX('Mass attenuation coefficients'!$A$2:$A$37,MATCH($C633,'Mass attenuation coefficients'!$A$2:$A$37,1)))),0.997*$C633*'Mass attenuation coefficients'!$B$2/'Mass attenuation coefficients'!$A$2)","v":8.938453441529999E-2},{"$f":"_xlfn.IFNA(INDEX('Shultis Faw'!$C$2:$C$26,MATCH($C633,'Shultis Faw'!$A$2:$A$26,1))+($C633-INDEX('Shultis Faw'!$A$2:$A$26,MATCH($C633,'Shultis Faw'!$A$2:$A$26,1)))*(INDEX('Shultis Faw'!$C$2:$C$26,MATCH($C633,'Shultis Faw'!$A$2:$A$26,1)+1)-INDEX('Shultis Faw'!$C$2:$C$26,MATCH($C633,'Shultis Faw'!$A$2:$A$26,1)))/(INDEX('Shultis Faw'!$A$2:$A$26,MATCH($C633,'Shultis Faw'!$A$2:$A$26,1)+1)-INDEX('Shultis Faw'!$A$2:$A$26,MATCH($C633,'Shultis Faw'!$A$2:$A$26,1))),$C633*'Shultis Faw'!$C$2/'Shultis Faw'!$A$2)","v":2.3785731699999997},{"$f":"_xlfn.IFNA(INDEX('Shultis Faw'!$D$2:$D$26,MATCH($C633,'Shultis Faw'!$A$2:$A$26,1))+($C633-INDEX('Shultis Faw'!$A$2:$A$26,MATCH($C633,'Shultis Faw'!$A$2:$A$26,1)))*(INDEX('Shultis Faw'!$D$2:$D$26,MATCH($C633,'Shultis Faw'!$A$2:$A$26,1)+1)-INDEX('Shultis Faw'!$D$2:$D$26,MATCH($C633,'Shultis Faw'!$A$2:$A$26,1)))/(INDEX('Shultis Faw'!$A$2:$A$26,MATCH($C633,'Shultis Faw'!$A$2:$A$26,1)+1)-INDEX('Shultis Faw'!$A$2:$A$26,MATCH($C633,'Shultis Faw'!$A$2:$A$26,1))),$C633*'Shultis Faw'!$D$2/'Shultis Faw'!$A$2)","v":1.6801127300000001},{"$f":"_xlfn.IFNA(INDEX('Shultis Faw'!$B$2:$B$26,MATCH($C633,'Shultis Faw'!$A$2:$A$26,1))+($C633-INDEX('Shultis Faw'!$A$2:$A$26,MATCH($C633,'Shultis Faw'!$A$2:$A$26,1)))*(INDEX('Shultis Faw'!$B$2:$B$26,MATCH($C633,'Shultis Faw'!$A$2:$A$26,1)+1)-INDEX('Shultis Faw'!$B$2:$B$26,MATCH($C633,'Shultis Faw'!$A$2:$A$26,1)))/(INDEX('Shultis Faw'!$A$2:$A$26,MATCH($C633,'Shultis Faw'!$A$2:$A$26,1)+1)-INDEX('Shultis Faw'!$A$2:$A$26,MATCH($C633,'Shultis Faw'!$A$2:$A$26,1))),$C633*'Shultis Faw'!$B$2/'Shultis Faw'!$A$2)","v":-0.12414069},{"$f":"_xlfn.IFNA(INDEX('Shultis Faw'!$E$2:$E$26,MATCH($C633,'Shultis Faw'!$A$2:$A$26,1))+($C633-INDEX('Shultis Faw'!$A$2:$A$26,MATCH($C633,'Shultis Faw'!$A$2:$A$26,1)))*(INDEX('Shultis Faw'!$E$2:$E$26,MATCH($C633,'Shultis Faw'!$A$2:$A$26,1)+1)-INDEX('Shultis Faw'!$E$2:$E$26,MATCH($C633,'Shultis Faw'!$A$2:$A$26,1)))/(INDEX('Shultis Faw'!$A$2:$A$26,MATCH($C633,'Shultis Faw'!$A$2:$A$26,1)+1)-INDEX('Shultis Faw'!$A$2:$A$26,MATCH($C633,'Shultis Faw'!$A$2:$A$26,1))),$C633*'Shultis Faw'!$E$2/'Shultis Faw'!$A$2)","v":5.0354996999999992E-2},{"$f":"_xlfn.IFNA(INDEX('Shultis Faw'!$F$2:$F$26,MATCH($C633,'Shultis Faw'!$A$2:$A$26,1))+($C633-INDEX('Shultis Faw'!$A$2:$A$26,MATCH($C633,'Shultis Faw'!$A$2:$A$26,1)))*(INDEX('Shultis Faw'!$F$2:$F$26,MATCH($C633,'Shultis Faw'!$A$2:$A$26,1)+1)-INDEX('Shultis Faw'!$F$2:$F$26,MATCH($C633,'Shultis Faw'!$A$2:$A$26,1)))/(INDEX('Shultis Faw'!$A$2:$A$26,MATCH($C633,'Shultis Faw'!$A$2:$A$26,1)+1)-INDEX('Shultis Faw'!$A$2:$A$26,MATCH($C633,'Shultis Faw'!$A$2:$A$26,1))),$C633*'Shultis Faw'!$F$2/'Shultis Faw'!$A$2)","v":14.231279000000001},{"$f":"J633*(H633*'Externe blootstelling'!$D$23/2)^K633+L633*(TANH(((H633*'Externe blootstelling'!$D$23)/(2*M633))-2)-TANH(-2))/(1-TANH(-2))","v":1.6202379723373033},{"$f":"IF(N633=1,1+(I633-1)*H633*'Externe blootstelling'!$D$23/2,1+(I633-1)*(N633^(H633*'Externe blootstelling'!$D$23/2)-1)/(N633-1))","v":3.0222535439922216},{"$f":"G633*EXP(-H633*'Externe blootstelling'!$D$23/2)*O633","v":2.1129191192592496E-3}]
[null," g ",0.60930999999999991,9.748959999999998E-14,5.6999999999999998E-4,{"$f":"_xlfn.IFNA(INDEX('hp (pSv cm2)'!$B$2:$B$52,MATCH($C634,'hp (pSv cm2)'!$A$2:$A$52,1))+($C634-INDEX('hp (pSv cm2)'!$A$2:$A$52,MATCH($C634,'hp (pSv cm2)'!$A$2:$A$52,1)))*(INDEX('hp (pSv cm2)'!$B$2:$B$52,MATCH($C634,'hp (pSv cm2)'!$A$2:$A$52,1)+1)-INDEX('hp (pSv cm2)'!$B$2:$B$52,MATCH($C634,'hp (pSv cm2)'!$A$2:$A$52,1)))/(INDEX('hp (pSv cm2)'!$A$2:$A$52,MATCH($C634,'hp (pSv cm2)'!$A$2:$A$52,1)+1)-INDEX('hp (pSv cm2)'!$A$2:$A$52,MATCH($C634,'hp (pSv cm2)'!$A$2:$A$52,1))),$C634*'hp (pSv cm2)'!$B$2/'hp (pSv cm2)'!$A$2)","v":2.9481709999999999},1.6804574699999999E-3,{"$f":"_xlfn.IFNA(0.997*(INDEX('Mass attenuation coefficients'!$B$2:$B$37,MATCH($C634,'Mass attenuation coefficients'!$A$2:$A$37,1))+($C634-INDEX('Mass attenuation coefficients'!$A$2:$A$37,MATCH($C634,'Mass attenuation coefficients'!$A$2:$A$37,1)))*(INDEX('Mass attenuation coefficients'!$B$2:$B$37,MATCH($C634,'Mass attenuation coefficients'!$A$2:$A$37,1)+1)-INDEX('Mass attenuation coefficients'!$B$2:$B$37,MATCH($C634,'Mass attenuation coefficients'!$A$2:$A$37,1)))/(INDEX('Mass attenuation coefficients'!$A$2:$A$37,MATCH($C634,'Mass attenuation coefficients'!$A$2:$A$37,1)+1)-INDEX('Mass attenuation coefficients'!$A$2:$A$37,MATCH($C634,'Mass attenuation coefficients'!$A$2:$A$37,1)))),0.997*$C634*'Mass attenuation coefficients'!$B$2/'Mass attenuation coefficients'!$A$2)","v":8.8784983081499999E-2},{"$f":"_xlfn.IFNA(INDEX('Shultis Faw'!$C$2:$C$26,MATCH($C634,'Shultis Faw'!$A$2:$A$26,1))+($C634-INDEX('Shultis Faw'!$A$2:$A$26,MATCH($C634,'Shultis Faw'!$A$2:$A$26,1)))*(INDEX('Shultis Faw'!$C$2:$C$26,MATCH($C634,'Shultis Faw'!$A$2:$A$26,1)+1)-INDEX('Shultis Faw'!$C$2:$C$26,MATCH($C634,'Shultis Faw'!$A$2:$A$26,1)))/(INDEX('Shultis Faw'!$A$2:$A$26,MATCH($C634,'Shultis Faw'!$A$2:$A$26,1)+1)-INDEX('Shultis Faw'!$A$2:$A$26,MATCH($C634,'Shultis Faw'!$A$2:$A$26,1))),$C634*'Shultis Faw'!$C$2/'Shultis Faw'!$A$2)","v":2.3693192499999998},{"$f":"_xlfn.IFNA(INDEX('Shultis Faw'!$D$2:$D$26,MATCH($C634,'Shultis Faw'!$A$2:$A$26,1))+($C634-INDEX('Shultis Faw'!$A$2:$A$26,MATCH($C634,'Shultis Faw'!$A$2:$A$26,1)))*(INDEX('Shultis Faw'!$D$2:$D$26,MATCH($C634,'Shultis Faw'!$A$2:$A$26,1)+1)-INDEX('Shultis Faw'!$D$2:$D$26,MATCH($C634,'Shultis Faw'!$A$2:$A$26,1)))/(INDEX('Shultis Faw'!$A$2:$A$26,MATCH($C634,'Shultis Faw'!$A$2:$A$26,1)+1)-INDEX('Shultis Faw'!$A$2:$A$26,MATCH($C634,'Shultis Faw'!$A$2:$A$26,1))),$C634*'Shultis Faw'!$D$2/'Shultis Faw'!$A$2)","v":1.6727157500000001},{"$f":"_xlfn.IFNA(INDEX('Shultis Faw'!$B$2:$B$26,MATCH($C634,'Shultis Faw'!$A$2:$A$26,1))+($C634-INDEX('Shultis Faw'!$A$2:$A$26,MATCH($C634,'Shultis Faw'!$A$2:$A$26,1)))*(INDEX('Shultis Faw'!$B$2:$B$26,MATCH($C634,'Shultis Faw'!$A$2:$A$26,1)+1)-INDEX('Shultis Faw'!$B$2:$B$26,MATCH($C634,'Shultis Faw'!$A$2:$A$26,1)))/(INDEX('Shultis Faw'!$A$2:$A$26,MATCH($C634,'Shultis Faw'!$A$2:$A$26,1)+1)-INDEX('Shultis Faw'!$A$2:$A$26,MATCH($C634,'Shultis Faw'!$A$2:$A$26,1))),$C634*'Shultis Faw'!$B$2/'Shultis Faw'!$A$2)","v":-0.12311555},{"$f":"_xlfn.IFNA(INDEX('Shultis Faw'!$E$2:$E$26,MATCH($C634,'Shultis Faw'!$A$2:$A$26,1))+($C634-INDEX('Shultis Faw'!$A$2:$A$26,MATCH($C634,'Shultis Faw'!$A$2:$A$26,1)))*(INDEX('Shultis Faw'!$E$2:$E$26,MATCH($C634,'Shultis Faw'!$A$2:$A$26,1)+1)-INDEX('Shultis Faw'!$E$2:$E$26,MATCH($C634,'Shultis Faw'!$A$2:$A$26,1)))/(INDEX('Shultis Faw'!$A$2:$A$26,MATCH($C634,'Shultis Faw'!$A$2:$A$26,1)+1)-INDEX('Shultis Faw'!$A$2:$A$26,MATCH($C634,'Shultis Faw'!$A$2:$A$26,1))),$C634*'Shultis Faw'!$E$2/'Shultis Faw'!$A$2)","v":4.9992769999999999E-2},{"$f":"_xlfn.IFNA(INDEX('Shultis Faw'!$F$2:$F$26,MATCH($C634,'Shultis Faw'!$A$2:$A$26,1))+($C634-INDEX('Shultis Faw'!$A$2:$A$26,MATCH($C634,'Shultis Faw'!$A$2:$A$26,1)))*(INDEX('Shultis Faw'!$F$2:$F$26,MATCH($C634,'Shultis Faw'!$A$2:$A$26,1)+1)-INDEX('Shultis Faw'!$F$2:$F$26,MATCH($C634,'Shultis Faw'!$A$2:$A$26,1)))/(INDEX('Shultis Faw'!$A$2:$A$26,MATCH($C634,'Shultis Faw'!$A$2:$A$26,1)+1)-INDEX('Shultis Faw'!$A$2:$A$26,MATCH($C634,'Shultis Faw'!$A$2:$A$26,1))),$C634*'Shultis Faw'!$F$2/'Shultis Faw'!$A$2)","v":14.2360515},{"$f":"J634*(H634*'Externe blootstelling'!$D$23/2)^K634+L634*(TANH(((H634*'Externe blootstelling'!$D$23)/(2*M634))-2)-TANH(-2))/(1-TANH(-2))","v":1.6149249872968383},{"$f":"IF(N634=1,1+(I634-1)*H634*'Externe blootstelling'!$D$23/2,1+(I634-1)*(N634^(H634*'Externe blootstelling'!$D$23/2)-1)/(N634-1))","v":2.9891349683165389},{"$f":"G634*EXP(-H634*'Externe blootstelling'!$D$23/2)*O634","v":1.3261438247279054E-3}]
[null," g ",0.61909999999999998,9.9055999999999997E-14,3.6000000000000001E-5,{"$f":"_xlfn.IFNA(INDEX('hp (pSv cm2)'!$B$2:$B$52,MATCH($C635,'hp (pSv cm2)'!$A$2:$A$52,1))+($C635-INDEX('hp (pSv cm2)'!$A$2:$A$52,MATCH($C635,'hp (pSv cm2)'!$A$2:$A$52,1)))*(INDEX('hp (pSv cm2)'!$B$2:$B$52,MATCH($C635,'hp (pSv cm2)'!$A$2:$A$52,1)+1)-INDEX('hp (pSv cm2)'!$B$2:$B$52,MATCH($C635,'hp (pSv cm2)'!$A$2:$A$52,1)))/(INDEX('hp (pSv cm2)'!$A$2:$A$52,MATCH($C635,'hp (pSv cm2)'!$A$2:$A$52,1)+1)-INDEX('hp (pSv cm2)'!$A$2:$A$52,MATCH($C635,'hp (pSv cm2)'!$A$2:$A$52,1))),$C635*'hp (pSv cm2)'!$B$2/'hp (pSv cm2)'!$A$2)","v":2.9883100000000002},1.0757916000000001E-4,{"$f":"_xlfn.IFNA(0.997*(INDEX('Mass attenuation coefficients'!$B$2:$B$37,MATCH($C635,'Mass attenuation coefficients'!$A$2:$A$37,1))+($C635-INDEX('Mass attenuation coefficients'!$A$2:$A$37,MATCH($C635,'Mass attenuation coefficients'!$A$2:$A$37,1)))*(INDEX('Mass attenuation coefficients'!$B$2:$B$37,MATCH($C635,'Mass attenuation coefficients'!$A$2:$A$37,1)+1)-INDEX('Mass attenuation coefficients'!$B$2:$B$37,MATCH($C635,'Mass attenuation coefficients'!$A$2:$A$37,1)))/(INDEX('Mass attenuation coefficients'!$A$2:$A$37,MATCH($C635,'Mass attenuation coefficients'!$A$2:$A$37,1)+1)-INDEX('Mass attenuation coefficients'!$A$2:$A$37,MATCH($C635,'Mass attenuation coefficients'!$A$2:$A$37,1)))),0.997*$C635*'Mass attenuation coefficients'!$B$2/'Mass attenuation coefficients'!$A$2)","v":8.8252540715000008E-2},{"$f":"_xlfn.IFNA(INDEX('Shultis Faw'!$C$2:$C$26,MATCH($C635,'Shultis Faw'!$A$2:$A$26,1))+($C635-INDEX('Shultis Faw'!$A$2:$A$26,MATCH($C635,'Shultis Faw'!$A$2:$A$26,1)))*(INDEX('Shultis Faw'!$C$2:$C$26,MATCH($C635,'Shultis Faw'!$A$2:$A$26,1)+1)-INDEX('Shultis Faw'!$C$2:$C$26,MATCH($C635,'Shultis Faw'!$A$2:$A$26,1)))/(INDEX('Shultis Faw'!$A$2:$A$26,MATCH($C635,'Shultis Faw'!$A$2:$A$26,1)+1)-INDEX('Shultis Faw'!$A$2:$A$26,MATCH($C635,'Shultis Faw'!$A$2:$A$26,1))),$C635*'Shultis Faw'!$C$2/'Shultis Faw'!$A$2)","v":2.3612424999999999},{"$f":"_xlfn.IFNA(INDEX('Shultis Faw'!$D$2:$D$26,MATCH($C635,'Shultis Faw'!$A$2:$A$26,1))+($C635-INDEX('Shultis Faw'!$A$2:$A$26,MATCH($C635,'Shultis Faw'!$A$2:$A$26,1)))*(INDEX('Shultis Faw'!$D$2:$D$26,MATCH($C635,'Shultis Faw'!$A$2:$A$26,1)+1)-INDEX('Shultis Faw'!$D$2:$D$26,MATCH($C635,'Shultis Faw'!$A$2:$A$26,1)))/(INDEX('Shultis Faw'!$A$2:$A$26,MATCH($C635,'Shultis Faw'!$A$2:$A$26,1)+1)-INDEX('Shultis Faw'!$A$2:$A$26,MATCH($C635,'Shultis Faw'!$A$2:$A$26,1))),$C635*'Shultis Faw'!$D$2/'Shultis Faw'!$A$2)","v":1.6661075000000001},{"$f":"_xlfn.IFNA(INDEX('Shultis Faw'!$B$2:$B$26,MATCH($C635,'Shultis Faw'!$A$2:$A$26,1))+($C635-INDEX('Shultis Faw'!$A$2:$A$26,MATCH($C635,'Shultis Faw'!$A$2:$A$26,1)))*(INDEX('Shultis Faw'!$B$2:$B$26,MATCH($C635,'Shultis Faw'!$A$2:$A$26,1)+1)-INDEX('Shultis Faw'!$B$2:$B$26,MATCH($C635,'Shultis Faw'!$A$2:$A$26,1)))/(INDEX('Shultis Faw'!$A$2:$A$26,MATCH($C635,'Shultis Faw'!$A$2:$A$26,1)+1)-INDEX('Shultis Faw'!$A$2:$A$26,MATCH($C635,'Shultis Faw'!$A$2:$A$26,1))),$C635*'Shultis Faw'!$B$2/'Shultis Faw'!$A$2)","v":-0.1221855},{"$f":"_xlfn.IFNA(INDEX('Shultis Faw'!$E$2:$E$26,MATCH($C635,'Shultis Faw'!$A$2:$A$26,1))+($C635-INDEX('Shultis Faw'!$A$2:$A$26,MATCH($C635,'Shultis Faw'!$A$2:$A$26,1)))*(INDEX('Shultis Faw'!$E$2:$E$26,MATCH($C635,'Shultis Faw'!$A$2:$A$26,1)+1)-INDEX('Shultis Faw'!$E$2:$E$26,MATCH($C635,'Shultis Faw'!$A$2:$A$26,1)))/(INDEX('Shultis Faw'!$A$2:$A$26,MATCH($C635,'Shultis Faw'!$A$2:$A$26,1)+1)-INDEX('Shultis Faw'!$A$2:$A$26,MATCH($C635,'Shultis Faw'!$A$2:$A$26,1))),$C635*'Shultis Faw'!$E$2/'Shultis Faw'!$A$2)","v":4.9669699999999997E-2},{"$f":"_xlfn.IFNA(INDEX('Shultis Faw'!$F$2:$F$26,MATCH($C635,'Shultis Faw'!$A$2:$A$26,1))+($C635-INDEX('Shultis Faw'!$A$2:$A$26,MATCH($C635,'Shultis Faw'!$A$2:$A$26,1)))*(INDEX('Shultis Faw'!$F$2:$F$26,MATCH($C635,'Shultis Faw'!$A$2:$A$26,1)+1)-INDEX('Shultis Faw'!$F$2:$F$26,MATCH($C635,'Shultis Faw'!$A$2:$A$26,1)))/(INDEX('Shultis Faw'!$A$2:$A$26,MATCH($C635,'Shultis Faw'!$A$2:$A$26,1)+1)-INDEX('Shultis Faw'!$A$2:$A$26,MATCH($C635,'Shultis Faw'!$A$2:$A$26,1))),$C635*'Shultis Faw'!$F$2/'Shultis Faw'!$A$2)","v":14.242415000000001},{"$f":"J635*(H635*'Externe blootstelling'!$D$23/2)^K635+L635*(TANH(((H635*'Externe blootstelling'!$D$23)/(2*M635))-2)-TANH(-2))/(1-TANH(-2))","v":1.6101547501149198},{"$f":"IF(N635=1,1+(I635-1)*H635*'Externe blootstelling'!$D$23/2,1+(I635-1)*(N635^(H635*'Externe blootstelling'!$D$23/2)-1)/(N635-1))","v":2.9602788976437822},{"$f":"G635*EXP(-H635*'Externe blootstelling'!$D$23/2)*O635","v":8.4751404976853771E-5}]
[null," g ",0.6236799999999999,9.9788799999999973E-14,8.9999999999999992E-5,{"$f":"_xlfn.IFNA(INDEX('hp (pSv cm2)'!$B$2:$B$52,MATCH($C636,'hp (pSv cm2)'!$A$2:$A$52,1))+($C636-INDEX('hp (pSv cm2)'!$A$2:$A$52,MATCH($C636,'hp (pSv cm2)'!$A$2:$A$52,1)))*(INDEX('hp (pSv cm2)'!$B$2:$B$52,MATCH($C636,'hp (pSv cm2)'!$A$2:$A$52,1)+1)-INDEX('hp (pSv cm2)'!$B$2:$B$52,MATCH($C636,'hp (pSv cm2)'!$A$2:$A$52,1)))/(INDEX('hp (pSv cm2)'!$A$2:$A$52,MATCH($C636,'hp (pSv cm2)'!$A$2:$A$52,1)+1)-INDEX('hp (pSv cm2)'!$A$2:$A$52,MATCH($C636,'hp (pSv cm2)'!$A$2:$A$52,1))),$C636*'hp (pSv cm2)'!$B$2/'hp (pSv cm2)'!$A$2)","v":3.007088},2.7063791999999996E-4,{"$f":"_xlfn.IFNA(0.997*(INDEX('Mass attenuation coefficients'!$B$2:$B$37,MATCH($C636,'Mass attenuation coefficients'!$A$2:$A$37,1))+($C636-INDEX('Mass attenuation coefficients'!$A$2:$A$37,MATCH($C636,'Mass attenuation coefficients'!$A$2:$A$37,1)))*(INDEX('Mass attenuation coefficients'!$B$2:$B$37,MATCH($C636,'Mass attenuation coefficients'!$A$2:$A$37,1)+1)-INDEX('Mass attenuation coefficients'!$B$2:$B$37,MATCH($C636,'Mass attenuation coefficients'!$A$2:$A$37,1)))/(INDEX('Mass attenuation coefficients'!$A$2:$A$37,MATCH($C636,'Mass attenuation coefficients'!$A$2:$A$37,1)+1)-INDEX('Mass attenuation coefficients'!$A$2:$A$37,MATCH($C636,'Mass attenuation coefficients'!$A$2:$A$37,1)))),0.997*$C636*'Mass attenuation coefficients'!$B$2/'Mass attenuation coefficients'!$A$2)","v":8.8003451231999999E-2},{"$f":"_xlfn.IFNA(INDEX('Shultis Faw'!$C$2:$C$26,MATCH($C636,'Shultis Faw'!$A$2:$A$26,1))+($C636-INDEX('Shultis Faw'!$A$2:$A$26,MATCH($C636,'Shultis Faw'!$A$2:$A$26,1)))*(INDEX('Shultis Faw'!$C$2:$C$26,MATCH($C636,'Shultis Faw'!$A$2:$A$26,1)+1)-INDEX('Shultis Faw'!$C$2:$C$26,MATCH($C636,'Shultis Faw'!$A$2:$A$26,1)))/(INDEX('Shultis Faw'!$A$2:$A$26,MATCH($C636,'Shultis Faw'!$A$2:$A$26,1)+1)-INDEX('Shultis Faw'!$A$2:$A$26,MATCH($C636,'Shultis Faw'!$A$2:$A$26,1))),$C636*'Shultis Faw'!$C$2/'Shultis Faw'!$A$2)","v":2.3574639999999998},{"$f":"_xlfn.IFNA(INDEX('Shultis Faw'!$D$2:$D$26,MATCH($C636,'Shultis Faw'!$A$2:$A$26,1))+($C636-INDEX('Shultis Faw'!$A$2:$A$26,MATCH($C636,'Shultis Faw'!$A$2:$A$26,1)))*(INDEX('Shultis Faw'!$D$2:$D$26,MATCH($C636,'Shultis Faw'!$A$2:$A$26,1)+1)-INDEX('Shultis Faw'!$D$2:$D$26,MATCH($C636,'Shultis Faw'!$A$2:$A$26,1)))/(INDEX('Shultis Faw'!$A$2:$A$26,MATCH($C636,'Shultis Faw'!$A$2:$A$26,1)+1)-INDEX('Shultis Faw'!$A$2:$A$26,MATCH($C636,'Shultis Faw'!$A$2:$A$26,1))),$C636*'Shultis Faw'!$D$2/'Shultis Faw'!$A$2)","v":1.663016},{"$f":"_xlfn.IFNA(INDEX('Shultis Faw'!$B$2:$B$26,MATCH($C636,'Shultis Faw'!$A$2:$A$26,1))+($C636-INDEX('Shultis Faw'!$A$2:$A$26,MATCH($C636,'Shultis Faw'!$A$2:$A$26,1)))*(INDEX('Shultis Faw'!$B$2:$B$26,MATCH($C636,'Shultis Faw'!$A$2:$A$26,1)+1)-INDEX('Shultis Faw'!$B$2:$B$26,MATCH($C636,'Shultis Faw'!$A$2:$A$26,1)))/(INDEX('Shultis Faw'!$A$2:$A$26,MATCH($C636,'Shultis Faw'!$A$2:$A$26,1)+1)-INDEX('Shultis Faw'!$A$2:$A$26,MATCH($C636,'Shultis Faw'!$A$2:$A$26,1))),$C636*'Shultis Faw'!$B$2/'Shultis Faw'!$A$2)","v":-0.12175040000000001},{"$f":"_xlfn.IFNA(INDEX('Shultis Faw'!$E$2:$E$26,MATCH($C636,'Shultis Faw'!$A$2:$A$26,1))+($C636-INDEX('Shultis Faw'!$A$2:$A$26,MATCH($C636,'Shultis Faw'!$A$2:$A$26,1)))*(INDEX('Shultis Faw'!$E$2:$E$26,MATCH($C636,'Shultis Faw'!$A$2:$A$26,1)+1)-INDEX('Shultis Faw'!$E$2:$E$26,MATCH($C636,'Shultis Faw'!$A$2:$A$26,1)))/(INDEX('Shultis Faw'!$A$2:$A$26,MATCH($C636,'Shultis Faw'!$A$2:$A$26,1)+1)-INDEX('Shultis Faw'!$A$2:$A$26,MATCH($C636,'Shultis Faw'!$A$2:$A$26,1))),$C636*'Shultis Faw'!$E$2/'Shultis Faw'!$A$2)","v":4.9518560000000003E-2},{"$f":"_xlfn.IFNA(INDEX('Shultis Faw'!$F$2:$F$26,MATCH($C636,'Shultis Faw'!$A$2:$A$26,1))+($C636-INDEX('Shultis Faw'!$A$2:$A$26,MATCH($C636,'Shultis Faw'!$A$2:$A$26,1)))*(INDEX('Shultis Faw'!$F$2:$F$26,MATCH($C636,'Shultis Faw'!$A$2:$A$26,1)+1)-INDEX('Shultis Faw'!$F$2:$F$26,MATCH($C636,'Shultis Faw'!$A$2:$A$26,1)))/(INDEX('Shultis Faw'!$A$2:$A$26,MATCH($C636,'Shultis Faw'!$A$2:$A$26,1)+1)-INDEX('Shultis Faw'!$A$2:$A$26,MATCH($C636,'Shultis Faw'!$A$2:$A$26,1))),$C636*'Shultis Faw'!$F$2/'Shultis Faw'!$A$2)","v":14.245392000000001},{"$f":"J636*(H636*'Externe blootstelling'!$D$23/2)^K636+L636*(TANH(((H636*'Externe blootstelling'!$D$23)/(2*M636))-2)-TANH(-2))/(1-TANH(-2))","v":1.6079155530629816},{"$f":"IF(N636=1,1+(I636-1)*H636*'Externe blootstelling'!$D$23/2,1+(I636-1)*(N636^(H636*'Externe blootstelling'!$D$23/2)-1)/(N636-1))","v":2.946893046730386},{"$f":"G636*EXP(-H636*'Externe blootstelling'!$D$23/2)*O636","v":2.1304032804243122E-4}]
[null," g ",0.63170000000000004,1.01072E-13,3.9999999999999998E-6,{"$f":"_xlfn.IFNA(INDEX('hp (pSv cm2)'!$B$2:$B$52,MATCH($C637,'hp (pSv cm2)'!$A$2:$A$52,1))+($C637-INDEX('hp (pSv cm2)'!$A$2:$A$52,MATCH($C637,'hp (pSv cm2)'!$A$2:$A$52,1)))*(INDEX('hp (pSv cm2)'!$B$2:$B$52,MATCH($C637,'hp (pSv cm2)'!$A$2:$A$52,1)+1)-INDEX('hp (pSv cm2)'!$B$2:$B$52,MATCH($C637,'hp (pSv cm2)'!$A$2:$A$52,1)))/(INDEX('hp (pSv cm2)'!$A$2:$A$52,MATCH($C637,'hp (pSv cm2)'!$A$2:$A$52,1)+1)-INDEX('hp (pSv cm2)'!$A$2:$A$52,MATCH($C637,'hp (pSv cm2)'!$A$2:$A$52,1))),$C637*'hp (pSv cm2)'!$B$2/'hp (pSv cm2)'!$A$2)","v":3.0399700000000003},1.2159880000000001E-5,{"$f":"_xlfn.IFNA(0.997*(INDEX('Mass attenuation coefficients'!$B$2:$B$37,MATCH($C637,'Mass attenuation coefficients'!$A$2:$A$37,1))+($C637-INDEX('Mass attenuation coefficients'!$A$2:$A$37,MATCH($C637,'Mass attenuation coefficients'!$A$2:$A$37,1)))*(INDEX('Mass attenuation coefficients'!$B$2:$B$37,MATCH($C637,'Mass attenuation coefficients'!$A$2:$A$37,1)+1)-INDEX('Mass attenuation coefficients'!$B$2:$B$37,MATCH($C637,'Mass attenuation coefficients'!$A$2:$A$37,1)))/(INDEX('Mass attenuation coefficients'!$A$2:$A$37,MATCH($C637,'Mass attenuation coefficients'!$A$2:$A$37,1)+1)-INDEX('Mass attenuation coefficients'!$A$2:$A$37,MATCH($C637,'Mass attenuation coefficients'!$A$2:$A$37,1)))),0.997*$C637*'Mass attenuation coefficients'!$B$2/'Mass attenuation coefficients'!$A$2)","v":8.756727270499999E-2},{"$f":"_xlfn.IFNA(INDEX('Shultis Faw'!$C$2:$C$26,MATCH($C637,'Shultis Faw'!$A$2:$A$26,1))+($C637-INDEX('Shultis Faw'!$A$2:$A$26,MATCH($C637,'Shultis Faw'!$A$2:$A$26,1)))*(INDEX('Shultis Faw'!$C$2:$C$26,MATCH($C637,'Shultis Faw'!$A$2:$A$26,1)+1)-INDEX('Shultis Faw'!$C$2:$C$26,MATCH($C637,'Shultis Faw'!$A$2:$A$26,1)))/(INDEX('Shultis Faw'!$A$2:$A$26,MATCH($C637,'Shultis Faw'!$A$2:$A$26,1)+1)-INDEX('Shultis Faw'!$A$2:$A$26,MATCH($C637,'Shultis Faw'!$A$2:$A$26,1))),$C637*'Shultis Faw'!$C$2/'Shultis Faw'!$A$2)","v":2.3508475},{"$f":"_xlfn.IFNA(INDEX('Shultis Faw'!$D$2:$D$26,MATCH($C637,'Shultis Faw'!$A$2:$A$26,1))+($C637-INDEX('Shultis Faw'!$A$2:$A$26,MATCH($C637,'Shultis Faw'!$A$2:$A$26,1)))*(INDEX('Shultis Faw'!$D$2:$D$26,MATCH($C637,'Shultis Faw'!$A$2:$A$26,1)+1)-INDEX('Shultis Faw'!$D$2:$D$26,MATCH($C637,'Shultis Faw'!$A$2:$A$26,1)))/(INDEX('Shultis Faw'!$A$2:$A$26,MATCH($C637,'Shultis Faw'!$A$2:$A$26,1)+1)-INDEX('Shultis Faw'!$A$2:$A$26,MATCH($C637,'Shultis Faw'!$A$2:$A$26,1))),$C637*'Shultis Faw'!$D$2/'Shultis Faw'!$A$2)","v":1.6576025000000001},{"$f":"_xlfn.IFNA(INDEX('Shultis Faw'!$B$2:$B$26,MATCH($C637,'Shultis Faw'!$A$2:$A$26,1))+($C637-INDEX('Shultis Faw'!$A$2:$A$26,MATCH($C637,'Shultis Faw'!$A$2:$A$26,1)))*(INDEX('Shultis Faw'!$B$2:$B$26,MATCH($C637,'Shultis Faw'!$A$2:$A$26,1)+1)-INDEX('Shultis Faw'!$B$2:$B$26,MATCH($C637,'Shultis Faw'!$A$2:$A$26,1)))/(INDEX('Shultis Faw'!$A$2:$A$26,MATCH($C637,'Shultis Faw'!$A$2:$A$26,1)+1)-INDEX('Shultis Faw'!$A$2:$A$26,MATCH($C637,'Shultis Faw'!$A$2:$A$26,1))),$C637*'Shultis Faw'!$B$2/'Shultis Faw'!$A$2)","v":-0.1209885},{"$f":"_xlfn.IFNA(INDEX('Shultis Faw'!$E$2:$E$26,MATCH($C637,'Shultis Faw'!$A$2:$A$26,1))+($C637-INDEX('Shultis Faw'!$A$2:$A$26,MATCH($C637,'Shultis Faw'!$A$2:$A$26,1)))*(INDEX('Shultis Faw'!$E$2:$E$26,MATCH($C637,'Shultis Faw'!$A$2:$A$26,1)+1)-INDEX('Shultis Faw'!$E$2:$E$26,MATCH($C637,'Shultis Faw'!$A$2:$A$26,1)))/(INDEX('Shultis Faw'!$A$2:$A$26,MATCH($C637,'Shultis Faw'!$A$2:$A$26,1)+1)-INDEX('Shultis Faw'!$A$2:$A$26,MATCH($C637,'Shultis Faw'!$A$2:$A$26,1))),$C637*'Shultis Faw'!$E$2/'Shultis Faw'!$A$2)","v":4.9253899999999996E-2},{"$f":"_xlfn.IFNA(INDEX('Shultis Faw'!$F$2:$F$26,MATCH($C637,'Shultis Faw'!$A$2:$A$26,1))+($C637-INDEX('Shultis Faw'!$A$2:$A$26,MATCH($C637,'Shultis Faw'!$A$2:$A$26,1)))*(INDEX('Shultis Faw'!$F$2:$F$26,MATCH($C637,'Shultis Faw'!$A$2:$A$26,1)+1)-INDEX('Shultis Faw'!$F$2:$F$26,MATCH($C637,'Shultis Faw'!$A$2:$A$26,1)))/(INDEX('Shultis Faw'!$A$2:$A$26,MATCH($C637,'Shultis Faw'!$A$2:$A$26,1)+1)-INDEX('Shultis Faw'!$A$2:$A$26,MATCH($C637,'Shultis Faw'!$A$2:$A$26,1))),$C637*'Shultis Faw'!$F$2/'Shultis Faw'!$A$2)","v":14.250605},{"$f":"J637*(H637*'Externe blootstelling'!$D$23/2)^K637+L637*(TANH(((H637*'Externe blootstelling'!$D$23)/(2*M637))-2)-TANH(-2))/(1-TANH(-2))","v":1.6039829007201427},{"$f":"IF(N637=1,1+(I637-1)*H637*'Externe blootstelling'!$D$23/2,1+(I637-1)*(N637^(H637*'Externe blootstelling'!$D$23/2)-1)/(N637-1))","v":2.9236264054465066},{"$f":"G637*EXP(-H637*'Externe blootstelling'!$D$23/2)*O637","v":9.5587568586569315E-6}]
[null," g ",0.64170000000000005,1.02672E-13,1.7E-5,{"$f":"_xlfn.IFNA(INDEX('hp (pSv cm2)'!$B$2:$B$52,MATCH($C638,'hp (pSv cm2)'!$A$2:$A$52,1))+($C638-INDEX('hp (pSv cm2)'!$A$2:$A$52,MATCH($C638,'hp (pSv cm2)'!$A$2:$A$52,1)))*(INDEX('hp (pSv cm2)'!$B$2:$B$52,MATCH($C638,'hp (pSv cm2)'!$A$2:$A$52,1)+1)-INDEX('hp (pSv cm2)'!$B$2:$B$52,MATCH($C638,'hp (pSv cm2)'!$A$2:$A$52,1)))/(INDEX('hp (pSv cm2)'!$A$2:$A$52,MATCH($C638,'hp (pSv cm2)'!$A$2:$A$52,1)+1)-INDEX('hp (pSv cm2)'!$A$2:$A$52,MATCH($C638,'hp (pSv cm2)'!$A$2:$A$52,1))),$C638*'hp (pSv cm2)'!$B$2/'hp (pSv cm2)'!$A$2)","v":3.0809700000000002},5.2376490000000002E-5,{"$f":"_xlfn.IFNA(0.997*(INDEX('Mass attenuation coefficients'!$B$2:$B$37,MATCH($C638,'Mass attenuation coefficients'!$A$2:$A$37,1))+($C638-INDEX('Mass attenuation coefficients'!$A$2:$A$37,MATCH($C638,'Mass attenuation coefficients'!$A$2:$A$37,1)))*(INDEX('Mass attenuation coefficients'!$B$2:$B$37,MATCH($C638,'Mass attenuation coefficients'!$A$2:$A$37,1)+1)-INDEX('Mass attenuation coefficients'!$B$2:$B$37,MATCH($C638,'Mass attenuation coefficients'!$A$2:$A$37,1)))/(INDEX('Mass attenuation coefficients'!$A$2:$A$37,MATCH($C638,'Mass attenuation coefficients'!$A$2:$A$37,1)+1)-INDEX('Mass attenuation coefficients'!$A$2:$A$37,MATCH($C638,'Mass attenuation coefficients'!$A$2:$A$37,1)))),0.997*$C638*'Mass attenuation coefficients'!$B$2/'Mass attenuation coefficients'!$A$2)","v":8.7023409204999999E-2},{"$f":"_xlfn.IFNA(INDEX('Shultis Faw'!$C$2:$C$26,MATCH($C638,'Shultis Faw'!$A$2:$A$26,1))+($C638-INDEX('Shultis Faw'!$A$2:$A$26,MATCH($C638,'Shultis Faw'!$A$2:$A$26,1)))*(INDEX('Shultis Faw'!$C$2:$C$26,MATCH($C638,'Shultis Faw'!$A$2:$A$26,1)+1)-INDEX('Shultis Faw'!$C$2:$C$26,MATCH($C638,'Shultis Faw'!$A$2:$A$26,1)))/(INDEX('Shultis Faw'!$A$2:$A$26,MATCH($C638,'Shultis Faw'!$A$2:$A$26,1)+1)-INDEX('Shultis Faw'!$A$2:$A$26,MATCH($C638,'Shultis Faw'!$A$2:$A$26,1))),$C638*'Shultis Faw'!$C$2/'Shultis Faw'!$A$2)","v":2.3425974999999997},{"$f":"_xlfn.IFNA(INDEX('Shultis Faw'!$D$2:$D$26,MATCH($C638,'Shultis Faw'!$A$2:$A$26,1))+($C638-INDEX('Shultis Faw'!$A$2:$A$26,MATCH($C638,'Shultis Faw'!$A$2:$A$26,1)))*(INDEX('Shultis Faw'!$D$2:$D$26,MATCH($C638,'Shultis Faw'!$A$2:$A$26,1)+1)-INDEX('Shultis Faw'!$D$2:$D$26,MATCH($C638,'Shultis Faw'!$A$2:$A$26,1)))/(INDEX('Shultis Faw'!$A$2:$A$26,MATCH($C638,'Shultis Faw'!$A$2:$A$26,1)+1)-INDEX('Shultis Faw'!$A$2:$A$26,MATCH($C638,'Shultis Faw'!$A$2:$A$26,1))),$C638*'Shultis Faw'!$D$2/'Shultis Faw'!$A$2)","v":1.6508525000000001},{"$f":"_xlfn.IFNA(INDEX('Shultis Faw'!$B$2:$B$26,MATCH($C638,'Shultis Faw'!$A$2:$A$26,1))+($C638-INDEX('Shultis Faw'!$A$2:$A$26,MATCH($C638,'Shultis Faw'!$A$2:$A$26,1)))*(INDEX('Shultis Faw'!$B$2:$B$26,MATCH($C638,'Shultis Faw'!$A$2:$A$26,1)+1)-INDEX('Shultis Faw'!$B$2:$B$26,MATCH($C638,'Shultis Faw'!$A$2:$A$26,1)))/(INDEX('Shultis Faw'!$A$2:$A$26,MATCH($C638,'Shultis Faw'!$A$2:$A$26,1)+1)-INDEX('Shultis Faw'!$A$2:$A$26,MATCH($C638,'Shultis Faw'!$A$2:$A$26,1))),$C638*'Shultis Faw'!$B$2/'Shultis Faw'!$A$2)","v":-0.12003849999999999},{"$f":"_xlfn.IFNA(INDEX('Shultis Faw'!$E$2:$E$26,MATCH($C638,'Shultis Faw'!$A$2:$A$26,1))+($C638-INDEX('Shultis Faw'!$A$2:$A$26,MATCH($C638,'Shultis Faw'!$A$2:$A$26,1)))*(INDEX('Shultis Faw'!$E$2:$E$26,MATCH($C638,'Shultis Faw'!$A$2:$A$26,1)+1)-INDEX('Shultis Faw'!$E$2:$E$26,MATCH($C638,'Shultis Faw'!$A$2:$A$26,1)))/(INDEX('Shultis Faw'!$A$2:$A$26,MATCH($C638,'Shultis Faw'!$A$2:$A$26,1)+1)-INDEX('Shultis Faw'!$A$2:$A$26,MATCH($C638,'Shultis Faw'!$A$2:$A$26,1))),$C638*'Shultis Faw'!$E$2/'Shultis Faw'!$A$2)","v":4.8923899999999999E-2},{"$f":"_xlfn.IFNA(INDEX('Shultis Faw'!$F$2:$F$26,MATCH($C638,'Shultis Faw'!$A$2:$A$26,1))+($C638-INDEX('Shultis Faw'!$A$2:$A$26,MATCH($C638,'Shultis Faw'!$A$2:$A$26,1)))*(INDEX('Shultis Faw'!$F$2:$F$26,MATCH($C638,'Shultis Faw'!$A$2:$A$26,1)+1)-INDEX('Shultis Faw'!$F$2:$F$26,MATCH($C638,'Shultis Faw'!$A$2:$A$26,1)))/(INDEX('Shultis Faw'!$A$2:$A$26,MATCH($C638,'Shultis Faw'!$A$2:$A$26,1)+1)-INDEX('Shultis Faw'!$A$2:$A$26,MATCH($C638,'Shultis Faw'!$A$2:$A$26,1))),$C638*'Shultis Faw'!$F$2/'Shultis Faw'!$A$2)","v":14.257105000000001},{"$f":"J638*(H638*'Externe blootstelling'!$D$23/2)^K638+L638*(TANH(((H638*'Externe blootstelling'!$D$23)/(2*M638))-2)-TANH(-2))/(1-TANH(-2))","v":1.5990586376385627},{"$f":"IF(N638=1,1+(I638-1)*H638*'Externe blootstelling'!$D$23/2,1+(I638-1)*(N638^(H638*'Externe blootstelling'!$D$23/2)-1)/(N638-1))","v":2.8949220159444491},{"$f":"G638*EXP(-H638*'Externe blootstelling'!$D$23/2)*O638","v":4.1102332084778147E-5}]
[null," g ",0.64610000000000001,1.03376E-13,3.9999999999999998E-6,{"$f":"_xlfn.IFNA(INDEX('hp (pSv cm2)'!$B$2:$B$52,MATCH($C639,'hp (pSv cm2)'!$A$2:$A$52,1))+($C639-INDEX('hp (pSv cm2)'!$A$2:$A$52,MATCH($C639,'hp (pSv cm2)'!$A$2:$A$52,1)))*(INDEX('hp (pSv cm2)'!$B$2:$B$52,MATCH($C639,'hp (pSv cm2)'!$A$2:$A$52,1)+1)-INDEX('hp (pSv cm2)'!$B$2:$B$52,MATCH($C639,'hp (pSv cm2)'!$A$2:$A$52,1)))/(INDEX('hp (pSv cm2)'!$A$2:$A$52,MATCH($C639,'hp (pSv cm2)'!$A$2:$A$52,1)+1)-INDEX('hp (pSv cm2)'!$A$2:$A$52,MATCH($C639,'hp (pSv cm2)'!$A$2:$A$52,1))),$C639*'hp (pSv cm2)'!$B$2/'hp (pSv cm2)'!$A$2)","v":3.0990100000000003},1.2396040000000001E-5,{"$f":"_xlfn.IFNA(0.997*(INDEX('Mass attenuation coefficients'!$B$2:$B$37,MATCH($C639,'Mass attenuation coefficients'!$A$2:$A$37,1))+($C639-INDEX('Mass attenuation coefficients'!$A$2:$A$37,MATCH($C639,'Mass attenuation coefficients'!$A$2:$A$37,1)))*(INDEX('Mass attenuation coefficients'!$B$2:$B$37,MATCH($C639,'Mass attenuation coefficients'!$A$2:$A$37,1)+1)-INDEX('Mass attenuation coefficients'!$B$2:$B$37,MATCH($C639,'Mass attenuation coefficients'!$A$2:$A$37,1)))/(INDEX('Mass attenuation coefficients'!$A$2:$A$37,MATCH($C639,'Mass attenuation coefficients'!$A$2:$A$37,1)+1)-INDEX('Mass attenuation coefficients'!$A$2:$A$37,MATCH($C639,'Mass attenuation coefficients'!$A$2:$A$37,1)))),0.997*$C639*'Mass attenuation coefficients'!$B$2/'Mass attenuation coefficients'!$A$2)","v":8.6784109264999992E-2},{"$f":"_xlfn.IFNA(INDEX('Shultis Faw'!$C$2:$C$26,MATCH($C639,'Shultis Faw'!$A$2:$A$26,1))+($C639-INDEX('Shultis Faw'!$A$2:$A$26,MATCH($C639,'Shultis Faw'!$A$2:$A$26,1)))*(INDEX('Shultis Faw'!$C$2:$C$26,MATCH($C639,'Shultis Faw'!$A$2:$A$26,1)+1)-INDEX('Shultis Faw'!$C$2:$C$26,MATCH($C639,'Shultis Faw'!$A$2:$A$26,1)))/(INDEX('Shultis Faw'!$A$2:$A$26,MATCH($C639,'Shultis Faw'!$A$2:$A$26,1)+1)-INDEX('Shultis Faw'!$A$2:$A$26,MATCH($C639,'Shultis Faw'!$A$2:$A$26,1))),$C639*'Shultis Faw'!$C$2/'Shultis Faw'!$A$2)","v":2.3389674999999999},{"$f":"_xlfn.IFNA(INDEX('Shultis Faw'!$D$2:$D$26,MATCH($C639,'Shultis Faw'!$A$2:$A$26,1))+($C639-INDEX('Shultis Faw'!$A$2:$A$26,MATCH($C639,'Shultis Faw'!$A$2:$A$26,1)))*(INDEX('Shultis Faw'!$D$2:$D$26,MATCH($C639,'Shultis Faw'!$A$2:$A$26,1)+1)-INDEX('Shultis Faw'!$D$2:$D$26,MATCH($C639,'Shultis Faw'!$A$2:$A$26,1)))/(INDEX('Shultis Faw'!$A$2:$A$26,MATCH($C639,'Shultis Faw'!$A$2:$A$26,1)+1)-INDEX('Shultis Faw'!$A$2:$A$26,MATCH($C639,'Shultis Faw'!$A$2:$A$26,1))),$C639*'Shultis Faw'!$D$2/'Shultis Faw'!$A$2)","v":1.6478825000000001},{"$f":"_xlfn.IFNA(INDEX('Shultis Faw'!$B$2:$B$26,MATCH($C639,'Shultis Faw'!$A$2:$A$26,1))+($C639-INDEX('Shultis Faw'!$A$2:$A$26,MATCH($C639,'Shultis Faw'!$A$2:$A$26,1)))*(INDEX('Shultis Faw'!$B$2:$B$26,MATCH($C639,'Shultis Faw'!$A$2:$A$26,1)+1)-INDEX('Shultis Faw'!$B$2:$B$26,MATCH($C639,'Shultis Faw'!$A$2:$A$26,1)))/(INDEX('Shultis Faw'!$A$2:$A$26,MATCH($C639,'Shultis Faw'!$A$2:$A$26,1)+1)-INDEX('Shultis Faw'!$A$2:$A$26,MATCH($C639,'Shultis Faw'!$A$2:$A$26,1))),$C639*'Shultis Faw'!$B$2/'Shultis Faw'!$A$2)","v":-0.11962049999999999},{"$f":"_xlfn.IFNA(INDEX('Shultis Faw'!$E$2:$E$26,MATCH($C639,'Shultis Faw'!$A$2:$A$26,1))+($C639-INDEX('Shultis Faw'!$A$2:$A$26,MATCH($C639,'Shultis Faw'!$A$2:$A$26,1)))*(INDEX('Shultis Faw'!$E$2:$E$26,MATCH($C639,'Shultis Faw'!$A$2:$A$26,1)+1)-INDEX('Shultis Faw'!$E$2:$E$26,MATCH($C639,'Shultis Faw'!$A$2:$A$26,1)))/(INDEX('Shultis Faw'!$A$2:$A$26,MATCH($C639,'Shultis Faw'!$A$2:$A$26,1)+1)-INDEX('Shultis Faw'!$A$2:$A$26,MATCH($C639,'Shultis Faw'!$A$2:$A$26,1))),$C639*'Shultis Faw'!$E$2/'Shultis Faw'!$A$2)","v":4.8778700000000001E-2},{"$f":"_xlfn.IFNA(INDEX('Shultis Faw'!$F$2:$F$26,MATCH($C639,'Shultis Faw'!$A$2:$A$26,1))+($C639-INDEX('Shultis Faw'!$A$2:$A$26,MATCH($C639,'Shultis Faw'!$A$2:$A$26,1)))*(INDEX('Shultis Faw'!$F$2:$F$26,MATCH($C639,'Shultis Faw'!$A$2:$A$26,1)+1)-INDEX('Shultis Faw'!$F$2:$F$26,MATCH($C639,'Shultis Faw'!$A$2:$A$26,1)))/(INDEX('Shultis Faw'!$A$2:$A$26,MATCH($C639,'Shultis Faw'!$A$2:$A$26,1)+1)-INDEX('Shultis Faw'!$A$2:$A$26,MATCH($C639,'Shultis Faw'!$A$2:$A$26,1))),$C639*'Shultis Faw'!$F$2/'Shultis Faw'!$A$2)","v":14.259964999999999},{"$f":"J639*(H639*'Externe blootstelling'!$D$23/2)^K639+L639*(TANH(((H639*'Externe blootstelling'!$D$23)/(2*M639))-2)-TANH(-2))/(1-TANH(-2))","v":1.5968846821097735},{"$f":"IF(N639=1,1+(I639-1)*H639*'Externe blootstelling'!$D$23/2,1+(I639-1)*(N639^(H639*'Externe blootstelling'!$D$23/2)-1)/(N639-1))","v":2.8823989490309496},{"$f":"G639*EXP(-H639*'Externe blootstelling'!$D$23/2)*O639","v":9.7205125020274195E-6}]
[null," g ",0.69689999999999996,1.1150399999999999E-13,6.9999999999999999E-6,{"$f":"_xlfn.IFNA(INDEX('hp (pSv cm2)'!$B$2:$B$52,MATCH($C640,'hp (pSv cm2)'!$A$2:$A$52,1))+($C640-INDEX('hp (pSv cm2)'!$A$2:$A$52,MATCH($C640,'hp (pSv cm2)'!$A$2:$A$52,1)))*(INDEX('hp (pSv cm2)'!$B$2:$B$52,MATCH($C640,'hp (pSv cm2)'!$A$2:$A$52,1)+1)-INDEX('hp (pSv cm2)'!$B$2:$B$52,MATCH($C640,'hp (pSv cm2)'!$A$2:$A$52,1)))/(INDEX('hp (pSv cm2)'!$A$2:$A$52,MATCH($C640,'hp (pSv cm2)'!$A$2:$A$52,1)+1)-INDEX('hp (pSv cm2)'!$A$2:$A$52,MATCH($C640,'hp (pSv cm2)'!$A$2:$A$52,1))),$C640*'hp (pSv cm2)'!$B$2/'hp (pSv cm2)'!$A$2)","v":3.3072900000000001},2.3151030000000001E-5,{"$f":"_xlfn.IFNA(0.997*(INDEX('Mass attenuation coefficients'!$B$2:$B$37,MATCH($C640,'Mass attenuation coefficients'!$A$2:$A$37,1))+($C640-INDEX('Mass attenuation coefficients'!$A$2:$A$37,MATCH($C640,'Mass attenuation coefficients'!$A$2:$A$37,1)))*(INDEX('Mass attenuation coefficients'!$B$2:$B$37,MATCH($C640,'Mass attenuation coefficients'!$A$2:$A$37,1)+1)-INDEX('Mass attenuation coefficients'!$B$2:$B$37,MATCH($C640,'Mass attenuation coefficients'!$A$2:$A$37,1)))/(INDEX('Mass attenuation coefficients'!$A$2:$A$37,MATCH($C640,'Mass attenuation coefficients'!$A$2:$A$37,1)+1)-INDEX('Mass attenuation coefficients'!$A$2:$A$37,MATCH($C640,'Mass attenuation coefficients'!$A$2:$A$37,1)))),0.997*$C640*'Mass attenuation coefficients'!$B$2/'Mass attenuation coefficients'!$A$2)","v":8.4021282685000004E-2},{"$f":"_xlfn.IFNA(INDEX('Shultis Faw'!$C$2:$C$26,MATCH($C640,'Shultis Faw'!$A$2:$A$26,1))+($C640-INDEX('Shultis Faw'!$A$2:$A$26,MATCH($C640,'Shultis Faw'!$A$2:$A$26,1)))*(INDEX('Shultis Faw'!$C$2:$C$26,MATCH($C640,'Shultis Faw'!$A$2:$A$26,1)+1)-INDEX('Shultis Faw'!$C$2:$C$26,MATCH($C640,'Shultis Faw'!$A$2:$A$26,1)))/(INDEX('Shultis Faw'!$A$2:$A$26,MATCH($C640,'Shultis Faw'!$A$2:$A$26,1)+1)-INDEX('Shultis Faw'!$A$2:$A$26,MATCH($C640,'Shultis Faw'!$A$2:$A$26,1))),$C640*'Shultis Faw'!$C$2/'Shultis Faw'!$A$2)","v":2.2970575000000002},{"$f":"_xlfn.IFNA(INDEX('Shultis Faw'!$D$2:$D$26,MATCH($C640,'Shultis Faw'!$A$2:$A$26,1))+($C640-INDEX('Shultis Faw'!$A$2:$A$26,MATCH($C640,'Shultis Faw'!$A$2:$A$26,1)))*(INDEX('Shultis Faw'!$D$2:$D$26,MATCH($C640,'Shultis Faw'!$A$2:$A$26,1)+1)-INDEX('Shultis Faw'!$D$2:$D$26,MATCH($C640,'Shultis Faw'!$A$2:$A$26,1)))/(INDEX('Shultis Faw'!$A$2:$A$26,MATCH($C640,'Shultis Faw'!$A$2:$A$26,1)+1)-INDEX('Shultis Faw'!$A$2:$A$26,MATCH($C640,'Shultis Faw'!$A$2:$A$26,1))),$C640*'Shultis Faw'!$D$2/'Shultis Faw'!$A$2)","v":1.6135925},{"$f":"_xlfn.IFNA(INDEX('Shultis Faw'!$B$2:$B$26,MATCH($C640,'Shultis Faw'!$A$2:$A$26,1))+($C640-INDEX('Shultis Faw'!$A$2:$A$26,MATCH($C640,'Shultis Faw'!$A$2:$A$26,1)))*(INDEX('Shultis Faw'!$B$2:$B$26,MATCH($C640,'Shultis Faw'!$A$2:$A$26,1)+1)-INDEX('Shultis Faw'!$B$2:$B$26,MATCH($C640,'Shultis Faw'!$A$2:$A$26,1)))/(INDEX('Shultis Faw'!$A$2:$A$26,MATCH($C640,'Shultis Faw'!$A$2:$A$26,1)+1)-INDEX('Shultis Faw'!$A$2:$A$26,MATCH($C640,'Shultis Faw'!$A$2:$A$26,1))),$C640*'Shultis Faw'!$B$2/'Shultis Faw'!$A$2)","v":-0.11479450000000001},{"$f":"_xlfn.IFNA(INDEX('Shultis Faw'!$E$2:$E$26,MATCH($C640,'Shultis Faw'!$A$2:$A$26,1))+($C640-INDEX('Shultis Faw'!$A$2:$A$26,MATCH($C640,'Shultis Faw'!$A$2:$A$26,1)))*(INDEX('Shultis Faw'!$E$2:$E$26,MATCH($C640,'Shultis Faw'!$A$2:$A$26,1)+1)-INDEX('Shultis Faw'!$E$2:$E$26,MATCH($C640,'Shultis Faw'!$A$2:$A$26,1)))/(INDEX('Shultis Faw'!$A$2:$A$26,MATCH($C640,'Shultis Faw'!$A$2:$A$26,1)+1)-INDEX('Shultis Faw'!$A$2:$A$26,MATCH($C640,'Shultis Faw'!$A$2:$A$26,1))),$C640*'Shultis Faw'!$E$2/'Shultis Faw'!$A$2)","v":4.71023E-2},{"$f":"_xlfn.IFNA(INDEX('Shultis Faw'!$F$2:$F$26,MATCH($C640,'Shultis Faw'!$A$2:$A$26,1))+($C640-INDEX('Shultis Faw'!$A$2:$A$26,MATCH($C640,'Shultis Faw'!$A$2:$A$26,1)))*(INDEX('Shultis Faw'!$F$2:$F$26,MATCH($C640,'Shultis Faw'!$A$2:$A$26,1)+1)-INDEX('Shultis Faw'!$F$2:$F$26,MATCH($C640,'Shultis Faw'!$A$2:$A$26,1)))/(INDEX('Shultis Faw'!$A$2:$A$26,MATCH($C640,'Shultis Faw'!$A$2:$A$26,1)+1)-INDEX('Shultis Faw'!$A$2:$A$26,MATCH($C640,'Shultis Faw'!$A$2:$A$26,1))),$C640*'Shultis Faw'!$F$2/'Shultis Faw'!$A$2)","v":14.292985},{"$f":"J640*(H640*'Externe blootstelling'!$D$23/2)^K640+L640*(TANH(((H640*'Externe blootstelling'!$D$23)/(2*M640))-2)-TANH(-2))/(1-TANH(-2))","v":1.5714633313039617},{"$f":"IF(N640=1,1+(I640-1)*H640*'Externe blootstelling'!$D$23/2,1+(I640-1)*(N640^(H640*'Externe blootstelling'!$D$23/2)-1)/(N640-1))","v":2.7424348966915524},{"$f":"G640*EXP(-H640*'Externe blootstelling'!$D$23/2)*O640","v":1.8003500404766466E-5}]
[null," g ",0.71129999999999993,1.1380799999999998E-13,3.7000000000000005E-5,{"$f":"_xlfn.IFNA(INDEX('hp (pSv cm2)'!$B$2:$B$52,MATCH($C641,'hp (pSv cm2)'!$A$2:$A$52,1))+($C641-INDEX('hp (pSv cm2)'!$A$2:$A$52,MATCH($C641,'hp (pSv cm2)'!$A$2:$A$52,1)))*(INDEX('hp (pSv cm2)'!$B$2:$B$52,MATCH($C641,'hp (pSv cm2)'!$A$2:$A$52,1)+1)-INDEX('hp (pSv cm2)'!$B$2:$B$52,MATCH($C641,'hp (pSv cm2)'!$A$2:$A$52,1)))/(INDEX('hp (pSv cm2)'!$A$2:$A$52,MATCH($C641,'hp (pSv cm2)'!$A$2:$A$52,1)+1)-INDEX('hp (pSv cm2)'!$A$2:$A$52,MATCH($C641,'hp (pSv cm2)'!$A$2:$A$52,1))),$C641*'hp (pSv cm2)'!$B$2/'hp (pSv cm2)'!$A$2)","v":3.3663299999999996},1.2455421E-4,{"$f":"_xlfn.IFNA(0.997*(INDEX('Mass attenuation coefficients'!$B$2:$B$37,MATCH($C641,'Mass attenuation coefficients'!$A$2:$A$37,1))+($C641-INDEX('Mass attenuation coefficients'!$A$2:$A$37,MATCH($C641,'Mass attenuation coefficients'!$A$2:$A$37,1)))*(INDEX('Mass attenuation coefficients'!$B$2:$B$37,MATCH($C641,'Mass attenuation coefficients'!$A$2:$A$37,1)+1)-INDEX('Mass attenuation coefficients'!$B$2:$B$37,MATCH($C641,'Mass attenuation coefficients'!$A$2:$A$37,1)))/(INDEX('Mass attenuation coefficients'!$A$2:$A$37,MATCH($C641,'Mass attenuation coefficients'!$A$2:$A$37,1)+1)-INDEX('Mass attenuation coefficients'!$A$2:$A$37,MATCH($C641,'Mass attenuation coefficients'!$A$2:$A$37,1)))),0.997*$C641*'Mass attenuation coefficients'!$B$2/'Mass attenuation coefficients'!$A$2)","v":8.3238119245000006E-2},{"$f":"_xlfn.IFNA(INDEX('Shultis Faw'!$C$2:$C$26,MATCH($C641,'Shultis Faw'!$A$2:$A$26,1))+($C641-INDEX('Shultis Faw'!$A$2:$A$26,MATCH($C641,'Shultis Faw'!$A$2:$A$26,1)))*(INDEX('Shultis Faw'!$C$2:$C$26,MATCH($C641,'Shultis Faw'!$A$2:$A$26,1)+1)-INDEX('Shultis Faw'!$C$2:$C$26,MATCH($C641,'Shultis Faw'!$A$2:$A$26,1)))/(INDEX('Shultis Faw'!$A$2:$A$26,MATCH($C641,'Shultis Faw'!$A$2:$A$26,1)+1)-INDEX('Shultis Faw'!$A$2:$A$26,MATCH($C641,'Shultis Faw'!$A$2:$A$26,1))),$C641*'Shultis Faw'!$C$2/'Shultis Faw'!$A$2)","v":2.2851775000000001},{"$f":"_xlfn.IFNA(INDEX('Shultis Faw'!$D$2:$D$26,MATCH($C641,'Shultis Faw'!$A$2:$A$26,1))+($C641-INDEX('Shultis Faw'!$A$2:$A$26,MATCH($C641,'Shultis Faw'!$A$2:$A$26,1)))*(INDEX('Shultis Faw'!$D$2:$D$26,MATCH($C641,'Shultis Faw'!$A$2:$A$26,1)+1)-INDEX('Shultis Faw'!$D$2:$D$26,MATCH($C641,'Shultis Faw'!$A$2:$A$26,1)))/(INDEX('Shultis Faw'!$A$2:$A$26,MATCH($C641,'Shultis Faw'!$A$2:$A$26,1)+1)-INDEX('Shultis Faw'!$A$2:$A$26,MATCH($C641,'Shultis Faw'!$A$2:$A$26,1))),$C641*'Shultis Faw'!$D$2/'Shultis Faw'!$A$2)","v":1.6038725},{"$f":"_xlfn.IFNA(INDEX('Shultis Faw'!$B$2:$B$26,MATCH($C641,'Shultis Faw'!$A$2:$A$26,1))+($C641-INDEX('Shultis Faw'!$A$2:$A$26,MATCH($C641,'Shultis Faw'!$A$2:$A$26,1)))*(INDEX('Shultis Faw'!$B$2:$B$26,MATCH($C641,'Shultis Faw'!$A$2:$A$26,1)+1)-INDEX('Shultis Faw'!$B$2:$B$26,MATCH($C641,'Shultis Faw'!$A$2:$A$26,1)))/(INDEX('Shultis Faw'!$A$2:$A$26,MATCH($C641,'Shultis Faw'!$A$2:$A$26,1)+1)-INDEX('Shultis Faw'!$A$2:$A$26,MATCH($C641,'Shultis Faw'!$A$2:$A$26,1))),$C641*'Shultis Faw'!$B$2/'Shultis Faw'!$A$2)","v":-0.11342650000000001},{"$f":"_xlfn.IFNA(INDEX('Shultis Faw'!$E$2:$E$26,MATCH($C641,'Shultis Faw'!$A$2:$A$26,1))+($C641-INDEX('Shultis Faw'!$A$2:$A$26,MATCH($C641,'Shultis Faw'!$A$2:$A$26,1)))*(INDEX('Shultis Faw'!$E$2:$E$26,MATCH($C641,'Shultis Faw'!$A$2:$A$26,1)+1)-INDEX('Shultis Faw'!$E$2:$E$26,MATCH($C641,'Shultis Faw'!$A$2:$A$26,1)))/(INDEX('Shultis Faw'!$A$2:$A$26,MATCH($C641,'Shultis Faw'!$A$2:$A$26,1)+1)-INDEX('Shultis Faw'!$A$2:$A$26,MATCH($C641,'Shultis Faw'!$A$2:$A$26,1))),$C641*'Shultis Faw'!$E$2/'Shultis Faw'!$A$2)","v":4.6627100000000005E-2},{"$f":"_xlfn.IFNA(INDEX('Shultis Faw'!$F$2:$F$26,MATCH($C641,'Shultis Faw'!$A$2:$A$26,1))+($C641-INDEX('Shultis Faw'!$A$2:$A$26,MATCH($C641,'Shultis Faw'!$A$2:$A$26,1)))*(INDEX('Shultis Faw'!$F$2:$F$26,MATCH($C641,'Shultis Faw'!$A$2:$A$26,1)+1)-INDEX('Shultis Faw'!$F$2:$F$26,MATCH($C641,'Shultis Faw'!$A$2:$A$26,1)))/(INDEX('Shultis Faw'!$A$2:$A$26,MATCH($C641,'Shultis Faw'!$A$2:$A$26,1)+1)-INDEX('Shultis Faw'!$A$2:$A$26,MATCH($C641,'Shultis Faw'!$A$2:$A$26,1))),$C641*'Shultis Faw'!$F$2/'Shultis Faw'!$A$2)","v":14.302344999999999},{"$f":"J641*(H641*'Externe blootstelling'!$D$23/2)^K641+L641*(TANH(((H641*'Externe blootstelling'!$D$23)/(2*M641))-2)-TANH(-2))/(1-TANH(-2))","v":1.5641495144066364},{"$f":"IF(N641=1,1+(I641-1)*H641*'Externe blootstelling'!$D$23/2,1+(I641-1)*(N641^(H641*'Externe blootstelling'!$D$23/2)-1)/(N641-1))","v":2.7042688249904807},{"$f":"G641*EXP(-H641*'Externe blootstelling'!$D$23/2)*O641","v":9.6640781890989234E-5}]
[null," g ",0.71839999999999993,1.1494399999999997E-13,1.4E-5,{"$f":"_xlfn.IFNA(INDEX('hp (pSv cm2)'!$B$2:$B$52,MATCH($C642,'hp (pSv cm2)'!$A$2:$A$52,1))+($C642-INDEX('hp (pSv cm2)'!$A$2:$A$52,MATCH($C642,'hp (pSv cm2)'!$A$2:$A$52,1)))*(INDEX('hp (pSv cm2)'!$B$2:$B$52,MATCH($C642,'hp (pSv cm2)'!$A$2:$A$52,1)+1)-INDEX('hp (pSv cm2)'!$B$2:$B$52,MATCH($C642,'hp (pSv cm2)'!$A$2:$A$52,1)))/(INDEX('hp (pSv cm2)'!$A$2:$A$52,MATCH($C642,'hp (pSv cm2)'!$A$2:$A$52,1)+1)-INDEX('hp (pSv cm2)'!$A$2:$A$52,MATCH($C642,'hp (pSv cm2)'!$A$2:$A$52,1))),$C642*'hp (pSv cm2)'!$B$2/'hp (pSv cm2)'!$A$2)","v":3.3954399999999998},4.7536159999999998E-5,{"$f":"_xlfn.IFNA(0.997*(INDEX('Mass attenuation coefficients'!$B$2:$B$37,MATCH($C642,'Mass attenuation coefficients'!$A$2:$A$37,1))+($C642-INDEX('Mass attenuation coefficients'!$A$2:$A$37,MATCH($C642,'Mass attenuation coefficients'!$A$2:$A$37,1)))*(INDEX('Mass attenuation coefficients'!$B$2:$B$37,MATCH($C642,'Mass attenuation coefficients'!$A$2:$A$37,1)+1)-INDEX('Mass attenuation coefficients'!$B$2:$B$37,MATCH($C642,'Mass attenuation coefficients'!$A$2:$A$37,1)))/(INDEX('Mass attenuation coefficients'!$A$2:$A$37,MATCH($C642,'Mass attenuation coefficients'!$A$2:$A$37,1)+1)-INDEX('Mass attenuation coefficients'!$A$2:$A$37,MATCH($C642,'Mass attenuation coefficients'!$A$2:$A$37,1)))),0.997*$C642*'Mass attenuation coefficients'!$B$2/'Mass attenuation coefficients'!$A$2)","v":8.2851976159999993E-2},{"$f":"_xlfn.IFNA(INDEX('Shultis Faw'!$C$2:$C$26,MATCH($C642,'Shultis Faw'!$A$2:$A$26,1))+($C642-INDEX('Shultis Faw'!$A$2:$A$26,MATCH($C642,'Shultis Faw'!$A$2:$A$26,1)))*(INDEX('Shultis Faw'!$C$2:$C$26,MATCH($C642,'Shultis Faw'!$A$2:$A$26,1)+1)-INDEX('Shultis Faw'!$C$2:$C$26,MATCH($C642,'Shultis Faw'!$A$2:$A$26,1)))/(INDEX('Shultis Faw'!$A$2:$A$26,MATCH($C642,'Shultis Faw'!$A$2:$A$26,1)+1)-INDEX('Shultis Faw'!$A$2:$A$26,MATCH($C642,'Shultis Faw'!$A$2:$A$26,1))),$C642*'Shultis Faw'!$C$2/'Shultis Faw'!$A$2)","v":2.2793200000000002},{"$f":"_xlfn.IFNA(INDEX('Shultis Faw'!$D$2:$D$26,MATCH($C642,'Shultis Faw'!$A$2:$A$26,1))+($C642-INDEX('Shultis Faw'!$A$2:$A$26,MATCH($C642,'Shultis Faw'!$A$2:$A$26,1)))*(INDEX('Shultis Faw'!$D$2:$D$26,MATCH($C642,'Shultis Faw'!$A$2:$A$26,1)+1)-INDEX('Shultis Faw'!$D$2:$D$26,MATCH($C642,'Shultis Faw'!$A$2:$A$26,1)))/(INDEX('Shultis Faw'!$A$2:$A$26,MATCH($C642,'Shultis Faw'!$A$2:$A$26,1)+1)-INDEX('Shultis Faw'!$A$2:$A$26,MATCH($C642,'Shultis Faw'!$A$2:$A$26,1))),$C642*'Shultis Faw'!$D$2/'Shultis Faw'!$A$2)","v":1.5990800000000001},{"$f":"_xlfn.IFNA(INDEX('Shultis Faw'!$B$2:$B$26,MATCH($C642,'Shultis Faw'!$A$2:$A$26,1))+($C642-INDEX('Shultis Faw'!$A$2:$A$26,MATCH($C642,'Shultis Faw'!$A$2:$A$26,1)))*(INDEX('Shultis Faw'!$B$2:$B$26,MATCH($C642,'Shultis Faw'!$A$2:$A$26,1)+1)-INDEX('Shultis Faw'!$B$2:$B$26,MATCH($C642,'Shultis Faw'!$A$2:$A$26,1)))/(INDEX('Shultis Faw'!$A$2:$A$26,MATCH($C642,'Shultis Faw'!$A$2:$A$26,1)+1)-INDEX('Shultis Faw'!$A$2:$A$26,MATCH($C642,'Shultis Faw'!$A$2:$A$26,1))),$C642*'Shultis Faw'!$B$2/'Shultis Faw'!$A$2)","v":-0.112752},{"$f":"_xlfn.IFNA(INDEX('Shultis Faw'!$E$2:$E$26,MATCH($C642,'Shultis Faw'!$A$2:$A$26,1))+($C642-INDEX('Shultis Faw'!$A$2:$A$26,MATCH($C642,'Shultis Faw'!$A$2:$A$26,1)))*(INDEX('Shultis Faw'!$E$2:$E$26,MATCH($C642,'Shultis Faw'!$A$2:$A$26,1)+1)-INDEX('Shultis Faw'!$E$2:$E$26,MATCH($C642,'Shultis Faw'!$A$2:$A$26,1)))/(INDEX('Shultis Faw'!$A$2:$A$26,MATCH($C642,'Shultis Faw'!$A$2:$A$26,1)+1)-INDEX('Shultis Faw'!$A$2:$A$26,MATCH($C642,'Shultis Faw'!$A$2:$A$26,1))),$C642*'Shultis Faw'!$E$2/'Shultis Faw'!$A$2)","v":4.6392800000000005E-2},{"$f":"_xlfn.IFNA(INDEX('Shultis Faw'!$F$2:$F$26,MATCH($C642,'Shultis Faw'!$A$2:$A$26,1))+($C642-INDEX('Shultis Faw'!$A$2:$A$26,MATCH($C642,'Shultis Faw'!$A$2:$A$26,1)))*(INDEX('Shultis Faw'!$F$2:$F$26,MATCH($C642,'Shultis Faw'!$A$2:$A$26,1)+1)-INDEX('Shultis Faw'!$F$2:$F$26,MATCH($C642,'Shultis Faw'!$A$2:$A$26,1)))/(INDEX('Shultis Faw'!$A$2:$A$26,MATCH($C642,'Shultis Faw'!$A$2:$A$26,1)+1)-INDEX('Shultis Faw'!$A$2:$A$26,MATCH($C642,'Shultis Faw'!$A$2:$A$26,1))),$C642*'Shultis Faw'!$F$2/'Shultis Faw'!$A$2)","v":14.30696},{"$f":"J642*(H642*'Externe blootstelling'!$D$23/2)^K642+L642*(TANH(((H642*'Externe blootstelling'!$D$23)/(2*M642))-2)-TANH(-2))/(1-TANH(-2))","v":1.5605258875822396},{"$f":"IF(N642=1,1+(I642-1)*H642*'Externe blootstelling'!$D$23/2,1+(I642-1)*(N642^(H642*'Externe blootstelling'!$D$23/2)-1)/(N642-1))","v":2.6856898077408751},{"$f":"G642*EXP(-H642*'Externe blootstelling'!$D$23/2)*O642","v":3.6842373950211573E-5}]
[null," g ",0.72839999999999994,1.1654399999999996E-13,2.7999999999999999E-6,{"$f":"_xlfn.IFNA(INDEX('hp (pSv cm2)'!$B$2:$B$52,MATCH($C643,'hp (pSv cm2)'!$A$2:$A$52,1))+($C643-INDEX('hp (pSv cm2)'!$A$2:$A$52,MATCH($C643,'hp (pSv cm2)'!$A$2:$A$52,1)))*(INDEX('hp (pSv cm2)'!$B$2:$B$52,MATCH($C643,'hp (pSv cm2)'!$A$2:$A$52,1)+1)-INDEX('hp (pSv cm2)'!$B$2:$B$52,MATCH($C643,'hp (pSv cm2)'!$A$2:$A$52,1)))/(INDEX('hp (pSv cm2)'!$A$2:$A$52,MATCH($C643,'hp (pSv cm2)'!$A$2:$A$52,1)+1)-INDEX('hp (pSv cm2)'!$A$2:$A$52,MATCH($C643,'hp (pSv cm2)'!$A$2:$A$52,1))),$C643*'hp (pSv cm2)'!$B$2/'hp (pSv cm2)'!$A$2)","v":3.4364399999999997},9.6220319999999996E-6,{"$f":"_xlfn.IFNA(0.997*(INDEX('Mass attenuation coefficients'!$B$2:$B$37,MATCH($C643,'Mass attenuation coefficients'!$A$2:$A$37,1))+($C643-INDEX('Mass attenuation coefficients'!$A$2:$A$37,MATCH($C643,'Mass attenuation coefficients'!$A$2:$A$37,1)))*(INDEX('Mass attenuation coefficients'!$B$2:$B$37,MATCH($C643,'Mass attenuation coefficients'!$A$2:$A$37,1)+1)-INDEX('Mass attenuation coefficients'!$B$2:$B$37,MATCH($C643,'Mass attenuation coefficients'!$A$2:$A$37,1)))/(INDEX('Mass attenuation coefficients'!$A$2:$A$37,MATCH($C643,'Mass attenuation coefficients'!$A$2:$A$37,1)+1)-INDEX('Mass attenuation coefficients'!$A$2:$A$37,MATCH($C643,'Mass attenuation coefficients'!$A$2:$A$37,1)))),0.997*$C643*'Mass attenuation coefficients'!$B$2/'Mass attenuation coefficients'!$A$2)","v":8.2308112660000016E-2},{"$f":"_xlfn.IFNA(INDEX('Shultis Faw'!$C$2:$C$26,MATCH($C643,'Shultis Faw'!$A$2:$A$26,1))+($C643-INDEX('Shultis Faw'!$A$2:$A$26,MATCH($C643,'Shultis Faw'!$A$2:$A$26,1)))*(INDEX('Shultis Faw'!$C$2:$C$26,MATCH($C643,'Shultis Faw'!$A$2:$A$26,1)+1)-INDEX('Shultis Faw'!$C$2:$C$26,MATCH($C643,'Shultis Faw'!$A$2:$A$26,1)))/(INDEX('Shultis Faw'!$A$2:$A$26,MATCH($C643,'Shultis Faw'!$A$2:$A$26,1)+1)-INDEX('Shultis Faw'!$A$2:$A$26,MATCH($C643,'Shultis Faw'!$A$2:$A$26,1))),$C643*'Shultis Faw'!$C$2/'Shultis Faw'!$A$2)","v":2.2710699999999999},{"$f":"_xlfn.IFNA(INDEX('Shultis Faw'!$D$2:$D$26,MATCH($C643,'Shultis Faw'!$A$2:$A$26,1))+($C643-INDEX('Shultis Faw'!$A$2:$A$26,MATCH($C643,'Shultis Faw'!$A$2:$A$26,1)))*(INDEX('Shultis Faw'!$D$2:$D$26,MATCH($C643,'Shultis Faw'!$A$2:$A$26,1)+1)-INDEX('Shultis Faw'!$D$2:$D$26,MATCH($C643,'Shultis Faw'!$A$2:$A$26,1)))/(INDEX('Shultis Faw'!$A$2:$A$26,MATCH($C643,'Shultis Faw'!$A$2:$A$26,1)+1)-INDEX('Shultis Faw'!$A$2:$A$26,MATCH($C643,'Shultis Faw'!$A$2:$A$26,1))),$C643*'Shultis Faw'!$D$2/'Shultis Faw'!$A$2)","v":1.59233},{"$f":"_xlfn.IFNA(INDEX('Shultis Faw'!$B$2:$B$26,MATCH($C643,'Shultis Faw'!$A$2:$A$26,1))+($C643-INDEX('Shultis Faw'!$A$2:$A$26,MATCH($C643,'Shultis Faw'!$A$2:$A$26,1)))*(INDEX('Shultis Faw'!$B$2:$B$26,MATCH($C643,'Shultis Faw'!$A$2:$A$26,1)+1)-INDEX('Shultis Faw'!$B$2:$B$26,MATCH($C643,'Shultis Faw'!$A$2:$A$26,1)))/(INDEX('Shultis Faw'!$A$2:$A$26,MATCH($C643,'Shultis Faw'!$A$2:$A$26,1)+1)-INDEX('Shultis Faw'!$A$2:$A$26,MATCH($C643,'Shultis Faw'!$A$2:$A$26,1))),$C643*'Shultis Faw'!$B$2/'Shultis Faw'!$A$2)","v":-0.11180200000000001},{"$f":"_xlfn.IFNA(INDEX('Shultis Faw'!$E$2:$E$26,MATCH($C643,'Shultis Faw'!$A$2:$A$26,1))+($C643-INDEX('Shultis Faw'!$A$2:$A$26,MATCH($C643,'Shultis Faw'!$A$2:$A$26,1)))*(INDEX('Shultis Faw'!$E$2:$E$26,MATCH($C643,'Shultis Faw'!$A$2:$A$26,1)+1)-INDEX('Shultis Faw'!$E$2:$E$26,MATCH($C643,'Shultis Faw'!$A$2:$A$26,1)))/(INDEX('Shultis Faw'!$A$2:$A$26,MATCH($C643,'Shultis Faw'!$A$2:$A$26,1)+1)-INDEX('Shultis Faw'!$A$2:$A$26,MATCH($C643,'Shultis Faw'!$A$2:$A$26,1))),$C643*'Shultis Faw'!$E$2/'Shultis Faw'!$A$2)","v":4.6062800000000001E-2},{"$f":"_xlfn.IFNA(INDEX('Shultis Faw'!$F$2:$F$26,MATCH($C643,'Shultis Faw'!$A$2:$A$26,1))+($C643-INDEX('Shultis Faw'!$A$2:$A$26,MATCH($C643,'Shultis Faw'!$A$2:$A$26,1)))*(INDEX('Shultis Faw'!$F$2:$F$26,MATCH($C643,'Shultis Faw'!$A$2:$A$26,1)+1)-INDEX('Shultis Faw'!$F$2:$F$26,MATCH($C643,'Shultis Faw'!$A$2:$A$26,1)))/(INDEX('Shultis Faw'!$A$2:$A$26,MATCH($C643,'Shultis Faw'!$A$2:$A$26,1)+1)-INDEX('Shultis Faw'!$A$2:$A$26,MATCH($C643,'Shultis Faw'!$A$2:$A$26,1))),$C643*'Shultis Faw'!$F$2/'Shultis Faw'!$A$2)","v":14.313459999999999},{"$f":"J643*(H643*'Externe blootstelling'!$D$23/2)^K643+L643*(TANH(((H643*'Externe blootstelling'!$D$23)/(2*M643))-2)-TANH(-2))/(1-TANH(-2))","v":1.5554025814324752},{"$f":"IF(N643=1,1+(I643-1)*H643*'Externe blootstelling'!$D$23/2,1+(I643-1)*(N643^(H643*'Externe blootstelling'!$D$23/2)-1)/(N643-1))","v":2.65978685569468},{"$f":"G643*EXP(-H643*'Externe blootstelling'!$D$23/2)*O643","v":7.4460208025007847E-6}]
[null," g ",0.73280000000000001,1.1724799999999999E-13,5.9999999999999993E-6,{"$f":"_xlfn.IFNA(INDEX('hp (pSv cm2)'!$B$2:$B$52,MATCH($C644,'hp (pSv cm2)'!$A$2:$A$52,1))+($C644-INDEX('hp (pSv cm2)'!$A$2:$A$52,MATCH($C644,'hp (pSv cm2)'!$A$2:$A$52,1)))*(INDEX('hp (pSv cm2)'!$B$2:$B$52,MATCH($C644,'hp (pSv cm2)'!$A$2:$A$52,1)+1)-INDEX('hp (pSv cm2)'!$B$2:$B$52,MATCH($C644,'hp (pSv cm2)'!$A$2:$A$52,1)))/(INDEX('hp (pSv cm2)'!$A$2:$A$52,MATCH($C644,'hp (pSv cm2)'!$A$2:$A$52,1)+1)-INDEX('hp (pSv cm2)'!$A$2:$A$52,MATCH($C644,'hp (pSv cm2)'!$A$2:$A$52,1))),$C644*'hp (pSv cm2)'!$B$2/'hp (pSv cm2)'!$A$2)","v":3.4544800000000002},2.0726879999999998E-5,{"$f":"_xlfn.IFNA(0.997*(INDEX('Mass attenuation coefficients'!$B$2:$B$37,MATCH($C644,'Mass attenuation coefficients'!$A$2:$A$37,1))+($C644-INDEX('Mass attenuation coefficients'!$A$2:$A$37,MATCH($C644,'Mass attenuation coefficients'!$A$2:$A$37,1)))*(INDEX('Mass attenuation coefficients'!$B$2:$B$37,MATCH($C644,'Mass attenuation coefficients'!$A$2:$A$37,1)+1)-INDEX('Mass attenuation coefficients'!$B$2:$B$37,MATCH($C644,'Mass attenuation coefficients'!$A$2:$A$37,1)))/(INDEX('Mass attenuation coefficients'!$A$2:$A$37,MATCH($C644,'Mass attenuation coefficients'!$A$2:$A$37,1)+1)-INDEX('Mass attenuation coefficients'!$A$2:$A$37,MATCH($C644,'Mass attenuation coefficients'!$A$2:$A$37,1)))),0.997*$C644*'Mass attenuation coefficients'!$B$2/'Mass attenuation coefficients'!$A$2)","v":8.2068812719999995E-2},{"$f":"_xlfn.IFNA(INDEX('Shultis Faw'!$C$2:$C$26,MATCH($C644,'Shultis Faw'!$A$2:$A$26,1))+($C644-INDEX('Shultis Faw'!$A$2:$A$26,MATCH($C644,'Shultis Faw'!$A$2:$A$26,1)))*(INDEX('Shultis Faw'!$C$2:$C$26,MATCH($C644,'Shultis Faw'!$A$2:$A$26,1)+1)-INDEX('Shultis Faw'!$C$2:$C$26,MATCH($C644,'Shultis Faw'!$A$2:$A$26,1)))/(INDEX('Shultis Faw'!$A$2:$A$26,MATCH($C644,'Shultis Faw'!$A$2:$A$26,1)+1)-INDEX('Shultis Faw'!$A$2:$A$26,MATCH($C644,'Shultis Faw'!$A$2:$A$26,1))),$C644*'Shultis Faw'!$C$2/'Shultis Faw'!$A$2)","v":2.2674400000000001},{"$f":"_xlfn.IFNA(INDEX('Shultis Faw'!$D$2:$D$26,MATCH($C644,'Shultis Faw'!$A$2:$A$26,1))+($C644-INDEX('Shultis Faw'!$A$2:$A$26,MATCH($C644,'Shultis Faw'!$A$2:$A$26,1)))*(INDEX('Shultis Faw'!$D$2:$D$26,MATCH($C644,'Shultis Faw'!$A$2:$A$26,1)+1)-INDEX('Shultis Faw'!$D$2:$D$26,MATCH($C644,'Shultis Faw'!$A$2:$A$26,1)))/(INDEX('Shultis Faw'!$A$2:$A$26,MATCH($C644,'Shultis Faw'!$A$2:$A$26,1)+1)-INDEX('Shultis Faw'!$A$2:$A$26,MATCH($C644,'Shultis Faw'!$A$2:$A$26,1))),$C644*'Shultis Faw'!$D$2/'Shultis Faw'!$A$2)","v":1.5893600000000001},{"$f":"_xlfn.IFNA(INDEX('Shultis Faw'!$B$2:$B$26,MATCH($C644,'Shultis Faw'!$A$2:$A$26,1))+($C644-INDEX('Shultis Faw'!$A$2:$A$26,MATCH($C644,'Shultis Faw'!$A$2:$A$26,1)))*(INDEX('Shultis Faw'!$B$2:$B$26,MATCH($C644,'Shultis Faw'!$A$2:$A$26,1)+1)-INDEX('Shultis Faw'!$B$2:$B$26,MATCH($C644,'Shultis Faw'!$A$2:$A$26,1)))/(INDEX('Shultis Faw'!$A$2:$A$26,MATCH($C644,'Shultis Faw'!$A$2:$A$26,1)+1)-INDEX('Shultis Faw'!$A$2:$A$26,MATCH($C644,'Shultis Faw'!$A$2:$A$26,1))),$C644*'Shultis Faw'!$B$2/'Shultis Faw'!$A$2)","v":-0.111384},{"$f":"_xlfn.IFNA(INDEX('Shultis Faw'!$E$2:$E$26,MATCH($C644,'Shultis Faw'!$A$2:$A$26,1))+($C644-INDEX('Shultis Faw'!$A$2:$A$26,MATCH($C644,'Shultis Faw'!$A$2:$A$26,1)))*(INDEX('Shultis Faw'!$E$2:$E$26,MATCH($C644,'Shultis Faw'!$A$2:$A$26,1)+1)-INDEX('Shultis Faw'!$E$2:$E$26,MATCH($C644,'Shultis Faw'!$A$2:$A$26,1)))/(INDEX('Shultis Faw'!$A$2:$A$26,MATCH($C644,'Shultis Faw'!$A$2:$A$26,1)+1)-INDEX('Shultis Faw'!$A$2:$A$26,MATCH($C644,'Shultis Faw'!$A$2:$A$26,1))),$C644*'Shultis Faw'!$E$2/'Shultis Faw'!$A$2)","v":4.5917600000000003E-2},{"$f":"_xlfn.IFNA(INDEX('Shultis Faw'!$F$2:$F$26,MATCH($C644,'Shultis Faw'!$A$2:$A$26,1))+($C644-INDEX('Shultis Faw'!$A$2:$A$26,MATCH($C644,'Shultis Faw'!$A$2:$A$26,1)))*(INDEX('Shultis Faw'!$F$2:$F$26,MATCH($C644,'Shultis Faw'!$A$2:$A$26,1)+1)-INDEX('Shultis Faw'!$F$2:$F$26,MATCH($C644,'Shultis Faw'!$A$2:$A$26,1)))/(INDEX('Shultis Faw'!$A$2:$A$26,MATCH($C644,'Shultis Faw'!$A$2:$A$26,1)+1)-INDEX('Shultis Faw'!$A$2:$A$26,MATCH($C644,'Shultis Faw'!$A$2:$A$26,1))),$C644*'Shultis Faw'!$F$2/'Shultis Faw'!$A$2)","v":14.316319999999999},{"$f":"J644*(H644*'Externe blootstelling'!$D$23/2)^K644+L644*(TANH(((H644*'Externe blootstelling'!$D$23)/(2*M644))-2)-TANH(-2))/(1-TANH(-2))","v":1.5531410639509744},{"$f":"IF(N644=1,1+(I644-1)*H644*'Externe blootstelling'!$D$23/2,1+(I644-1)*(N644^(H644*'Externe blootstelling'!$D$23/2)-1)/(N644-1))","v":2.6484868687156595},{"$f":"G644*EXP(-H644*'Externe blootstelling'!$D$23/2)*O644","v":1.6028809578959294E-5}]
[null," g ",0.73720000000000008,1.1795200000000001E-13,2.7999999999999999E-6,{"$f":"_xlfn.IFNA(INDEX('hp (pSv cm2)'!$B$2:$B$52,MATCH($C645,'hp (pSv cm2)'!$A$2:$A$52,1))+($C645-INDEX('hp (pSv cm2)'!$A$2:$A$52,MATCH($C645,'hp (pSv cm2)'!$A$2:$A$52,1)))*(INDEX('hp (pSv cm2)'!$B$2:$B$52,MATCH($C645,'hp (pSv cm2)'!$A$2:$A$52,1)+1)-INDEX('hp (pSv cm2)'!$B$2:$B$52,MATCH($C645,'hp (pSv cm2)'!$A$2:$A$52,1)))/(INDEX('hp (pSv cm2)'!$A$2:$A$52,MATCH($C645,'hp (pSv cm2)'!$A$2:$A$52,1)+1)-INDEX('hp (pSv cm2)'!$A$2:$A$52,MATCH($C645,'hp (pSv cm2)'!$A$2:$A$52,1))),$C645*'hp (pSv cm2)'!$B$2/'hp (pSv cm2)'!$A$2)","v":3.4725200000000003},9.7230559999999998E-6,{"$f":"_xlfn.IFNA(0.997*(INDEX('Mass attenuation coefficients'!$B$2:$B$37,MATCH($C645,'Mass attenuation coefficients'!$A$2:$A$37,1))+($C645-INDEX('Mass attenuation coefficients'!$A$2:$A$37,MATCH($C645,'Mass attenuation coefficients'!$A$2:$A$37,1)))*(INDEX('Mass attenuation coefficients'!$B$2:$B$37,MATCH($C645,'Mass attenuation coefficients'!$A$2:$A$37,1)+1)-INDEX('Mass attenuation coefficients'!$B$2:$B$37,MATCH($C645,'Mass attenuation coefficients'!$A$2:$A$37,1)))/(INDEX('Mass attenuation coefficients'!$A$2:$A$37,MATCH($C645,'Mass attenuation coefficients'!$A$2:$A$37,1)+1)-INDEX('Mass attenuation coefficients'!$A$2:$A$37,MATCH($C645,'Mass attenuation coefficients'!$A$2:$A$37,1)))),0.997*$C645*'Mass attenuation coefficients'!$B$2/'Mass attenuation coefficients'!$A$2)","v":8.1829512779999988E-2},{"$f":"_xlfn.IFNA(INDEX('Shultis Faw'!$C$2:$C$26,MATCH($C645,'Shultis Faw'!$A$2:$A$26,1))+($C645-INDEX('Shultis Faw'!$A$2:$A$26,MATCH($C645,'Shultis Faw'!$A$2:$A$26,1)))*(INDEX('Shultis Faw'!$C$2:$C$26,MATCH($C645,'Shultis Faw'!$A$2:$A$26,1)+1)-INDEX('Shultis Faw'!$C$2:$C$26,MATCH($C645,'Shultis Faw'!$A$2:$A$26,1)))/(INDEX('Shultis Faw'!$A$2:$A$26,MATCH($C645,'Shultis Faw'!$A$2:$A$26,1)+1)-INDEX('Shultis Faw'!$A$2:$A$26,MATCH($C645,'Shultis Faw'!$A$2:$A$26,1))),$C645*'Shultis Faw'!$C$2/'Shultis Faw'!$A$2)","v":2.2638099999999999},{"$f":"_xlfn.IFNA(INDEX('Shultis Faw'!$D$2:$D$26,MATCH($C645,'Shultis Faw'!$A$2:$A$26,1))+($C645-INDEX('Shultis Faw'!$A$2:$A$26,MATCH($C645,'Shultis Faw'!$A$2:$A$26,1)))*(INDEX('Shultis Faw'!$D$2:$D$26,MATCH($C645,'Shultis Faw'!$A$2:$A$26,1)+1)-INDEX('Shultis Faw'!$D$2:$D$26,MATCH($C645,'Shultis Faw'!$A$2:$A$26,1)))/(INDEX('Shultis Faw'!$A$2:$A$26,MATCH($C645,'Shultis Faw'!$A$2:$A$26,1)+1)-INDEX('Shultis Faw'!$A$2:$A$26,MATCH($C645,'Shultis Faw'!$A$2:$A$26,1))),$C645*'Shultis Faw'!$D$2/'Shultis Faw'!$A$2)","v":1.58639},{"$f":"_xlfn.IFNA(INDEX('Shultis Faw'!$B$2:$B$26,MATCH($C645,'Shultis Faw'!$A$2:$A$26,1))+($C645-INDEX('Shultis Faw'!$A$2:$A$26,MATCH($C645,'Shultis Faw'!$A$2:$A$26,1)))*(INDEX('Shultis Faw'!$B$2:$B$26,MATCH($C645,'Shultis Faw'!$A$2:$A$26,1)+1)-INDEX('Shultis Faw'!$B$2:$B$26,MATCH($C645,'Shultis Faw'!$A$2:$A$26,1)))/(INDEX('Shultis Faw'!$A$2:$A$26,MATCH($C645,'Shultis Faw'!$A$2:$A$26,1)+1)-INDEX('Shultis Faw'!$A$2:$A$26,MATCH($C645,'Shultis Faw'!$A$2:$A$26,1))),$C645*'Shultis Faw'!$B$2/'Shultis Faw'!$A$2)","v":-0.110966},{"$f":"_xlfn.IFNA(INDEX('Shultis Faw'!$E$2:$E$26,MATCH($C645,'Shultis Faw'!$A$2:$A$26,1))+($C645-INDEX('Shultis Faw'!$A$2:$A$26,MATCH($C645,'Shultis Faw'!$A$2:$A$26,1)))*(INDEX('Shultis Faw'!$E$2:$E$26,MATCH($C645,'Shultis Faw'!$A$2:$A$26,1)+1)-INDEX('Shultis Faw'!$E$2:$E$26,MATCH($C645,'Shultis Faw'!$A$2:$A$26,1)))/(INDEX('Shultis Faw'!$A$2:$A$26,MATCH($C645,'Shultis Faw'!$A$2:$A$26,1)+1)-INDEX('Shultis Faw'!$A$2:$A$26,MATCH($C645,'Shultis Faw'!$A$2:$A$26,1))),$C645*'Shultis Faw'!$E$2/'Shultis Faw'!$A$2)","v":4.5772399999999998E-2},{"$f":"_xlfn.IFNA(INDEX('Shultis Faw'!$F$2:$F$26,MATCH($C645,'Shultis Faw'!$A$2:$A$26,1))+($C645-INDEX('Shultis Faw'!$A$2:$A$26,MATCH($C645,'Shultis Faw'!$A$2:$A$26,1)))*(INDEX('Shultis Faw'!$F$2:$F$26,MATCH($C645,'Shultis Faw'!$A$2:$A$26,1)+1)-INDEX('Shultis Faw'!$F$2:$F$26,MATCH($C645,'Shultis Faw'!$A$2:$A$26,1)))/(INDEX('Shultis Faw'!$A$2:$A$26,MATCH($C645,'Shultis Faw'!$A$2:$A$26,1)+1)-INDEX('Shultis Faw'!$A$2:$A$26,MATCH($C645,'Shultis Faw'!$A$2:$A$26,1))),$C645*'Shultis Faw'!$F$2/'Shultis Faw'!$A$2)","v":14.319179999999999},{"$f":"J645*(H645*'Externe blootstelling'!$D$23/2)^K645+L645*(TANH(((H645*'Externe blootstelling'!$D$23)/(2*M645))-2)-TANH(-2))/(1-TANH(-2))","v":1.5508751091722488},{"$f":"IF(N645=1,1+(I645-1)*H645*'Externe blootstelling'!$D$23/2,1+(I645-1)*(N645^(H645*'Externe blootstelling'!$D$23/2)-1)/(N645-1))","v":2.6372459476713512},{"$f":"G645*EXP(-H645*'Externe blootstelling'!$D$23/2)*O645","v":7.514184129094713E-6}]
["219Rn","X-ray",1.2935499999999999E-2,2.0696799999999997E-15,1.01E-2,{"$f":"_xlfn.IFNA(INDEX('hp (pSv cm2)'!$B$2:$B$52,MATCH($C646,'hp (pSv cm2)'!$A$2:$A$52,1))+($C646-INDEX('hp (pSv cm2)'!$A$2:$A$52,MATCH($C646,'hp (pSv cm2)'!$A$2:$A$52,1)))*(INDEX('hp (pSv cm2)'!$B$2:$B$52,MATCH($C646,'hp (pSv cm2)'!$A$2:$A$52,1)+1)-INDEX('hp (pSv cm2)'!$B$2:$B$52,MATCH($C646,'hp (pSv cm2)'!$A$2:$A$52,1)))/(INDEX('hp (pSv cm2)'!$A$2:$A$52,MATCH($C646,'hp (pSv cm2)'!$A$2:$A$52,1)+1)-INDEX('hp (pSv cm2)'!$A$2:$A$52,MATCH($C646,'hp (pSv cm2)'!$A$2:$A$52,1))),$C646*'hp (pSv cm2)'!$B$2/'hp (pSv cm2)'!$A$2)","v":0.1209035},1.2211253499999999E-3,{"$f":"_xlfn.IFNA(0.997*(INDEX('Mass attenuation coefficients'!$B$2:$B$37,MATCH($C646,'Mass attenuation coefficients'!$A$2:$A$37,1))+($C646-INDEX('Mass attenuation coefficients'!$A$2:$A$37,MATCH($C646,'Mass attenuation coefficients'!$A$2:$A$37,1)))*(INDEX('Mass attenuation coefficients'!$B$2:$B$37,MATCH($C646,'Mass attenuation coefficients'!$A$2:$A$37,1)+1)-INDEX('Mass attenuation coefficients'!$B$2:$B$37,MATCH($C646,'Mass attenuation coefficients'!$A$2:$A$37,1)))/(INDEX('Mass attenuation coefficients'!$A$2:$A$37,MATCH($C646,'Mass attenuation coefficients'!$A$2:$A$37,1)+1)-INDEX('Mass attenuation coefficients'!$A$2:$A$37,MATCH($C646,'Mass attenuation coefficients'!$A$2:$A$37,1)))),0.997*$C646*'Mass attenuation coefficients'!$B$2/'Mass attenuation coefficients'!$A$2)","v":3.1730147128000006},{"$f":"_xlfn.IFNA(INDEX('Shultis Faw'!$C$2:$C$26,MATCH($C646,'Shultis Faw'!$A$2:$A$26,1))+($C646-INDEX('Shultis Faw'!$A$2:$A$26,MATCH($C646,'Shultis Faw'!$A$2:$A$26,1)))*(INDEX('Shultis Faw'!$C$2:$C$26,MATCH($C646,'Shultis Faw'!$A$2:$A$26,1)+1)-INDEX('Shultis Faw'!$C$2:$C$26,MATCH($C646,'Shultis Faw'!$A$2:$A$26,1)))/(INDEX('Shultis Faw'!$A$2:$A$26,MATCH($C646,'Shultis Faw'!$A$2:$A$26,1)+1)-INDEX('Shultis Faw'!$A$2:$A$26,MATCH($C646,'Shultis Faw'!$A$2:$A$26,1))),$C646*'Shultis Faw'!$C$2/'Shultis Faw'!$A$2)","v":1.0193174},{"$f":"_xlfn.IFNA(INDEX('Shultis Faw'!$D$2:$D$26,MATCH($C646,'Shultis Faw'!$A$2:$A$26,1))+($C646-INDEX('Shultis Faw'!$A$2:$A$26,MATCH($C646,'Shultis Faw'!$A$2:$A$26,1)))*(INDEX('Shultis Faw'!$D$2:$D$26,MATCH($C646,'Shultis Faw'!$A$2:$A$26,1)+1)-INDEX('Shultis Faw'!$D$2:$D$26,MATCH($C646,'Shultis Faw'!$A$2:$A$26,1)))/(INDEX('Shultis Faw'!$A$2:$A$26,MATCH($C646,'Shultis Faw'!$A$2:$A$26,1)+1)-INDEX('Shultis Faw'!$A$2:$A$26,MATCH($C646,'Shultis Faw'!$A$2:$A$26,1))),$C646*'Shultis Faw'!$D$2/'Shultis Faw'!$A$2)","v":0.39927576666666664},{"$f":"_xlfn.IFNA(INDEX('Shultis Faw'!$B$2:$B$26,MATCH($C646,'Shultis Faw'!$A$2:$A$26,1))+($C646-INDEX('Shultis Faw'!$A$2:$A$26,MATCH($C646,'Shultis Faw'!$A$2:$A$26,1)))*(INDEX('Shultis Faw'!$B$2:$B$26,MATCH($C646,'Shultis Faw'!$A$2:$A$26,1)+1)-INDEX('Shultis Faw'!$B$2:$B$26,MATCH($C646,'Shultis Faw'!$A$2:$A$26,1)))/(INDEX('Shultis Faw'!$A$2:$A$26,MATCH($C646,'Shultis Faw'!$A$2:$A$26,1)+1)-INDEX('Shultis Faw'!$A$2:$A$26,MATCH($C646,'Shultis Faw'!$A$2:$A$26,1))),$C646*'Shultis Faw'!$B$2/'Shultis Faw'!$A$2)","v":0.14832706666666665},{"$f":"_xlfn.IFNA(INDEX('Shultis Faw'!$E$2:$E$26,MATCH($C646,'Shultis Faw'!$A$2:$A$26,1))+($C646-INDEX('Shultis Faw'!$A$2:$A$26,MATCH($C646,'Shultis Faw'!$A$2:$A$26,1)))*(INDEX('Shultis Faw'!$E$2:$E$26,MATCH($C646,'Shultis Faw'!$A$2:$A$26,1)+1)-INDEX('Shultis Faw'!$E$2:$E$26,MATCH($C646,'Shultis Faw'!$A$2:$A$26,1)))/(INDEX('Shultis Faw'!$A$2:$A$26,MATCH($C646,'Shultis Faw'!$A$2:$A$26,1)+1)-INDEX('Shultis Faw'!$A$2:$A$26,MATCH($C646,'Shultis Faw'!$A$2:$A$26,1))),$C646*'Shultis Faw'!$E$2/'Shultis Faw'!$A$2)","v":-7.8302893333333345E-2},{"$f":"_xlfn.IFNA(INDEX('Shultis Faw'!$F$2:$F$26,MATCH($C646,'Shultis Faw'!$A$2:$A$26,1))+($C646-INDEX('Shultis Faw'!$A$2:$A$26,MATCH($C646,'Shultis Faw'!$A$2:$A$26,1)))*(INDEX('Shultis Faw'!$F$2:$F$26,MATCH($C646,'Shultis Faw'!$A$2:$A$26,1)+1)-INDEX('Shultis Faw'!$F$2:$F$26,MATCH($C646,'Shultis Faw'!$A$2:$A$26,1)))/(INDEX('Shultis Faw'!$A$2:$A$26,MATCH($C646,'Shultis Faw'!$A$2:$A$26,1)+1)-INDEX('Shultis Faw'!$A$2:$A$26,MATCH($C646,'Shultis Faw'!$A$2:$A$26,1))),$C646*'Shultis Faw'!$F$2/'Shultis Faw'!$A$2)","v":12.271477666666666},{"$f":"J646*(H646*'Externe blootstelling'!$D$23/2)^K646+L646*(TANH(((H646*'Externe blootstelling'!$D$23)/(2*M646))-2)-TANH(-2))/(1-TANH(-2))","v":0.63162712867708204},{"$f":"IF(N646=1,1+(I646-1)*H646*'Externe blootstelling'!$D$23/2,1+(I646-1)*(N646^(H646*'Externe blootstelling'!$D$23/2)-1)/(N646-1))","v":1.0524398008042151},{"$f":"G646*EXP(-H646*'Externe blootstelling'!$D$23/2)*O646","v":2.7454642903459188E-24}]
[null,"X-ray",7.6864000000000002E-2,1.229824E-14,5.4000000000000003E-3,{"$f":"_xlfn.IFNA(INDEX('hp (pSv cm2)'!$B$2:$B$52,MATCH($C647,'hp (pSv cm2)'!$A$2:$A$52,1))+($C647-INDEX('hp (pSv cm2)'!$A$2:$A$52,MATCH($C647,'hp (pSv cm2)'!$A$2:$A$52,1)))*(INDEX('hp (pSv cm2)'!$B$2:$B$52,MATCH($C647,'hp (pSv cm2)'!$A$2:$A$52,1)+1)-INDEX('hp (pSv cm2)'!$B$2:$B$52,MATCH($C647,'hp (pSv cm2)'!$A$2:$A$52,1)))/(INDEX('hp (pSv cm2)'!$A$2:$A$52,MATCH($C647,'hp (pSv cm2)'!$A$2:$A$52,1)+1)-INDEX('hp (pSv cm2)'!$A$2:$A$52,MATCH($C647,'hp (pSv cm2)'!$A$2:$A$52,1))),$C647*'hp (pSv cm2)'!$B$2/'hp (pSv cm2)'!$A$2)","v":0.43296479999999998},2.3380099200000001E-3,{"$f":"_xlfn.IFNA(0.997*(INDEX('Mass attenuation coefficients'!$B$2:$B$37,MATCH($C647,'Mass attenuation coefficients'!$A$2:$A$37,1))+($C647-INDEX('Mass attenuation coefficients'!$A$2:$A$37,MATCH($C647,'Mass attenuation coefficients'!$A$2:$A$37,1)))*(INDEX('Mass attenuation coefficients'!$B$2:$B$37,MATCH($C647,'Mass attenuation coefficients'!$A$2:$A$37,1)+1)-INDEX('Mass attenuation coefficients'!$B$2:$B$37,MATCH($C647,'Mass attenuation coefficients'!$A$2:$A$37,1)))/(INDEX('Mass attenuation coefficients'!$A$2:$A$37,MATCH($C647,'Mass attenuation coefficients'!$A$2:$A$37,1)+1)-INDEX('Mass attenuation coefficients'!$A$2:$A$37,MATCH($C647,'Mass attenuation coefficients'!$A$2:$A$37,1)))),0.997*$C647*'Mass attenuation coefficients'!$B$2/'Mass attenuation coefficients'!$A$2)","v":0.18661941712000002},{"$f":"_xlfn.IFNA(INDEX('Shultis Faw'!$C$2:$C$26,MATCH($C647,'Shultis Faw'!$A$2:$A$26,1))+($C647-INDEX('Shultis Faw'!$A$2:$A$26,MATCH($C647,'Shultis Faw'!$A$2:$A$26,1)))*(INDEX('Shultis Faw'!$C$2:$C$26,MATCH($C647,'Shultis Faw'!$A$2:$A$26,1)+1)-INDEX('Shultis Faw'!$C$2:$C$26,MATCH($C647,'Shultis Faw'!$A$2:$A$26,1)))/(INDEX('Shultis Faw'!$A$2:$A$26,MATCH($C647,'Shultis Faw'!$A$2:$A$26,1)+1)-INDEX('Shultis Faw'!$A$2:$A$26,MATCH($C647,'Shultis Faw'!$A$2:$A$26,1))),$C647*'Shultis Faw'!$C$2/'Shultis Faw'!$A$2)","v":5.0470832000000003},{"$f":"_xlfn.IFNA(INDEX('Shultis Faw'!$D$2:$D$26,MATCH($C647,'Shultis Faw'!$A$2:$A$26,1))+($C647-INDEX('Shultis Faw'!$A$2:$A$26,MATCH($C647,'Shultis Faw'!$A$2:$A$26,1)))*(INDEX('Shultis Faw'!$D$2:$D$26,MATCH($C647,'Shultis Faw'!$A$2:$A$26,1)+1)-INDEX('Shultis Faw'!$D$2:$D$26,MATCH($C647,'Shultis Faw'!$A$2:$A$26,1)))/(INDEX('Shultis Faw'!$A$2:$A$26,MATCH($C647,'Shultis Faw'!$A$2:$A$26,1)+1)-INDEX('Shultis Faw'!$A$2:$A$26,MATCH($C647,'Shultis Faw'!$A$2:$A$26,1))),$C647*'Shultis Faw'!$D$2/'Shultis Faw'!$A$2)","v":2.0074128},{"$f":"_xlfn.IFNA(INDEX('Shultis Faw'!$B$2:$B$26,MATCH($C647,'Shultis Faw'!$A$2:$A$26,1))+($C647-INDEX('Shultis Faw'!$A$2:$A$26,MATCH($C647,'Shultis Faw'!$A$2:$A$26,1)))*(INDEX('Shultis Faw'!$B$2:$B$26,MATCH($C647,'Shultis Faw'!$A$2:$A$26,1)+1)-INDEX('Shultis Faw'!$B$2:$B$26,MATCH($C647,'Shultis Faw'!$A$2:$A$26,1)))/(INDEX('Shultis Faw'!$A$2:$A$26,MATCH($C647,'Shultis Faw'!$A$2:$A$26,1)+1)-INDEX('Shultis Faw'!$A$2:$A$26,MATCH($C647,'Shultis Faw'!$A$2:$A$26,1))),$C647*'Shultis Faw'!$B$2/'Shultis Faw'!$A$2)","v":-0.16141440000000001},{"$f":"_xlfn.IFNA(INDEX('Shultis Faw'!$E$2:$E$26,MATCH($C647,'Shultis Faw'!$A$2:$A$26,1))+($C647-INDEX('Shultis Faw'!$A$2:$A$26,MATCH($C647,'Shultis Faw'!$A$2:$A$26,1)))*(INDEX('Shultis Faw'!$E$2:$E$26,MATCH($C647,'Shultis Faw'!$A$2:$A$26,1)+1)-INDEX('Shultis Faw'!$E$2:$E$26,MATCH($C647,'Shultis Faw'!$A$2:$A$26,1)))/(INDEX('Shultis Faw'!$A$2:$A$26,MATCH($C647,'Shultis Faw'!$A$2:$A$26,1)+1)-INDEX('Shultis Faw'!$A$2:$A$26,MATCH($C647,'Shultis Faw'!$A$2:$A$26,1))),$C647*'Shultis Faw'!$E$2/'Shultis Faw'!$A$2)","v":7.3722880000000005E-2},{"$f":"_xlfn.IFNA(INDEX('Shultis Faw'!$F$2:$F$26,MATCH($C647,'Shultis Faw'!$A$2:$A$26,1))+($C647-INDEX('Shultis Faw'!$A$2:$A$26,MATCH($C647,'Shultis Faw'!$A$2:$A$26,1)))*(INDEX('Shultis Faw'!$F$2:$F$26,MATCH($C647,'Shultis Faw'!$A$2:$A$26,1)+1)-INDEX('Shultis Faw'!$F$2:$F$26,MATCH($C647,'Shultis Faw'!$A$2:$A$26,1)))/(INDEX('Shultis Faw'!$A$2:$A$26,MATCH($C647,'Shultis Faw'!$A$2:$A$26,1)+1)-INDEX('Shultis Faw'!$A$2:$A$26,MATCH($C647,'Shultis Faw'!$A$2:$A$26,1))),$C647*'Shultis Faw'!$F$2/'Shultis Faw'!$A$2)","v":13.665296},{"$f":"J647*(H647*'Externe blootstelling'!$D$23/2)^K647+L647*(TANH(((H647*'Externe blootstelling'!$D$23)/(2*M647))-2)-TANH(-2))/(1-TANH(-2))","v":1.700774067407369},{"$f":"IF(N647=1,1+(I647-1)*H647*'Externe blootstelling'!$D$23/2,1+(I647-1)*(N647^(H647*'Externe blootstelling'!$D$23/2)-1)/(N647-1))","v":20.764268334897839},{"$f":"G647*EXP(-H647*'Externe blootstelling'!$D$23/2)*O647","v":2.9542431420450108E-3}]
[null,"X-ray",7.9293000000000002E-2,1.2686879999999999E-14,9.0000000000000011E-3,{"$f":"_xlfn.IFNA(INDEX('hp (pSv cm2)'!$B$2:$B$52,MATCH($C648,'hp (pSv cm2)'!$A$2:$A$52,1))+($C648-INDEX('hp (pSv cm2)'!$A$2:$A$52,MATCH($C648,'hp (pSv cm2)'!$A$2:$A$52,1)))*(INDEX('hp (pSv cm2)'!$B$2:$B$52,MATCH($C648,'hp (pSv cm2)'!$A$2:$A$52,1)+1)-INDEX('hp (pSv cm2)'!$B$2:$B$52,MATCH($C648,'hp (pSv cm2)'!$A$2:$A$52,1)))/(INDEX('hp (pSv cm2)'!$A$2:$A$52,MATCH($C648,'hp (pSv cm2)'!$A$2:$A$52,1)+1)-INDEX('hp (pSv cm2)'!$A$2:$A$52,MATCH($C648,'hp (pSv cm2)'!$A$2:$A$52,1))),$C648*'hp (pSv cm2)'!$B$2/'hp (pSv cm2)'!$A$2)","v":0.44073760000000001},3.9666384000000008E-3,{"$f":"_xlfn.IFNA(0.997*(INDEX('Mass attenuation coefficients'!$B$2:$B$37,MATCH($C648,'Mass attenuation coefficients'!$A$2:$A$37,1))+($C648-INDEX('Mass attenuation coefficients'!$A$2:$A$37,MATCH($C648,'Mass attenuation coefficients'!$A$2:$A$37,1)))*(INDEX('Mass attenuation coefficients'!$B$2:$B$37,MATCH($C648,'Mass attenuation coefficients'!$A$2:$A$37,1)+1)-INDEX('Mass attenuation coefficients'!$B$2:$B$37,MATCH($C648,'Mass attenuation coefficients'!$A$2:$A$37,1)))/(INDEX('Mass attenuation coefficients'!$A$2:$A$37,MATCH($C648,'Mass attenuation coefficients'!$A$2:$A$37,1)+1)-INDEX('Mass attenuation coefficients'!$A$2:$A$37,MATCH($C648,'Mass attenuation coefficients'!$A$2:$A$37,1)))),0.997*$C648*'Mass attenuation coefficients'!$B$2/'Mass attenuation coefficients'!$A$2)","v":0.18393131568999999},{"$f":"_xlfn.IFNA(INDEX('Shultis Faw'!$C$2:$C$26,MATCH($C648,'Shultis Faw'!$A$2:$A$26,1))+($C648-INDEX('Shultis Faw'!$A$2:$A$26,MATCH($C648,'Shultis Faw'!$A$2:$A$26,1)))*(INDEX('Shultis Faw'!$C$2:$C$26,MATCH($C648,'Shultis Faw'!$A$2:$A$26,1)+1)-INDEX('Shultis Faw'!$C$2:$C$26,MATCH($C648,'Shultis Faw'!$A$2:$A$26,1)))/(INDEX('Shultis Faw'!$A$2:$A$26,MATCH($C648,'Shultis Faw'!$A$2:$A$26,1)+1)-INDEX('Shultis Faw'!$A$2:$A$26,MATCH($C648,'Shultis Faw'!$A$2:$A$26,1))),$C648*'Shultis Faw'!$C$2/'Shultis Faw'!$A$2)","v":5.0563134000000005},{"$f":"_xlfn.IFNA(INDEX('Shultis Faw'!$D$2:$D$26,MATCH($C648,'Shultis Faw'!$A$2:$A$26,1))+($C648-INDEX('Shultis Faw'!$A$2:$A$26,MATCH($C648,'Shultis Faw'!$A$2:$A$26,1)))*(INDEX('Shultis Faw'!$D$2:$D$26,MATCH($C648,'Shultis Faw'!$A$2:$A$26,1)+1)-INDEX('Shultis Faw'!$D$2:$D$26,MATCH($C648,'Shultis Faw'!$A$2:$A$26,1)))/(INDEX('Shultis Faw'!$A$2:$A$26,MATCH($C648,'Shultis Faw'!$A$2:$A$26,1)+1)-INDEX('Shultis Faw'!$A$2:$A$26,MATCH($C648,'Shultis Faw'!$A$2:$A$26,1))),$C648*'Shultis Faw'!$D$2/'Shultis Faw'!$A$2)","v":2.0473698499999999},{"$f":"_xlfn.IFNA(INDEX('Shultis Faw'!$B$2:$B$26,MATCH($C648,'Shultis Faw'!$A$2:$A$26,1))+($C648-INDEX('Shultis Faw'!$A$2:$A$26,MATCH($C648,'Shultis Faw'!$A$2:$A$26,1)))*(INDEX('Shultis Faw'!$B$2:$B$26,MATCH($C648,'Shultis Faw'!$A$2:$A$26,1)+1)-INDEX('Shultis Faw'!$B$2:$B$26,MATCH($C648,'Shultis Faw'!$A$2:$A$26,1)))/(INDEX('Shultis Faw'!$A$2:$A$26,MATCH($C648,'Shultis Faw'!$A$2:$A$26,1)+1)-INDEX('Shultis Faw'!$A$2:$A$26,MATCH($C648,'Shultis Faw'!$A$2:$A$26,1))),$C648*'Shultis Faw'!$B$2/'Shultis Faw'!$A$2)","v":-0.1665153},{"$f":"_xlfn.IFNA(INDEX('Shultis Faw'!$E$2:$E$26,MATCH($C648,'Shultis Faw'!$A$2:$A$26,1))+($C648-INDEX('Shultis Faw'!$A$2:$A$26,MATCH($C648,'Shultis Faw'!$A$2:$A$26,1)))*(INDEX('Shultis Faw'!$E$2:$E$26,MATCH($C648,'Shultis Faw'!$A$2:$A$26,1)+1)-INDEX('Shultis Faw'!$E$2:$E$26,MATCH($C648,'Shultis Faw'!$A$2:$A$26,1)))/(INDEX('Shultis Faw'!$A$2:$A$26,MATCH($C648,'Shultis Faw'!$A$2:$A$26,1)+1)-INDEX('Shultis Faw'!$A$2:$A$26,MATCH($C648,'Shultis Faw'!$A$2:$A$26,1))),$C648*'Shultis Faw'!$E$2/'Shultis Faw'!$A$2)","v":7.6261185000000009E-2},{"$f":"_xlfn.IFNA(INDEX('Shultis Faw'!$F$2:$F$26,MATCH($C648,'Shultis Faw'!$A$2:$A$26,1))+($C648-INDEX('Shultis Faw'!$A$2:$A$26,MATCH($C648,'Shultis Faw'!$A$2:$A$26,1)))*(INDEX('Shultis Faw'!$F$2:$F$26,MATCH($C648,'Shultis Faw'!$A$2:$A$26,1)+1)-INDEX('Shultis Faw'!$F$2:$F$26,MATCH($C648,'Shultis Faw'!$A$2:$A$26,1)))/(INDEX('Shultis Faw'!$A$2:$A$26,MATCH($C648,'Shultis Faw'!$A$2:$A$26,1)+1)-INDEX('Shultis Faw'!$A$2:$A$26,MATCH($C648,'Shultis Faw'!$A$2:$A$26,1))),$C648*'Shultis Faw'!$F$2/'Shultis Faw'!$A$2)","v":13.6689395},{"$f":"J648*(H648*'Externe blootstelling'!$D$23/2)^K648+L648*(TANH(((H648*'Externe blootstelling'!$D$23)/(2*M648))-2)-TANH(-2))/(1-TANH(-2))","v":1.7297167324826352},{"$f":"IF(N648=1,1+(I648-1)*H648*'Externe blootstelling'!$D$23/2,1+(I648-1)*(N648^(H648*'Externe blootstelling'!$D$23/2)-1)/(N648-1))","v":20.649515895136986},{"$f":"G648*EXP(-H648*'Externe blootstelling'!$D$23/2)*O648","v":5.1895195768954586E-3}]
[null,"X-ray",8.9808700000000005E-2,1.4369392000000002E-14,3.0899999999999999E-3,{"$f":"_xlfn.IFNA(INDEX('hp (pSv cm2)'!$B$2:$B$52,MATCH($C649,'hp (pSv cm2)'!$A$2:$A$52,1))+($C649-INDEX('hp (pSv cm2)'!$A$2:$A$52,MATCH($C649,'hp (pSv cm2)'!$A$2:$A$52,1)))*(INDEX('hp (pSv cm2)'!$B$2:$B$52,MATCH($C649,'hp (pSv cm2)'!$A$2:$A$52,1)+1)-INDEX('hp (pSv cm2)'!$B$2:$B$52,MATCH($C649,'hp (pSv cm2)'!$A$2:$A$52,1)))/(INDEX('hp (pSv cm2)'!$A$2:$A$52,MATCH($C649,'hp (pSv cm2)'!$A$2:$A$52,1)+1)-INDEX('hp (pSv cm2)'!$A$2:$A$52,MATCH($C649,'hp (pSv cm2)'!$A$2:$A$52,1))),$C649*'hp (pSv cm2)'!$B$2/'hp (pSv cm2)'!$A$2)","v":0.47978262500000002},1.48252831125E-3,{"$f":"_xlfn.IFNA(0.997*(INDEX('Mass attenuation coefficients'!$B$2:$B$37,MATCH($C649,'Mass attenuation coefficients'!$A$2:$A$37,1))+($C649-INDEX('Mass attenuation coefficients'!$A$2:$A$37,MATCH($C649,'Mass attenuation coefficients'!$A$2:$A$37,1)))*(INDEX('Mass attenuation coefficients'!$B$2:$B$37,MATCH($C649,'Mass attenuation coefficients'!$A$2:$A$37,1)+1)-INDEX('Mass attenuation coefficients'!$B$2:$B$37,MATCH($C649,'Mass attenuation coefficients'!$A$2:$A$37,1)))/(INDEX('Mass attenuation coefficients'!$A$2:$A$37,MATCH($C649,'Mass attenuation coefficients'!$A$2:$A$37,1)+1)-INDEX('Mass attenuation coefficients'!$A$2:$A$37,MATCH($C649,'Mass attenuation coefficients'!$A$2:$A$37,1)))),0.997*$C649*'Mass attenuation coefficients'!$B$2/'Mass attenuation coefficients'!$A$2)","v":0.176792371965},{"$f":"_xlfn.IFNA(INDEX('Shultis Faw'!$C$2:$C$26,MATCH($C649,'Shultis Faw'!$A$2:$A$26,1))+($C649-INDEX('Shultis Faw'!$A$2:$A$26,MATCH($C649,'Shultis Faw'!$A$2:$A$26,1)))*(INDEX('Shultis Faw'!$C$2:$C$26,MATCH($C649,'Shultis Faw'!$A$2:$A$26,1)+1)-INDEX('Shultis Faw'!$C$2:$C$26,MATCH($C649,'Shultis Faw'!$A$2:$A$26,1)))/(INDEX('Shultis Faw'!$A$2:$A$26,MATCH($C649,'Shultis Faw'!$A$2:$A$26,1)+1)-INDEX('Shultis Faw'!$A$2:$A$26,MATCH($C649,'Shultis Faw'!$A$2:$A$26,1))),$C649*'Shultis Faw'!$C$2/'Shultis Faw'!$A$2)","v":4.8647877400000006},{"$f":"_xlfn.IFNA(INDEX('Shultis Faw'!$D$2:$D$26,MATCH($C649,'Shultis Faw'!$A$2:$A$26,1))+($C649-INDEX('Shultis Faw'!$A$2:$A$26,MATCH($C649,'Shultis Faw'!$A$2:$A$26,1)))*(INDEX('Shultis Faw'!$D$2:$D$26,MATCH($C649,'Shultis Faw'!$A$2:$A$26,1)+1)-INDEX('Shultis Faw'!$D$2:$D$26,MATCH($C649,'Shultis Faw'!$A$2:$A$26,1)))/(INDEX('Shultis Faw'!$A$2:$A$26,MATCH($C649,'Shultis Faw'!$A$2:$A$26,1)+1)-INDEX('Shultis Faw'!$A$2:$A$26,MATCH($C649,'Shultis Faw'!$A$2:$A$26,1))),$C649*'Shultis Faw'!$D$2/'Shultis Faw'!$A$2)","v":2.13845047},{"$f":"_xlfn.IFNA(INDEX('Shultis Faw'!$B$2:$B$26,MATCH($C649,'Shultis Faw'!$A$2:$A$26,1))+($C649-INDEX('Shultis Faw'!$A$2:$A$26,MATCH($C649,'Shultis Faw'!$A$2:$A$26,1)))*(INDEX('Shultis Faw'!$B$2:$B$26,MATCH($C649,'Shultis Faw'!$A$2:$A$26,1)+1)-INDEX('Shultis Faw'!$B$2:$B$26,MATCH($C649,'Shultis Faw'!$A$2:$A$26,1)))/(INDEX('Shultis Faw'!$A$2:$A$26,MATCH($C649,'Shultis Faw'!$A$2:$A$26,1)+1)-INDEX('Shultis Faw'!$A$2:$A$26,MATCH($C649,'Shultis Faw'!$A$2:$A$26,1))),$C649*'Shultis Faw'!$B$2/'Shultis Faw'!$A$2)","v":-0.17682783000000002},{"$f":"_xlfn.IFNA(INDEX('Shultis Faw'!$E$2:$E$26,MATCH($C649,'Shultis Faw'!$A$2:$A$26,1))+($C649-INDEX('Shultis Faw'!$A$2:$A$26,MATCH($C649,'Shultis Faw'!$A$2:$A$26,1)))*(INDEX('Shultis Faw'!$E$2:$E$26,MATCH($C649,'Shultis Faw'!$A$2:$A$26,1)+1)-INDEX('Shultis Faw'!$E$2:$E$26,MATCH($C649,'Shultis Faw'!$A$2:$A$26,1)))/(INDEX('Shultis Faw'!$A$2:$A$26,MATCH($C649,'Shultis Faw'!$A$2:$A$26,1)+1)-INDEX('Shultis Faw'!$A$2:$A$26,MATCH($C649,'Shultis Faw'!$A$2:$A$26,1))),$C649*'Shultis Faw'!$E$2/'Shultis Faw'!$A$2)","v":7.9746436000000004E-2},{"$f":"_xlfn.IFNA(INDEX('Shultis Faw'!$F$2:$F$26,MATCH($C649,'Shultis Faw'!$A$2:$A$26,1))+($C649-INDEX('Shultis Faw'!$A$2:$A$26,MATCH($C649,'Shultis Faw'!$A$2:$A$26,1)))*(INDEX('Shultis Faw'!$F$2:$F$26,MATCH($C649,'Shultis Faw'!$A$2:$A$26,1)+1)-INDEX('Shultis Faw'!$F$2:$F$26,MATCH($C649,'Shultis Faw'!$A$2:$A$26,1)))/(INDEX('Shultis Faw'!$A$2:$A$26,MATCH($C649,'Shultis Faw'!$A$2:$A$26,1)+1)-INDEX('Shultis Faw'!$A$2:$A$26,MATCH($C649,'Shultis Faw'!$A$2:$A$26,1))),$C649*'Shultis Faw'!$F$2/'Shultis Faw'!$A$2)","v":13.503252099999999},{"$f":"J649*(H649*'Externe blootstelling'!$D$23/2)^K649+L649*(TANH(((H649*'Externe blootstelling'!$D$23)/(2*M649))-2)-TANH(-2))/(1-TANH(-2))","v":1.8003957516147455},{"$f":"IF(N649=1,1+(I649-1)*H649*'Externe blootstelling'!$D$23/2,1+(I649-1)*(N649^(H649*'Externe blootstelling'!$D$23/2)-1)/(N649-1))","v":19.134346262823566},{"$f":"G649*EXP(-H649*'Externe blootstelling'!$D$23/2)*O649","v":2.0004023253786828E-3}]
[null,"X-ray",9.2621300000000004E-2,1.4819408E-14,9.6000000000000002E-4,{"$f":"_xlfn.IFNA(INDEX('hp (pSv cm2)'!$B$2:$B$52,MATCH($C650,'hp (pSv cm2)'!$A$2:$A$52,1))+($C650-INDEX('hp (pSv cm2)'!$A$2:$A$52,MATCH($C650,'hp (pSv cm2)'!$A$2:$A$52,1)))*(INDEX('hp (pSv cm2)'!$B$2:$B$52,MATCH($C650,'hp (pSv cm2)'!$A$2:$A$52,1)+1)-INDEX('hp (pSv cm2)'!$B$2:$B$52,MATCH($C650,'hp (pSv cm2)'!$A$2:$A$52,1)))/(INDEX('hp (pSv cm2)'!$A$2:$A$52,MATCH($C650,'hp (pSv cm2)'!$A$2:$A$52,1)+1)-INDEX('hp (pSv cm2)'!$A$2:$A$52,MATCH($C650,'hp (pSv cm2)'!$A$2:$A$52,1))),$C650*'hp (pSv cm2)'!$B$2/'hp (pSv cm2)'!$A$2)","v":0.49032987500000003},4.7071668000000003E-4,{"$f":"_xlfn.IFNA(0.997*(INDEX('Mass attenuation coefficients'!$B$2:$B$37,MATCH($C650,'Mass attenuation coefficients'!$A$2:$A$37,1))+($C650-INDEX('Mass attenuation coefficients'!$A$2:$A$37,MATCH($C650,'Mass attenuation coefficients'!$A$2:$A$37,1)))*(INDEX('Mass attenuation coefficients'!$B$2:$B$37,MATCH($C650,'Mass attenuation coefficients'!$A$2:$A$37,1)+1)-INDEX('Mass attenuation coefficients'!$B$2:$B$37,MATCH($C650,'Mass attenuation coefficients'!$A$2:$A$37,1)))/(INDEX('Mass attenuation coefficients'!$A$2:$A$37,MATCH($C650,'Mass attenuation coefficients'!$A$2:$A$37,1)+1)-INDEX('Mass attenuation coefficients'!$A$2:$A$37,MATCH($C650,'Mass attenuation coefficients'!$A$2:$A$37,1)))),0.997*$C650*'Mass attenuation coefficients'!$B$2/'Mass attenuation coefficients'!$A$2)","v":0.17496966653499998},{"$f":"_xlfn.IFNA(INDEX('Shultis Faw'!$C$2:$C$26,MATCH($C650,'Shultis Faw'!$A$2:$A$26,1))+($C650-INDEX('Shultis Faw'!$A$2:$A$26,MATCH($C650,'Shultis Faw'!$A$2:$A$26,1)))*(INDEX('Shultis Faw'!$C$2:$C$26,MATCH($C650,'Shultis Faw'!$A$2:$A$26,1)+1)-INDEX('Shultis Faw'!$C$2:$C$26,MATCH($C650,'Shultis Faw'!$A$2:$A$26,1)))/(INDEX('Shultis Faw'!$A$2:$A$26,MATCH($C650,'Shultis Faw'!$A$2:$A$26,1)+1)-INDEX('Shultis Faw'!$A$2:$A$26,MATCH($C650,'Shultis Faw'!$A$2:$A$26,1))),$C650*'Shultis Faw'!$C$2/'Shultis Faw'!$A$2)","v":4.8090982599999998},{"$f":"_xlfn.IFNA(INDEX('Shultis Faw'!$D$2:$D$26,MATCH($C650,'Shultis Faw'!$A$2:$A$26,1))+($C650-INDEX('Shultis Faw'!$A$2:$A$26,MATCH($C650,'Shultis Faw'!$A$2:$A$26,1)))*(INDEX('Shultis Faw'!$D$2:$D$26,MATCH($C650,'Shultis Faw'!$A$2:$A$26,1)+1)-INDEX('Shultis Faw'!$D$2:$D$26,MATCH($C650,'Shultis Faw'!$A$2:$A$26,1)))/(INDEX('Shultis Faw'!$A$2:$A$26,MATCH($C650,'Shultis Faw'!$A$2:$A$26,1)+1)-INDEX('Shultis Faw'!$A$2:$A$26,MATCH($C650,'Shultis Faw'!$A$2:$A$26,1))),$C650*'Shultis Faw'!$D$2/'Shultis Faw'!$A$2)","v":2.1612325299999999},{"$f":"_xlfn.IFNA(INDEX('Shultis Faw'!$B$2:$B$26,MATCH($C650,'Shultis Faw'!$A$2:$A$26,1))+($C650-INDEX('Shultis Faw'!$A$2:$A$26,MATCH($C650,'Shultis Faw'!$A$2:$A$26,1)))*(INDEX('Shultis Faw'!$B$2:$B$26,MATCH($C650,'Shultis Faw'!$A$2:$A$26,1)+1)-INDEX('Shultis Faw'!$B$2:$B$26,MATCH($C650,'Shultis Faw'!$A$2:$A$26,1)))/(INDEX('Shultis Faw'!$A$2:$A$26,MATCH($C650,'Shultis Faw'!$A$2:$A$26,1)+1)-INDEX('Shultis Faw'!$A$2:$A$26,MATCH($C650,'Shultis Faw'!$A$2:$A$26,1))),$C650*'Shultis Faw'!$B$2/'Shultis Faw'!$A$2)","v":-0.17935917000000001},{"$f":"_xlfn.IFNA(INDEX('Shultis Faw'!$E$2:$E$26,MATCH($C650,'Shultis Faw'!$A$2:$A$26,1))+($C650-INDEX('Shultis Faw'!$A$2:$A$26,MATCH($C650,'Shultis Faw'!$A$2:$A$26,1)))*(INDEX('Shultis Faw'!$E$2:$E$26,MATCH($C650,'Shultis Faw'!$A$2:$A$26,1)+1)-INDEX('Shultis Faw'!$E$2:$E$26,MATCH($C650,'Shultis Faw'!$A$2:$A$26,1)))/(INDEX('Shultis Faw'!$A$2:$A$26,MATCH($C650,'Shultis Faw'!$A$2:$A$26,1)+1)-INDEX('Shultis Faw'!$A$2:$A$26,MATCH($C650,'Shultis Faw'!$A$2:$A$26,1))),$C650*'Shultis Faw'!$E$2/'Shultis Faw'!$A$2)","v":8.0533964E-2},{"$f":"_xlfn.IFNA(INDEX('Shultis Faw'!$F$2:$F$26,MATCH($C650,'Shultis Faw'!$A$2:$A$26,1))+($C650-INDEX('Shultis Faw'!$A$2:$A$26,MATCH($C650,'Shultis Faw'!$A$2:$A$26,1)))*(INDEX('Shultis Faw'!$F$2:$F$26,MATCH($C650,'Shultis Faw'!$A$2:$A$26,1)+1)-INDEX('Shultis Faw'!$F$2:$F$26,MATCH($C650,'Shultis Faw'!$A$2:$A$26,1)))/(INDEX('Shultis Faw'!$A$2:$A$26,MATCH($C650,'Shultis Faw'!$A$2:$A$26,1)+1)-INDEX('Shultis Faw'!$A$2:$A$26,MATCH($C650,'Shultis Faw'!$A$2:$A$26,1))),$C650*'Shultis Faw'!$F$2/'Shultis Faw'!$A$2)","v":13.4554379},{"$f":"J650*(H650*'Externe blootstelling'!$D$23/2)^K650+L650*(TANH(((H650*'Externe blootstelling'!$D$23)/(2*M650))-2)-TANH(-2))/(1-TANH(-2))","v":1.8184610454901045},{"$f":"IF(N650=1,1+(I650-1)*H650*'Externe blootstelling'!$D$23/2,1+(I650-1)*(N650^(H650*'Externe blootstelling'!$D$23/2)-1)/(N650-1))","v":18.703820403619865},{"$f":"G650*EXP(-H650*'Externe blootstelling'!$D$23/2)*O650","v":6.3806438105047864E-4}]
[null," g ",0.13058,2.0892799999999997E-14,1.33E-3,{"$f":"_xlfn.IFNA(INDEX('hp (pSv cm2)'!$B$2:$B$52,MATCH($C651,'hp (pSv cm2)'!$A$2:$A$52,1))+($C651-INDEX('hp (pSv cm2)'!$A$2:$A$52,MATCH($C651,'hp (pSv cm2)'!$A$2:$A$52,1)))*(INDEX('hp (pSv cm2)'!$B$2:$B$52,MATCH($C651,'hp (pSv cm2)'!$A$2:$A$52,1)+1)-INDEX('hp (pSv cm2)'!$B$2:$B$52,MATCH($C651,'hp (pSv cm2)'!$A$2:$A$52,1)))/(INDEX('hp (pSv cm2)'!$A$2:$A$52,MATCH($C651,'hp (pSv cm2)'!$A$2:$A$52,1)+1)-INDEX('hp (pSv cm2)'!$A$2:$A$52,MATCH($C651,'hp (pSv cm2)'!$A$2:$A$52,1))),$C651*'hp (pSv cm2)'!$B$2/'hp (pSv cm2)'!$A$2)","v":0.65805639999999999},8.7521501199999999E-4,{"$f":"_xlfn.IFNA(0.997*(INDEX('Mass attenuation coefficients'!$B$2:$B$37,MATCH($C651,'Mass attenuation coefficients'!$A$2:$A$37,1))+($C651-INDEX('Mass attenuation coefficients'!$A$2:$A$37,MATCH($C651,'Mass attenuation coefficients'!$A$2:$A$37,1)))*(INDEX('Mass attenuation coefficients'!$B$2:$B$37,MATCH($C651,'Mass attenuation coefficients'!$A$2:$A$37,1)+1)-INDEX('Mass attenuation coefficients'!$B$2:$B$37,MATCH($C651,'Mass attenuation coefficients'!$A$2:$A$37,1)))/(INDEX('Mass attenuation coefficients'!$A$2:$A$37,MATCH($C651,'Mass attenuation coefficients'!$A$2:$A$37,1)+1)-INDEX('Mass attenuation coefficients'!$A$2:$A$37,MATCH($C651,'Mass attenuation coefficients'!$A$2:$A$37,1)))),0.997*$C651*'Mass attenuation coefficients'!$B$2/'Mass attenuation coefficients'!$A$2)","v":0.15787064296},{"$f":"_xlfn.IFNA(INDEX('Shultis Faw'!$C$2:$C$26,MATCH($C651,'Shultis Faw'!$A$2:$A$26,1))+($C651-INDEX('Shultis Faw'!$A$2:$A$26,MATCH($C651,'Shultis Faw'!$A$2:$A$26,1)))*(INDEX('Shultis Faw'!$C$2:$C$26,MATCH($C651,'Shultis Faw'!$A$2:$A$26,1)+1)-INDEX('Shultis Faw'!$C$2:$C$26,MATCH($C651,'Shultis Faw'!$A$2:$A$26,1)))/(INDEX('Shultis Faw'!$A$2:$A$26,MATCH($C651,'Shultis Faw'!$A$2:$A$26,1)+1)-INDEX('Shultis Faw'!$A$2:$A$26,MATCH($C651,'Shultis Faw'!$A$2:$A$26,1))),$C651*'Shultis Faw'!$C$2/'Shultis Faw'!$A$2)","v":4.1945144000000001},{"$f":"_xlfn.IFNA(INDEX('Shultis Faw'!$D$2:$D$26,MATCH($C651,'Shultis Faw'!$A$2:$A$26,1))+($C651-INDEX('Shultis Faw'!$A$2:$A$26,MATCH($C651,'Shultis Faw'!$A$2:$A$26,1)))*(INDEX('Shultis Faw'!$D$2:$D$26,MATCH($C651,'Shultis Faw'!$A$2:$A$26,1)+1)-INDEX('Shultis Faw'!$D$2:$D$26,MATCH($C651,'Shultis Faw'!$A$2:$A$26,1)))/(INDEX('Shultis Faw'!$A$2:$A$26,MATCH($C651,'Shultis Faw'!$A$2:$A$26,1)+1)-INDEX('Shultis Faw'!$A$2:$A$26,MATCH($C651,'Shultis Faw'!$A$2:$A$26,1))),$C651*'Shultis Faw'!$D$2/'Shultis Faw'!$A$2)","v":2.2338436000000002},{"$f":"_xlfn.IFNA(INDEX('Shultis Faw'!$B$2:$B$26,MATCH($C651,'Shultis Faw'!$A$2:$A$26,1))+($C651-INDEX('Shultis Faw'!$A$2:$A$26,MATCH($C651,'Shultis Faw'!$A$2:$A$26,1)))*(INDEX('Shultis Faw'!$B$2:$B$26,MATCH($C651,'Shultis Faw'!$A$2:$A$26,1)+1)-INDEX('Shultis Faw'!$B$2:$B$26,MATCH($C651,'Shultis Faw'!$A$2:$A$26,1)))/(INDEX('Shultis Faw'!$A$2:$A$26,MATCH($C651,'Shultis Faw'!$A$2:$A$26,1)+1)-INDEX('Shultis Faw'!$A$2:$A$26,MATCH($C651,'Shultis Faw'!$A$2:$A$26,1))),$C651*'Shultis Faw'!$B$2/'Shultis Faw'!$A$2)","v":-0.18538840000000001},{"$f":"_xlfn.IFNA(INDEX('Shultis Faw'!$E$2:$E$26,MATCH($C651,'Shultis Faw'!$A$2:$A$26,1))+($C651-INDEX('Shultis Faw'!$A$2:$A$26,MATCH($C651,'Shultis Faw'!$A$2:$A$26,1)))*(INDEX('Shultis Faw'!$E$2:$E$26,MATCH($C651,'Shultis Faw'!$A$2:$A$26,1)+1)-INDEX('Shultis Faw'!$E$2:$E$26,MATCH($C651,'Shultis Faw'!$A$2:$A$26,1)))/(INDEX('Shultis Faw'!$A$2:$A$26,MATCH($C651,'Shultis Faw'!$A$2:$A$26,1)+1)-INDEX('Shultis Faw'!$A$2:$A$26,MATCH($C651,'Shultis Faw'!$A$2:$A$26,1))),$C651*'Shultis Faw'!$E$2/'Shultis Faw'!$A$2)","v":7.9603160000000006E-2},{"$f":"_xlfn.IFNA(INDEX('Shultis Faw'!$F$2:$F$26,MATCH($C651,'Shultis Faw'!$A$2:$A$26,1))+($C651-INDEX('Shultis Faw'!$A$2:$A$26,MATCH($C651,'Shultis Faw'!$A$2:$A$26,1)))*(INDEX('Shultis Faw'!$F$2:$F$26,MATCH($C651,'Shultis Faw'!$A$2:$A$26,1)+1)-INDEX('Shultis Faw'!$F$2:$F$26,MATCH($C651,'Shultis Faw'!$A$2:$A$26,1)))/(INDEX('Shultis Faw'!$A$2:$A$26,MATCH($C651,'Shultis Faw'!$A$2:$A$26,1)+1)-INDEX('Shultis Faw'!$A$2:$A$26,MATCH($C651,'Shultis Faw'!$A$2:$A$26,1))),$C651*'Shultis Faw'!$F$2/'Shultis Faw'!$A$2)","v":13.855976},{"$f":"J651*(H651*'Externe blootstelling'!$D$23/2)^K651+L651*(TANH(((H651*'Externe blootstelling'!$D$23)/(2*M651))-2)-TANH(-2))/(1-TANH(-2))","v":1.9044817192286569},{"$f":"IF(N651=1,1+(I651-1)*H651*'Externe blootstelling'!$D$23/2,1+(I651-1)*(N651^(H651*'Externe blootstelling'!$D$23/2)-1)/(N651-1))","v":13.706152928526551},{"$f":"G651*EXP(-H651*'Externe blootstelling'!$D$23/2)*O651","v":1.1235569618007625E-3}]
[null," g ",0.22403999999999999,3.5846399999999998E-14,1.4E-5,{"$f":"_xlfn.IFNA(INDEX('hp (pSv cm2)'!$B$2:$B$52,MATCH($C652,'hp (pSv cm2)'!$A$2:$A$52,1))+($C652-INDEX('hp (pSv cm2)'!$A$2:$A$52,MATCH($C652,'hp (pSv cm2)'!$A$2:$A$52,1)))*(INDEX('hp (pSv cm2)'!$B$2:$B$52,MATCH($C652,'hp (pSv cm2)'!$A$2:$A$52,1)+1)-INDEX('hp (pSv cm2)'!$B$2:$B$52,MATCH($C652,'hp (pSv cm2)'!$A$2:$A$52,1)))/(INDEX('hp (pSv cm2)'!$A$2:$A$52,MATCH($C652,'hp (pSv cm2)'!$A$2:$A$52,1)+1)-INDEX('hp (pSv cm2)'!$A$2:$A$52,MATCH($C652,'hp (pSv cm2)'!$A$2:$A$52,1))),$C652*'hp (pSv cm2)'!$B$2/'hp (pSv cm2)'!$A$2)","v":1.1226039999999999},1.5716455999999997E-5,{"$f":"_xlfn.IFNA(0.997*(INDEX('Mass attenuation coefficients'!$B$2:$B$37,MATCH($C652,'Mass attenuation coefficients'!$A$2:$A$37,1))+($C652-INDEX('Mass attenuation coefficients'!$A$2:$A$37,MATCH($C652,'Mass attenuation coefficients'!$A$2:$A$37,1)))*(INDEX('Mass attenuation coefficients'!$B$2:$B$37,MATCH($C652,'Mass attenuation coefficients'!$A$2:$A$37,1)+1)-INDEX('Mass attenuation coefficients'!$B$2:$B$37,MATCH($C652,'Mass attenuation coefficients'!$A$2:$A$37,1)))/(INDEX('Mass attenuation coefficients'!$A$2:$A$37,MATCH($C652,'Mass attenuation coefficients'!$A$2:$A$37,1)+1)-INDEX('Mass attenuation coefficients'!$A$2:$A$37,MATCH($C652,'Mass attenuation coefficients'!$A$2:$A$37,1)))),0.997*$C652*'Mass attenuation coefficients'!$B$2/'Mass attenuation coefficients'!$A$2)","v":0.13217891008000002},{"$f":"_xlfn.IFNA(INDEX('Shultis Faw'!$C$2:$C$26,MATCH($C652,'Shultis Faw'!$A$2:$A$26,1))+($C652-INDEX('Shultis Faw'!$A$2:$A$26,MATCH($C652,'Shultis Faw'!$A$2:$A$26,1)))*(INDEX('Shultis Faw'!$C$2:$C$26,MATCH($C652,'Shultis Faw'!$A$2:$A$26,1)+1)-INDEX('Shultis Faw'!$C$2:$C$26,MATCH($C652,'Shultis Faw'!$A$2:$A$26,1)))/(INDEX('Shultis Faw'!$A$2:$A$26,MATCH($C652,'Shultis Faw'!$A$2:$A$26,1)+1)-INDEX('Shultis Faw'!$A$2:$A$26,MATCH($C652,'Shultis Faw'!$A$2:$A$26,1))),$C652*'Shultis Faw'!$C$2/'Shultis Faw'!$A$2)","v":3.3438568000000002},{"$f":"_xlfn.IFNA(INDEX('Shultis Faw'!$D$2:$D$26,MATCH($C652,'Shultis Faw'!$A$2:$A$26,1))+($C652-INDEX('Shultis Faw'!$A$2:$A$26,MATCH($C652,'Shultis Faw'!$A$2:$A$26,1)))*(INDEX('Shultis Faw'!$D$2:$D$26,MATCH($C652,'Shultis Faw'!$A$2:$A$26,1)+1)-INDEX('Shultis Faw'!$D$2:$D$26,MATCH($C652,'Shultis Faw'!$A$2:$A$26,1)))/(INDEX('Shultis Faw'!$A$2:$A$26,MATCH($C652,'Shultis Faw'!$A$2:$A$26,1)+1)-INDEX('Shultis Faw'!$A$2:$A$26,MATCH($C652,'Shultis Faw'!$A$2:$A$26,1))),$C652*'Shultis Faw'!$D$2/'Shultis Faw'!$A$2)","v":2.1222672},{"$f":"_xlfn.IFNA(INDEX('Shultis Faw'!$B$2:$B$26,MATCH($C652,'Shultis Faw'!$A$2:$A$26,1))+($C652-INDEX('Shultis Faw'!$A$2:$A$26,MATCH($C652,'Shultis Faw'!$A$2:$A$26,1)))*(INDEX('Shultis Faw'!$B$2:$B$26,MATCH($C652,'Shultis Faw'!$A$2:$A$26,1)+1)-INDEX('Shultis Faw'!$B$2:$B$26,MATCH($C652,'Shultis Faw'!$A$2:$A$26,1)))/(INDEX('Shultis Faw'!$A$2:$A$26,MATCH($C652,'Shultis Faw'!$A$2:$A$26,1)+1)-INDEX('Shultis Faw'!$A$2:$A$26,MATCH($C652,'Shultis Faw'!$A$2:$A$26,1))),$C652*'Shultis Faw'!$B$2/'Shultis Faw'!$A$2)","v":-0.1731152},{"$f":"_xlfn.IFNA(INDEX('Shultis Faw'!$E$2:$E$26,MATCH($C652,'Shultis Faw'!$A$2:$A$26,1))+($C652-INDEX('Shultis Faw'!$A$2:$A$26,MATCH($C652,'Shultis Faw'!$A$2:$A$26,1)))*(INDEX('Shultis Faw'!$E$2:$E$26,MATCH($C652,'Shultis Faw'!$A$2:$A$26,1)+1)-INDEX('Shultis Faw'!$E$2:$E$26,MATCH($C652,'Shultis Faw'!$A$2:$A$26,1)))/(INDEX('Shultis Faw'!$A$2:$A$26,MATCH($C652,'Shultis Faw'!$A$2:$A$26,1)+1)-INDEX('Shultis Faw'!$A$2:$A$26,MATCH($C652,'Shultis Faw'!$A$2:$A$26,1))),$C652*'Shultis Faw'!$E$2/'Shultis Faw'!$A$2)","v":7.4539240000000007E-2},{"$f":"_xlfn.IFNA(INDEX('Shultis Faw'!$F$2:$F$26,MATCH($C652,'Shultis Faw'!$A$2:$A$26,1))+($C652-INDEX('Shultis Faw'!$A$2:$A$26,MATCH($C652,'Shultis Faw'!$A$2:$A$26,1)))*(INDEX('Shultis Faw'!$F$2:$F$26,MATCH($C652,'Shultis Faw'!$A$2:$A$26,1)+1)-INDEX('Shultis Faw'!$F$2:$F$26,MATCH($C652,'Shultis Faw'!$A$2:$A$26,1)))/(INDEX('Shultis Faw'!$A$2:$A$26,MATCH($C652,'Shultis Faw'!$A$2:$A$26,1)+1)-INDEX('Shultis Faw'!$A$2:$A$26,MATCH($C652,'Shultis Faw'!$A$2:$A$26,1))),$C652*'Shultis Faw'!$F$2/'Shultis Faw'!$A$2)","v":14.430284},{"$f":"J652*(H652*'Externe blootstelling'!$D$23/2)^K652+L652*(TANH(((H652*'Externe blootstelling'!$D$23)/(2*M652))-2)-TANH(-2))/(1-TANH(-2))","v":1.8855501772735255},{"$f":"IF(N652=1,1+(I652-1)*H652*'Externe blootstelling'!$D$23/2,1+(I652-1)*(N652^(H652*'Externe blootstelling'!$D$23/2)-1)/(N652-1))","v":7.6605366686062197},{"$f":"G652*EXP(-H652*'Externe blootstelling'!$D$23/2)*O652","v":1.6578500537106533E-5}]
[null," g ",0.27122800000000002,4.3396479999999999E-14,0.11070000000000001,{"$f":"_xlfn.IFNA(INDEX('hp (pSv cm2)'!$B$2:$B$52,MATCH($C653,'hp (pSv cm2)'!$A$2:$A$52,1))+($C653-INDEX('hp (pSv cm2)'!$A$2:$A$52,MATCH($C653,'hp (pSv cm2)'!$A$2:$A$52,1)))*(INDEX('hp (pSv cm2)'!$B$2:$B$52,MATCH($C653,'hp (pSv cm2)'!$A$2:$A$52,1)+1)-INDEX('hp (pSv cm2)'!$B$2:$B$52,MATCH($C653,'hp (pSv cm2)'!$A$2:$A$52,1)))/(INDEX('hp (pSv cm2)'!$A$2:$A$52,MATCH($C653,'hp (pSv cm2)'!$A$2:$A$52,1)+1)-INDEX('hp (pSv cm2)'!$A$2:$A$52,MATCH($C653,'hp (pSv cm2)'!$A$2:$A$52,1))),$C653*'hp (pSv cm2)'!$B$2/'hp (pSv cm2)'!$A$2)","v":1.3632628000000002},0.15091319196000003,{"$f":"_xlfn.IFNA(0.997*(INDEX('Mass attenuation coefficients'!$B$2:$B$37,MATCH($C653,'Mass attenuation coefficients'!$A$2:$A$37,1))+($C653-INDEX('Mass attenuation coefficients'!$A$2:$A$37,MATCH($C653,'Mass attenuation coefficients'!$A$2:$A$37,1)))*(INDEX('Mass attenuation coefficients'!$B$2:$B$37,MATCH($C653,'Mass attenuation coefficients'!$A$2:$A$37,1)+1)-INDEX('Mass attenuation coefficients'!$B$2:$B$37,MATCH($C653,'Mass attenuation coefficients'!$A$2:$A$37,1)))/(INDEX('Mass attenuation coefficients'!$A$2:$A$37,MATCH($C653,'Mass attenuation coefficients'!$A$2:$A$37,1)+1)-INDEX('Mass attenuation coefficients'!$A$2:$A$37,MATCH($C653,'Mass attenuation coefficients'!$A$2:$A$37,1)))),0.997*$C653*'Mass attenuation coefficients'!$B$2/'Mass attenuation coefficients'!$A$2)","v":0.12352236585599999},{"$f":"_xlfn.IFNA(INDEX('Shultis Faw'!$C$2:$C$26,MATCH($C653,'Shultis Faw'!$A$2:$A$26,1))+($C653-INDEX('Shultis Faw'!$A$2:$A$26,MATCH($C653,'Shultis Faw'!$A$2:$A$26,1)))*(INDEX('Shultis Faw'!$C$2:$C$26,MATCH($C653,'Shultis Faw'!$A$2:$A$26,1)+1)-INDEX('Shultis Faw'!$C$2:$C$26,MATCH($C653,'Shultis Faw'!$A$2:$A$26,1)))/(INDEX('Shultis Faw'!$A$2:$A$26,MATCH($C653,'Shultis Faw'!$A$2:$A$26,1)+1)-INDEX('Shultis Faw'!$A$2:$A$26,MATCH($C653,'Shultis Faw'!$A$2:$A$26,1))),$C653*'Shultis Faw'!$C$2/'Shultis Faw'!$A$2)","v":3.08054776},{"$f":"_xlfn.IFNA(INDEX('Shultis Faw'!$D$2:$D$26,MATCH($C653,'Shultis Faw'!$A$2:$A$26,1))+($C653-INDEX('Shultis Faw'!$A$2:$A$26,MATCH($C653,'Shultis Faw'!$A$2:$A$26,1)))*(INDEX('Shultis Faw'!$D$2:$D$26,MATCH($C653,'Shultis Faw'!$A$2:$A$26,1)+1)-INDEX('Shultis Faw'!$D$2:$D$26,MATCH($C653,'Shultis Faw'!$A$2:$A$26,1)))/(INDEX('Shultis Faw'!$A$2:$A$26,MATCH($C653,'Shultis Faw'!$A$2:$A$26,1)+1)-INDEX('Shultis Faw'!$A$2:$A$26,MATCH($C653,'Shultis Faw'!$A$2:$A$26,1))),$C653*'Shultis Faw'!$D$2/'Shultis Faw'!$A$2)","v":2.05997904},{"$f":"_xlfn.IFNA(INDEX('Shultis Faw'!$B$2:$B$26,MATCH($C653,'Shultis Faw'!$A$2:$A$26,1))+($C653-INDEX('Shultis Faw'!$A$2:$A$26,MATCH($C653,'Shultis Faw'!$A$2:$A$26,1)))*(INDEX('Shultis Faw'!$B$2:$B$26,MATCH($C653,'Shultis Faw'!$A$2:$A$26,1)+1)-INDEX('Shultis Faw'!$B$2:$B$26,MATCH($C653,'Shultis Faw'!$A$2:$A$26,1)))/(INDEX('Shultis Faw'!$A$2:$A$26,MATCH($C653,'Shultis Faw'!$A$2:$A$26,1)+1)-INDEX('Shultis Faw'!$A$2:$A$26,MATCH($C653,'Shultis Faw'!$A$2:$A$26,1))),$C653*'Shultis Faw'!$B$2/'Shultis Faw'!$A$2)","v":-0.16745263999999999},{"$f":"_xlfn.IFNA(INDEX('Shultis Faw'!$E$2:$E$26,MATCH($C653,'Shultis Faw'!$A$2:$A$26,1))+($C653-INDEX('Shultis Faw'!$A$2:$A$26,MATCH($C653,'Shultis Faw'!$A$2:$A$26,1)))*(INDEX('Shultis Faw'!$E$2:$E$26,MATCH($C653,'Shultis Faw'!$A$2:$A$26,1)+1)-INDEX('Shultis Faw'!$E$2:$E$26,MATCH($C653,'Shultis Faw'!$A$2:$A$26,1)))/(INDEX('Shultis Faw'!$A$2:$A$26,MATCH($C653,'Shultis Faw'!$A$2:$A$26,1)+1)-INDEX('Shultis Faw'!$A$2:$A$26,MATCH($C653,'Shultis Faw'!$A$2:$A$26,1))),$C653*'Shultis Faw'!$E$2/'Shultis Faw'!$A$2)","v":6.8923867999999999E-2},{"$f":"_xlfn.IFNA(INDEX('Shultis Faw'!$F$2:$F$26,MATCH($C653,'Shultis Faw'!$A$2:$A$26,1))+($C653-INDEX('Shultis Faw'!$A$2:$A$26,MATCH($C653,'Shultis Faw'!$A$2:$A$26,1)))*(INDEX('Shultis Faw'!$F$2:$F$26,MATCH($C653,'Shultis Faw'!$A$2:$A$26,1)+1)-INDEX('Shultis Faw'!$F$2:$F$26,MATCH($C653,'Shultis Faw'!$A$2:$A$26,1)))/(INDEX('Shultis Faw'!$A$2:$A$26,MATCH($C653,'Shultis Faw'!$A$2:$A$26,1)+1)-INDEX('Shultis Faw'!$A$2:$A$26,MATCH($C653,'Shultis Faw'!$A$2:$A$26,1))),$C653*'Shultis Faw'!$F$2/'Shultis Faw'!$A$2)","v":14.293438800000001},{"$f":"J653*(H653*'Externe blootstelling'!$D$23/2)^K653+L653*(TANH(((H653*'Externe blootstelling'!$D$23)/(2*M653))-2)-TANH(-2))/(1-TANH(-2))","v":1.8582242239206992},{"$f":"IF(N653=1,1+(I653-1)*H653*'Externe blootstelling'!$D$23/2,1+(I653-1)*(N653^(H653*'Externe blootstelling'!$D$23/2)-1)/(N653-1))","v":6.2171268048656048},{"$f":"G653*EXP(-H653*'Externe blootstelling'!$D$23/2)*O653","v":0.14710949412936791}]
[null," g ",0.29355999999999999,4.6969599999999997E-14,7.5000000000000002E-4,{"$f":"_xlfn.IFNA(INDEX('hp (pSv cm2)'!$B$2:$B$52,MATCH($C654,'hp (pSv cm2)'!$A$2:$A$52,1))+($C654-INDEX('hp (pSv cm2)'!$A$2:$A$52,MATCH($C654,'hp (pSv cm2)'!$A$2:$A$52,1)))*(INDEX('hp (pSv cm2)'!$B$2:$B$52,MATCH($C654,'hp (pSv cm2)'!$A$2:$A$52,1)+1)-INDEX('hp (pSv cm2)'!$B$2:$B$52,MATCH($C654,'hp (pSv cm2)'!$A$2:$A$52,1)))/(INDEX('hp (pSv cm2)'!$A$2:$A$52,MATCH($C654,'hp (pSv cm2)'!$A$2:$A$52,1)+1)-INDEX('hp (pSv cm2)'!$A$2:$A$52,MATCH($C654,'hp (pSv cm2)'!$A$2:$A$52,1))),$C654*'hp (pSv cm2)'!$B$2/'hp (pSv cm2)'!$A$2)","v":1.4771559999999999},1.107867E-3,{"$f":"_xlfn.IFNA(0.997*(INDEX('Mass attenuation coefficients'!$B$2:$B$37,MATCH($C654,'Mass attenuation coefficients'!$A$2:$A$37,1))+($C654-INDEX('Mass attenuation coefficients'!$A$2:$A$37,MATCH($C654,'Mass attenuation coefficients'!$A$2:$A$37,1)))*(INDEX('Mass attenuation coefficients'!$B$2:$B$37,MATCH($C654,'Mass attenuation coefficients'!$A$2:$A$37,1)+1)-INDEX('Mass attenuation coefficients'!$B$2:$B$37,MATCH($C654,'Mass attenuation coefficients'!$A$2:$A$37,1)))/(INDEX('Mass attenuation coefficients'!$A$2:$A$37,MATCH($C654,'Mass attenuation coefficients'!$A$2:$A$37,1)+1)-INDEX('Mass attenuation coefficients'!$A$2:$A$37,MATCH($C654,'Mass attenuation coefficients'!$A$2:$A$37,1)))),0.997*$C654*'Mass attenuation coefficients'!$B$2/'Mass attenuation coefficients'!$A$2)","v":0.11942560512},{"$f":"_xlfn.IFNA(INDEX('Shultis Faw'!$C$2:$C$26,MATCH($C654,'Shultis Faw'!$A$2:$A$26,1))+($C654-INDEX('Shultis Faw'!$A$2:$A$26,MATCH($C654,'Shultis Faw'!$A$2:$A$26,1)))*(INDEX('Shultis Faw'!$C$2:$C$26,MATCH($C654,'Shultis Faw'!$A$2:$A$26,1)+1)-INDEX('Shultis Faw'!$C$2:$C$26,MATCH($C654,'Shultis Faw'!$A$2:$A$26,1)))/(INDEX('Shultis Faw'!$A$2:$A$26,MATCH($C654,'Shultis Faw'!$A$2:$A$26,1)+1)-INDEX('Shultis Faw'!$A$2:$A$26,MATCH($C654,'Shultis Faw'!$A$2:$A$26,1))),$C654*'Shultis Faw'!$C$2/'Shultis Faw'!$A$2)","v":2.9559351999999999},{"$f":"_xlfn.IFNA(INDEX('Shultis Faw'!$D$2:$D$26,MATCH($C654,'Shultis Faw'!$A$2:$A$26,1))+($C654-INDEX('Shultis Faw'!$A$2:$A$26,MATCH($C654,'Shultis Faw'!$A$2:$A$26,1)))*(INDEX('Shultis Faw'!$D$2:$D$26,MATCH($C654,'Shultis Faw'!$A$2:$A$26,1)+1)-INDEX('Shultis Faw'!$D$2:$D$26,MATCH($C654,'Shultis Faw'!$A$2:$A$26,1)))/(INDEX('Shultis Faw'!$A$2:$A$26,MATCH($C654,'Shultis Faw'!$A$2:$A$26,1)+1)-INDEX('Shultis Faw'!$A$2:$A$26,MATCH($C654,'Shultis Faw'!$A$2:$A$26,1))),$C654*'Shultis Faw'!$D$2/'Shultis Faw'!$A$2)","v":2.0305008},{"$f":"_xlfn.IFNA(INDEX('Shultis Faw'!$B$2:$B$26,MATCH($C654,'Shultis Faw'!$A$2:$A$26,1))+($C654-INDEX('Shultis Faw'!$A$2:$A$26,MATCH($C654,'Shultis Faw'!$A$2:$A$26,1)))*(INDEX('Shultis Faw'!$B$2:$B$26,MATCH($C654,'Shultis Faw'!$A$2:$A$26,1)+1)-INDEX('Shultis Faw'!$B$2:$B$26,MATCH($C654,'Shultis Faw'!$A$2:$A$26,1)))/(INDEX('Shultis Faw'!$A$2:$A$26,MATCH($C654,'Shultis Faw'!$A$2:$A$26,1)+1)-INDEX('Shultis Faw'!$A$2:$A$26,MATCH($C654,'Shultis Faw'!$A$2:$A$26,1))),$C654*'Shultis Faw'!$B$2/'Shultis Faw'!$A$2)","v":-0.1647728},{"$f":"_xlfn.IFNA(INDEX('Shultis Faw'!$E$2:$E$26,MATCH($C654,'Shultis Faw'!$A$2:$A$26,1))+($C654-INDEX('Shultis Faw'!$A$2:$A$26,MATCH($C654,'Shultis Faw'!$A$2:$A$26,1)))*(INDEX('Shultis Faw'!$E$2:$E$26,MATCH($C654,'Shultis Faw'!$A$2:$A$26,1)+1)-INDEX('Shultis Faw'!$E$2:$E$26,MATCH($C654,'Shultis Faw'!$A$2:$A$26,1)))/(INDEX('Shultis Faw'!$A$2:$A$26,MATCH($C654,'Shultis Faw'!$A$2:$A$26,1)+1)-INDEX('Shultis Faw'!$A$2:$A$26,MATCH($C654,'Shultis Faw'!$A$2:$A$26,1))),$C654*'Shultis Faw'!$E$2/'Shultis Faw'!$A$2)","v":6.6266359999999996E-2},{"$f":"_xlfn.IFNA(INDEX('Shultis Faw'!$F$2:$F$26,MATCH($C654,'Shultis Faw'!$A$2:$A$26,1))+($C654-INDEX('Shultis Faw'!$A$2:$A$26,MATCH($C654,'Shultis Faw'!$A$2:$A$26,1)))*(INDEX('Shultis Faw'!$F$2:$F$26,MATCH($C654,'Shultis Faw'!$A$2:$A$26,1)+1)-INDEX('Shultis Faw'!$F$2:$F$26,MATCH($C654,'Shultis Faw'!$A$2:$A$26,1)))/(INDEX('Shultis Faw'!$A$2:$A$26,MATCH($C654,'Shultis Faw'!$A$2:$A$26,1)+1)-INDEX('Shultis Faw'!$A$2:$A$26,MATCH($C654,'Shultis Faw'!$A$2:$A$26,1))),$C654*'Shultis Faw'!$F$2/'Shultis Faw'!$A$2)","v":14.228676},{"$f":"J654*(H654*'Externe blootstelling'!$D$23/2)^K654+L654*(TANH(((H654*'Externe blootstelling'!$D$23)/(2*M654))-2)-TANH(-2))/(1-TANH(-2))","v":1.8448645590995425},{"$f":"IF(N654=1,1+(I654-1)*H654*'Externe blootstelling'!$D$23/2,1+(I654-1)*(N654^(H654*'Externe blootstelling'!$D$23/2)-1)/(N654-1))","v":5.6193610785539398},{"$f":"G654*EXP(-H654*'Externe blootstelling'!$D$23/2)*O654","v":1.0379736910069743E-3}]
[null," g ",0.32200000000000001,5.1519999999999998E-14,9.0000000000000007E-7,{"$f":"_xlfn.IFNA(INDEX('hp (pSv cm2)'!$B$2:$B$52,MATCH($C655,'hp (pSv cm2)'!$A$2:$A$52,1))+($C655-INDEX('hp (pSv cm2)'!$A$2:$A$52,MATCH($C655,'hp (pSv cm2)'!$A$2:$A$52,1)))*(INDEX('hp (pSv cm2)'!$B$2:$B$52,MATCH($C655,'hp (pSv cm2)'!$A$2:$A$52,1)+1)-INDEX('hp (pSv cm2)'!$B$2:$B$52,MATCH($C655,'hp (pSv cm2)'!$A$2:$A$52,1)))/(INDEX('hp (pSv cm2)'!$A$2:$A$52,MATCH($C655,'hp (pSv cm2)'!$A$2:$A$52,1)+1)-INDEX('hp (pSv cm2)'!$A$2:$A$52,MATCH($C655,'hp (pSv cm2)'!$A$2:$A$52,1))),$C655*'hp (pSv cm2)'!$B$2/'hp (pSv cm2)'!$A$2)","v":1.6178000000000001},{"$f":"F655*E655","v":1.4560200000000002E-6},{"$f":"_xlfn.IFNA(0.997*(INDEX('Mass attenuation coefficients'!$B$2:$B$37,MATCH($C655,'Mass attenuation coefficients'!$A$2:$A$37,1))+($C655-INDEX('Mass attenuation coefficients'!$A$2:$A$37,MATCH($C655,'Mass attenuation coefficients'!$A$2:$A$37,1)))*(INDEX('Mass attenuation coefficients'!$B$2:$B$37,MATCH($C655,'Mass attenuation coefficients'!$A$2:$A$37,1)+1)-INDEX('Mass attenuation coefficients'!$B$2:$B$37,MATCH($C655,'Mass attenuation coefficients'!$A$2:$A$37,1)))/(INDEX('Mass attenuation coefficients'!$A$2:$A$37,MATCH($C655,'Mass attenuation coefficients'!$A$2:$A$37,1)+1)-INDEX('Mass attenuation coefficients'!$A$2:$A$37,MATCH($C655,'Mass attenuation coefficients'!$A$2:$A$37,1)))),0.997*$C655*'Mass attenuation coefficients'!$B$2/'Mass attenuation coefficients'!$A$2)","v":0.11550244999999999},{"$f":"_xlfn.IFNA(INDEX('Shultis Faw'!$C$2:$C$26,MATCH($C655,'Shultis Faw'!$A$2:$A$26,1))+($C655-INDEX('Shultis Faw'!$A$2:$A$26,MATCH($C655,'Shultis Faw'!$A$2:$A$26,1)))*(INDEX('Shultis Faw'!$C$2:$C$26,MATCH($C655,'Shultis Faw'!$A$2:$A$26,1)+1)-INDEX('Shultis Faw'!$C$2:$C$26,MATCH($C655,'Shultis Faw'!$A$2:$A$26,1)))/(INDEX('Shultis Faw'!$A$2:$A$26,MATCH($C655,'Shultis Faw'!$A$2:$A$26,1)+1)-INDEX('Shultis Faw'!$A$2:$A$26,MATCH($C655,'Shultis Faw'!$A$2:$A$26,1))),$C655*'Shultis Faw'!$C$2/'Shultis Faw'!$A$2)","v":2.8628},{"$f":"_xlfn.IFNA(INDEX('Shultis Faw'!$D$2:$D$26,MATCH($C655,'Shultis Faw'!$A$2:$A$26,1))+($C655-INDEX('Shultis Faw'!$A$2:$A$26,MATCH($C655,'Shultis Faw'!$A$2:$A$26,1)))*(INDEX('Shultis Faw'!$D$2:$D$26,MATCH($C655,'Shultis Faw'!$A$2:$A$26,1)+1)-INDEX('Shultis Faw'!$D$2:$D$26,MATCH($C655,'Shultis Faw'!$A$2:$A$26,1)))/(INDEX('Shultis Faw'!$A$2:$A$26,MATCH($C655,'Shultis Faw'!$A$2:$A$26,1)+1)-INDEX('Shultis Faw'!$A$2:$A$26,MATCH($C655,'Shultis Faw'!$A$2:$A$26,1))),$C655*'Shultis Faw'!$D$2/'Shultis Faw'!$A$2)","v":1.9911999999999999},{"$f":"_xlfn.IFNA(INDEX('Shultis Faw'!$B$2:$B$26,MATCH($C655,'Shultis Faw'!$A$2:$A$26,1))+($C655-INDEX('Shultis Faw'!$A$2:$A$26,MATCH($C655,'Shultis Faw'!$A$2:$A$26,1)))*(INDEX('Shultis Faw'!$B$2:$B$26,MATCH($C655,'Shultis Faw'!$A$2:$A$26,1)+1)-INDEX('Shultis Faw'!$B$2:$B$26,MATCH($C655,'Shultis Faw'!$A$2:$A$26,1)))/(INDEX('Shultis Faw'!$A$2:$A$26,MATCH($C655,'Shultis Faw'!$A$2:$A$26,1)+1)-INDEX('Shultis Faw'!$A$2:$A$26,MATCH($C655,'Shultis Faw'!$A$2:$A$26,1))),$C655*'Shultis Faw'!$B$2/'Shultis Faw'!$A$2)","v":-0.16070000000000001},{"$f":"_xlfn.IFNA(INDEX('Shultis Faw'!$E$2:$E$26,MATCH($C655,'Shultis Faw'!$A$2:$A$26,1))+($C655-INDEX('Shultis Faw'!$A$2:$A$26,MATCH($C655,'Shultis Faw'!$A$2:$A$26,1)))*(INDEX('Shultis Faw'!$E$2:$E$26,MATCH($C655,'Shultis Faw'!$A$2:$A$26,1)+1)-INDEX('Shultis Faw'!$E$2:$E$26,MATCH($C655,'Shultis Faw'!$A$2:$A$26,1)))/(INDEX('Shultis Faw'!$A$2:$A$26,MATCH($C655,'Shultis Faw'!$A$2:$A$26,1)+1)-INDEX('Shultis Faw'!$A$2:$A$26,MATCH($C655,'Shultis Faw'!$A$2:$A$26,1))),$C655*'Shultis Faw'!$E$2/'Shultis Faw'!$A$2)","v":6.4180000000000001E-2},{"$f":"_xlfn.IFNA(INDEX('Shultis Faw'!$F$2:$F$26,MATCH($C655,'Shultis Faw'!$A$2:$A$26,1))+($C655-INDEX('Shultis Faw'!$A$2:$A$26,MATCH($C655,'Shultis Faw'!$A$2:$A$26,1)))*(INDEX('Shultis Faw'!$F$2:$F$26,MATCH($C655,'Shultis Faw'!$A$2:$A$26,1)+1)-INDEX('Shultis Faw'!$F$2:$F$26,MATCH($C655,'Shultis Faw'!$A$2:$A$26,1)))/(INDEX('Shultis Faw'!$A$2:$A$26,MATCH($C655,'Shultis Faw'!$A$2:$A$26,1)+1)-INDEX('Shultis Faw'!$A$2:$A$26,MATCH($C655,'Shultis Faw'!$A$2:$A$26,1))),$C655*'Shultis Faw'!$F$2/'Shultis Faw'!$A$2)","v":14.216600000000001},{"$f":"J655*(H655*'Externe blootstelling'!$D$23/2)^K655+L655*(TANH(((H655*'Externe blootstelling'!$D$23)/(2*M655))-2)-TANH(-2))/(1-TANH(-2))","v":1.8231992712700305},{"$f":"IF(N655=1,1+(I655-1)*H655*'Externe blootstelling'!$D$23/2,1+(I655-1)*(N655^(H655*'Externe blootstelling'!$D$23/2)-1)/(N655-1))","v":5.1428123812339068},{"$f":"G655*EXP(-H655*'Externe blootstelling'!$D$23/2)*O655","v":1.3241490433136805E-6}]
[null," g ",0.33089999999999997,5.2943999999999999E-14,1.0000000000000001E-5,{"$f":"_xlfn.IFNA(INDEX('hp (pSv cm2)'!$B$2:$B$52,MATCH($C656,'hp (pSv cm2)'!$A$2:$A$52,1))+($C656-INDEX('hp (pSv cm2)'!$A$2:$A$52,MATCH($C656,'hp (pSv cm2)'!$A$2:$A$52,1)))*(INDEX('hp (pSv cm2)'!$B$2:$B$52,MATCH($C656,'hp (pSv cm2)'!$A$2:$A$52,1)+1)-INDEX('hp (pSv cm2)'!$B$2:$B$52,MATCH($C656,'hp (pSv cm2)'!$A$2:$A$52,1)))/(INDEX('hp (pSv cm2)'!$A$2:$A$52,MATCH($C656,'hp (pSv cm2)'!$A$2:$A$52,1)+1)-INDEX('hp (pSv cm2)'!$A$2:$A$52,MATCH($C656,'hp (pSv cm2)'!$A$2:$A$52,1))),$C656*'hp (pSv cm2)'!$B$2/'hp (pSv cm2)'!$A$2)","v":1.6614099999999998},1.6614100000000001E-5,{"$f":"_xlfn.IFNA(0.997*(INDEX('Mass attenuation coefficients'!$B$2:$B$37,MATCH($C656,'Mass attenuation coefficients'!$A$2:$A$37,1))+($C656-INDEX('Mass attenuation coefficients'!$A$2:$A$37,MATCH($C656,'Mass attenuation coefficients'!$A$2:$A$37,1)))*(INDEX('Mass attenuation coefficients'!$B$2:$B$37,MATCH($C656,'Mass attenuation coefficients'!$A$2:$A$37,1)+1)-INDEX('Mass attenuation coefficients'!$B$2:$B$37,MATCH($C656,'Mass attenuation coefficients'!$A$2:$A$37,1)))/(INDEX('Mass attenuation coefficients'!$A$2:$A$37,MATCH($C656,'Mass attenuation coefficients'!$A$2:$A$37,1)+1)-INDEX('Mass attenuation coefficients'!$A$2:$A$37,MATCH($C656,'Mass attenuation coefficients'!$A$2:$A$37,1)))),0.997*$C656*'Mass attenuation coefficients'!$B$2/'Mass attenuation coefficients'!$A$2)","v":0.11439328750000001},{"$f":"_xlfn.IFNA(INDEX('Shultis Faw'!$C$2:$C$26,MATCH($C656,'Shultis Faw'!$A$2:$A$26,1))+($C656-INDEX('Shultis Faw'!$A$2:$A$26,MATCH($C656,'Shultis Faw'!$A$2:$A$26,1)))*(INDEX('Shultis Faw'!$C$2:$C$26,MATCH($C656,'Shultis Faw'!$A$2:$A$26,1)+1)-INDEX('Shultis Faw'!$C$2:$C$26,MATCH($C656,'Shultis Faw'!$A$2:$A$26,1)))/(INDEX('Shultis Faw'!$A$2:$A$26,MATCH($C656,'Shultis Faw'!$A$2:$A$26,1)+1)-INDEX('Shultis Faw'!$A$2:$A$26,MATCH($C656,'Shultis Faw'!$A$2:$A$26,1))),$C656*'Shultis Faw'!$C$2/'Shultis Faw'!$A$2)","v":2.8396599999999999},{"$f":"_xlfn.IFNA(INDEX('Shultis Faw'!$D$2:$D$26,MATCH($C656,'Shultis Faw'!$A$2:$A$26,1))+($C656-INDEX('Shultis Faw'!$A$2:$A$26,MATCH($C656,'Shultis Faw'!$A$2:$A$26,1)))*(INDEX('Shultis Faw'!$D$2:$D$26,MATCH($C656,'Shultis Faw'!$A$2:$A$26,1)+1)-INDEX('Shultis Faw'!$D$2:$D$26,MATCH($C656,'Shultis Faw'!$A$2:$A$26,1)))/(INDEX('Shultis Faw'!$A$2:$A$26,MATCH($C656,'Shultis Faw'!$A$2:$A$26,1)+1)-INDEX('Shultis Faw'!$A$2:$A$26,MATCH($C656,'Shultis Faw'!$A$2:$A$26,1))),$C656*'Shultis Faw'!$D$2/'Shultis Faw'!$A$2)","v":1.9787399999999999},{"$f":"_xlfn.IFNA(INDEX('Shultis Faw'!$B$2:$B$26,MATCH($C656,'Shultis Faw'!$A$2:$A$26,1))+($C656-INDEX('Shultis Faw'!$A$2:$A$26,MATCH($C656,'Shultis Faw'!$A$2:$A$26,1)))*(INDEX('Shultis Faw'!$B$2:$B$26,MATCH($C656,'Shultis Faw'!$A$2:$A$26,1)+1)-INDEX('Shultis Faw'!$B$2:$B$26,MATCH($C656,'Shultis Faw'!$A$2:$A$26,1)))/(INDEX('Shultis Faw'!$A$2:$A$26,MATCH($C656,'Shultis Faw'!$A$2:$A$26,1)+1)-INDEX('Shultis Faw'!$A$2:$A$26,MATCH($C656,'Shultis Faw'!$A$2:$A$26,1))),$C656*'Shultis Faw'!$B$2/'Shultis Faw'!$A$2)","v":-0.15936500000000001},{"$f":"_xlfn.IFNA(INDEX('Shultis Faw'!$E$2:$E$26,MATCH($C656,'Shultis Faw'!$A$2:$A$26,1))+($C656-INDEX('Shultis Faw'!$A$2:$A$26,MATCH($C656,'Shultis Faw'!$A$2:$A$26,1)))*(INDEX('Shultis Faw'!$E$2:$E$26,MATCH($C656,'Shultis Faw'!$A$2:$A$26,1)+1)-INDEX('Shultis Faw'!$E$2:$E$26,MATCH($C656,'Shultis Faw'!$A$2:$A$26,1)))/(INDEX('Shultis Faw'!$A$2:$A$26,MATCH($C656,'Shultis Faw'!$A$2:$A$26,1)+1)-INDEX('Shultis Faw'!$A$2:$A$26,MATCH($C656,'Shultis Faw'!$A$2:$A$26,1))),$C656*'Shultis Faw'!$E$2/'Shultis Faw'!$A$2)","v":6.3646000000000008E-2},{"$f":"_xlfn.IFNA(INDEX('Shultis Faw'!$F$2:$F$26,MATCH($C656,'Shultis Faw'!$A$2:$A$26,1))+($C656-INDEX('Shultis Faw'!$A$2:$A$26,MATCH($C656,'Shultis Faw'!$A$2:$A$26,1)))*(INDEX('Shultis Faw'!$F$2:$F$26,MATCH($C656,'Shultis Faw'!$A$2:$A$26,1)+1)-INDEX('Shultis Faw'!$F$2:$F$26,MATCH($C656,'Shultis Faw'!$A$2:$A$26,1)))/(INDEX('Shultis Faw'!$A$2:$A$26,MATCH($C656,'Shultis Faw'!$A$2:$A$26,1)+1)-INDEX('Shultis Faw'!$A$2:$A$26,MATCH($C656,'Shultis Faw'!$A$2:$A$26,1))),$C656*'Shultis Faw'!$F$2/'Shultis Faw'!$A$2)","v":14.21927},{"$f":"J656*(H656*'Externe blootstelling'!$D$23/2)^K656+L656*(TANH(((H656*'Externe blootstelling'!$D$23)/(2*M656))-2)-TANH(-2))/(1-TANH(-2))","v":1.8159058210936563},{"$f":"IF(N656=1,1+(I656-1)*H656*'Externe blootstelling'!$D$23/2,1+(I656-1)*(N656^(H656*'Externe blootstelling'!$D$23/2)-1)/(N656-1))","v":5.0211482602887179},{"$f":"G656*EXP(-H656*'Externe blootstelling'!$D$23/2)*O656","v":1.4999412963586245E-5}]
[null," g ",0.3735,5.9760000000000002E-14,2.5000000000000002E-6,{"$f":"_xlfn.IFNA(INDEX('hp (pSv cm2)'!$B$2:$B$52,MATCH($C657,'hp (pSv cm2)'!$A$2:$A$52,1))+($C657-INDEX('hp (pSv cm2)'!$A$2:$A$52,MATCH($C657,'hp (pSv cm2)'!$A$2:$A$52,1)))*(INDEX('hp (pSv cm2)'!$B$2:$B$52,MATCH($C657,'hp (pSv cm2)'!$A$2:$A$52,1)+1)-INDEX('hp (pSv cm2)'!$B$2:$B$52,MATCH($C657,'hp (pSv cm2)'!$A$2:$A$52,1)))/(INDEX('hp (pSv cm2)'!$A$2:$A$52,MATCH($C657,'hp (pSv cm2)'!$A$2:$A$52,1)+1)-INDEX('hp (pSv cm2)'!$A$2:$A$52,MATCH($C657,'hp (pSv cm2)'!$A$2:$A$52,1))),$C657*'hp (pSv cm2)'!$B$2/'hp (pSv cm2)'!$A$2)","v":1.87015},4.6753750000000001E-6,{"$f":"_xlfn.IFNA(0.997*(INDEX('Mass attenuation coefficients'!$B$2:$B$37,MATCH($C657,'Mass attenuation coefficients'!$A$2:$A$37,1))+($C657-INDEX('Mass attenuation coefficients'!$A$2:$A$37,MATCH($C657,'Mass attenuation coefficients'!$A$2:$A$37,1)))*(INDEX('Mass attenuation coefficients'!$B$2:$B$37,MATCH($C657,'Mass attenuation coefficients'!$A$2:$A$37,1)+1)-INDEX('Mass attenuation coefficients'!$B$2:$B$37,MATCH($C657,'Mass attenuation coefficients'!$A$2:$A$37,1)))/(INDEX('Mass attenuation coefficients'!$A$2:$A$37,MATCH($C657,'Mass attenuation coefficients'!$A$2:$A$37,1)+1)-INDEX('Mass attenuation coefficients'!$A$2:$A$37,MATCH($C657,'Mass attenuation coefficients'!$A$2:$A$37,1)))),0.997*$C657*'Mass attenuation coefficients'!$B$2/'Mass attenuation coefficients'!$A$2)","v":0.1090842625},{"$f":"_xlfn.IFNA(INDEX('Shultis Faw'!$C$2:$C$26,MATCH($C657,'Shultis Faw'!$A$2:$A$26,1))+($C657-INDEX('Shultis Faw'!$A$2:$A$26,MATCH($C657,'Shultis Faw'!$A$2:$A$26,1)))*(INDEX('Shultis Faw'!$C$2:$C$26,MATCH($C657,'Shultis Faw'!$A$2:$A$26,1)+1)-INDEX('Shultis Faw'!$C$2:$C$26,MATCH($C657,'Shultis Faw'!$A$2:$A$26,1)))/(INDEX('Shultis Faw'!$A$2:$A$26,MATCH($C657,'Shultis Faw'!$A$2:$A$26,1)+1)-INDEX('Shultis Faw'!$A$2:$A$26,MATCH($C657,'Shultis Faw'!$A$2:$A$26,1))),$C657*'Shultis Faw'!$C$2/'Shultis Faw'!$A$2)","v":2.7289000000000003},{"$f":"_xlfn.IFNA(INDEX('Shultis Faw'!$D$2:$D$26,MATCH($C657,'Shultis Faw'!$A$2:$A$26,1))+($C657-INDEX('Shultis Faw'!$A$2:$A$26,MATCH($C657,'Shultis Faw'!$A$2:$A$26,1)))*(INDEX('Shultis Faw'!$D$2:$D$26,MATCH($C657,'Shultis Faw'!$A$2:$A$26,1)+1)-INDEX('Shultis Faw'!$D$2:$D$26,MATCH($C657,'Shultis Faw'!$A$2:$A$26,1)))/(INDEX('Shultis Faw'!$A$2:$A$26,MATCH($C657,'Shultis Faw'!$A$2:$A$26,1)+1)-INDEX('Shultis Faw'!$A$2:$A$26,MATCH($C657,'Shultis Faw'!$A$2:$A$26,1))),$C657*'Shultis Faw'!$D$2/'Shultis Faw'!$A$2)","v":1.9190999999999998},{"$f":"_xlfn.IFNA(INDEX('Shultis Faw'!$B$2:$B$26,MATCH($C657,'Shultis Faw'!$A$2:$A$26,1))+($C657-INDEX('Shultis Faw'!$A$2:$A$26,MATCH($C657,'Shultis Faw'!$A$2:$A$26,1)))*(INDEX('Shultis Faw'!$B$2:$B$26,MATCH($C657,'Shultis Faw'!$A$2:$A$26,1)+1)-INDEX('Shultis Faw'!$B$2:$B$26,MATCH($C657,'Shultis Faw'!$A$2:$A$26,1)))/(INDEX('Shultis Faw'!$A$2:$A$26,MATCH($C657,'Shultis Faw'!$A$2:$A$26,1)+1)-INDEX('Shultis Faw'!$A$2:$A$26,MATCH($C657,'Shultis Faw'!$A$2:$A$26,1))),$C657*'Shultis Faw'!$B$2/'Shultis Faw'!$A$2)","v":-0.152975},{"$f":"_xlfn.IFNA(INDEX('Shultis Faw'!$E$2:$E$26,MATCH($C657,'Shultis Faw'!$A$2:$A$26,1))+($C657-INDEX('Shultis Faw'!$A$2:$A$26,MATCH($C657,'Shultis Faw'!$A$2:$A$26,1)))*(INDEX('Shultis Faw'!$E$2:$E$26,MATCH($C657,'Shultis Faw'!$A$2:$A$26,1)+1)-INDEX('Shultis Faw'!$E$2:$E$26,MATCH($C657,'Shultis Faw'!$A$2:$A$26,1)))/(INDEX('Shultis Faw'!$A$2:$A$26,MATCH($C657,'Shultis Faw'!$A$2:$A$26,1)+1)-INDEX('Shultis Faw'!$A$2:$A$26,MATCH($C657,'Shultis Faw'!$A$2:$A$26,1))),$C657*'Shultis Faw'!$E$2/'Shultis Faw'!$A$2)","v":6.1089999999999998E-2},{"$f":"_xlfn.IFNA(INDEX('Shultis Faw'!$F$2:$F$26,MATCH($C657,'Shultis Faw'!$A$2:$A$26,1))+($C657-INDEX('Shultis Faw'!$A$2:$A$26,MATCH($C657,'Shultis Faw'!$A$2:$A$26,1)))*(INDEX('Shultis Faw'!$F$2:$F$26,MATCH($C657,'Shultis Faw'!$A$2:$A$26,1)+1)-INDEX('Shultis Faw'!$F$2:$F$26,MATCH($C657,'Shultis Faw'!$A$2:$A$26,1)))/(INDEX('Shultis Faw'!$A$2:$A$26,MATCH($C657,'Shultis Faw'!$A$2:$A$26,1)+1)-INDEX('Shultis Faw'!$A$2:$A$26,MATCH($C657,'Shultis Faw'!$A$2:$A$26,1))),$C657*'Shultis Faw'!$F$2/'Shultis Faw'!$A$2)","v":14.232050000000001},{"$f":"J657*(H657*'Externe blootstelling'!$D$23/2)^K657+L657*(TANH(((H657*'Externe blootstelling'!$D$23)/(2*M657))-2)-TANH(-2))/(1-TANH(-2))","v":1.7801326854991661},{"$f":"IF(N657=1,1+(I657-1)*H657*'Externe blootstelling'!$D$23/2,1+(I657-1)*(N657^(H657*'Externe blootstelling'!$D$23/2)-1)/(N657-1))","v":4.4777090705841598},{"$f":"G657*EXP(-H657*'Externe blootstelling'!$D$23/2)*O657","v":4.0761665814834735E-6}]
[null," g ",0.3831,6.1296000000000002E-14,4.4000000000000002E-6,{"$f":"_xlfn.IFNA(INDEX('hp (pSv cm2)'!$B$2:$B$52,MATCH($C658,'hp (pSv cm2)'!$A$2:$A$52,1))+($C658-INDEX('hp (pSv cm2)'!$A$2:$A$52,MATCH($C658,'hp (pSv cm2)'!$A$2:$A$52,1)))*(INDEX('hp (pSv cm2)'!$B$2:$B$52,MATCH($C658,'hp (pSv cm2)'!$A$2:$A$52,1)+1)-INDEX('hp (pSv cm2)'!$B$2:$B$52,MATCH($C658,'hp (pSv cm2)'!$A$2:$A$52,1)))/(INDEX('hp (pSv cm2)'!$A$2:$A$52,MATCH($C658,'hp (pSv cm2)'!$A$2:$A$52,1)+1)-INDEX('hp (pSv cm2)'!$A$2:$A$52,MATCH($C658,'hp (pSv cm2)'!$A$2:$A$52,1))),$C658*'hp (pSv cm2)'!$B$2/'hp (pSv cm2)'!$A$2)","v":1.9171899999999999},8.4356359999999995E-6,{"$f":"_xlfn.IFNA(0.997*(INDEX('Mass attenuation coefficients'!$B$2:$B$37,MATCH($C658,'Mass attenuation coefficients'!$A$2:$A$37,1))+($C658-INDEX('Mass attenuation coefficients'!$A$2:$A$37,MATCH($C658,'Mass attenuation coefficients'!$A$2:$A$37,1)))*(INDEX('Mass attenuation coefficients'!$B$2:$B$37,MATCH($C658,'Mass attenuation coefficients'!$A$2:$A$37,1)+1)-INDEX('Mass attenuation coefficients'!$B$2:$B$37,MATCH($C658,'Mass attenuation coefficients'!$A$2:$A$37,1)))/(INDEX('Mass attenuation coefficients'!$A$2:$A$37,MATCH($C658,'Mass attenuation coefficients'!$A$2:$A$37,1)+1)-INDEX('Mass attenuation coefficients'!$A$2:$A$37,MATCH($C658,'Mass attenuation coefficients'!$A$2:$A$37,1)))),0.997*$C658*'Mass attenuation coefficients'!$B$2/'Mass attenuation coefficients'!$A$2)","v":0.1078878625},{"$f":"_xlfn.IFNA(INDEX('Shultis Faw'!$C$2:$C$26,MATCH($C658,'Shultis Faw'!$A$2:$A$26,1))+($C658-INDEX('Shultis Faw'!$A$2:$A$26,MATCH($C658,'Shultis Faw'!$A$2:$A$26,1)))*(INDEX('Shultis Faw'!$C$2:$C$26,MATCH($C658,'Shultis Faw'!$A$2:$A$26,1)+1)-INDEX('Shultis Faw'!$C$2:$C$26,MATCH($C658,'Shultis Faw'!$A$2:$A$26,1)))/(INDEX('Shultis Faw'!$A$2:$A$26,MATCH($C658,'Shultis Faw'!$A$2:$A$26,1)+1)-INDEX('Shultis Faw'!$A$2:$A$26,MATCH($C658,'Shultis Faw'!$A$2:$A$26,1))),$C658*'Shultis Faw'!$C$2/'Shultis Faw'!$A$2)","v":2.7039400000000002},{"$f":"_xlfn.IFNA(INDEX('Shultis Faw'!$D$2:$D$26,MATCH($C658,'Shultis Faw'!$A$2:$A$26,1))+($C658-INDEX('Shultis Faw'!$A$2:$A$26,MATCH($C658,'Shultis Faw'!$A$2:$A$26,1)))*(INDEX('Shultis Faw'!$D$2:$D$26,MATCH($C658,'Shultis Faw'!$A$2:$A$26,1)+1)-INDEX('Shultis Faw'!$D$2:$D$26,MATCH($C658,'Shultis Faw'!$A$2:$A$26,1)))/(INDEX('Shultis Faw'!$A$2:$A$26,MATCH($C658,'Shultis Faw'!$A$2:$A$26,1)+1)-INDEX('Shultis Faw'!$A$2:$A$26,MATCH($C658,'Shultis Faw'!$A$2:$A$26,1))),$C658*'Shultis Faw'!$D$2/'Shultis Faw'!$A$2)","v":1.9056599999999999},{"$f":"_xlfn.IFNA(INDEX('Shultis Faw'!$B$2:$B$26,MATCH($C658,'Shultis Faw'!$A$2:$A$26,1))+($C658-INDEX('Shultis Faw'!$A$2:$A$26,MATCH($C658,'Shultis Faw'!$A$2:$A$26,1)))*(INDEX('Shultis Faw'!$B$2:$B$26,MATCH($C658,'Shultis Faw'!$A$2:$A$26,1)+1)-INDEX('Shultis Faw'!$B$2:$B$26,MATCH($C658,'Shultis Faw'!$A$2:$A$26,1)))/(INDEX('Shultis Faw'!$A$2:$A$26,MATCH($C658,'Shultis Faw'!$A$2:$A$26,1)+1)-INDEX('Shultis Faw'!$A$2:$A$26,MATCH($C658,'Shultis Faw'!$A$2:$A$26,1))),$C658*'Shultis Faw'!$B$2/'Shultis Faw'!$A$2)","v":-0.151535},{"$f":"_xlfn.IFNA(INDEX('Shultis Faw'!$E$2:$E$26,MATCH($C658,'Shultis Faw'!$A$2:$A$26,1))+($C658-INDEX('Shultis Faw'!$A$2:$A$26,MATCH($C658,'Shultis Faw'!$A$2:$A$26,1)))*(INDEX('Shultis Faw'!$E$2:$E$26,MATCH($C658,'Shultis Faw'!$A$2:$A$26,1)+1)-INDEX('Shultis Faw'!$E$2:$E$26,MATCH($C658,'Shultis Faw'!$A$2:$A$26,1)))/(INDEX('Shultis Faw'!$A$2:$A$26,MATCH($C658,'Shultis Faw'!$A$2:$A$26,1)+1)-INDEX('Shultis Faw'!$A$2:$A$26,MATCH($C658,'Shultis Faw'!$A$2:$A$26,1))),$C658*'Shultis Faw'!$E$2/'Shultis Faw'!$A$2)","v":6.0513999999999998E-2},{"$f":"_xlfn.IFNA(INDEX('Shultis Faw'!$F$2:$F$26,MATCH($C658,'Shultis Faw'!$A$2:$A$26,1))+($C658-INDEX('Shultis Faw'!$A$2:$A$26,MATCH($C658,'Shultis Faw'!$A$2:$A$26,1)))*(INDEX('Shultis Faw'!$F$2:$F$26,MATCH($C658,'Shultis Faw'!$A$2:$A$26,1)+1)-INDEX('Shultis Faw'!$F$2:$F$26,MATCH($C658,'Shultis Faw'!$A$2:$A$26,1)))/(INDEX('Shultis Faw'!$A$2:$A$26,MATCH($C658,'Shultis Faw'!$A$2:$A$26,1)+1)-INDEX('Shultis Faw'!$A$2:$A$26,MATCH($C658,'Shultis Faw'!$A$2:$A$26,1))),$C658*'Shultis Faw'!$F$2/'Shultis Faw'!$A$2)","v":14.23493},{"$f":"J658*(H658*'Externe blootstelling'!$D$23/2)^K658+L658*(TANH(((H658*'Externe blootstelling'!$D$23)/(2*M658))-2)-TANH(-2))/(1-TANH(-2))","v":1.771873567023825},{"$f":"IF(N658=1,1+(I658-1)*H658*'Externe blootstelling'!$D$23/2,1+(I658-1)*(N658^(H658*'Externe blootstelling'!$D$23/2)-1)/(N658-1))","v":4.3636946531081815},{"$f":"G658*EXP(-H658*'Externe blootstelling'!$D$23/2)*O658","v":7.2970216503392402E-6}]
[null," g ",0.40181,6.4289599999999993E-14,6.7500000000000004E-2,{"$f":"_xlfn.IFNA(INDEX('hp (pSv cm2)'!$B$2:$B$52,MATCH($C659,'hp (pSv cm2)'!$A$2:$A$52,1))+($C659-INDEX('hp (pSv cm2)'!$A$2:$A$52,MATCH($C659,'hp (pSv cm2)'!$A$2:$A$52,1)))*(INDEX('hp (pSv cm2)'!$B$2:$B$52,MATCH($C659,'hp (pSv cm2)'!$A$2:$A$52,1)+1)-INDEX('hp (pSv cm2)'!$B$2:$B$52,MATCH($C659,'hp (pSv cm2)'!$A$2:$A$52,1)))/(INDEX('hp (pSv cm2)'!$A$2:$A$52,MATCH($C659,'hp (pSv cm2)'!$A$2:$A$52,1)+1)-INDEX('hp (pSv cm2)'!$A$2:$A$52,MATCH($C659,'hp (pSv cm2)'!$A$2:$A$52,1))),$C659*'hp (pSv cm2)'!$B$2/'hp (pSv cm2)'!$A$2)","v":2.0085069999999998},0.13557422250000001,{"$f":"_xlfn.IFNA(0.997*(INDEX('Mass attenuation coefficients'!$B$2:$B$37,MATCH($C659,'Mass attenuation coefficients'!$A$2:$A$37,1))+($C659-INDEX('Mass attenuation coefficients'!$A$2:$A$37,MATCH($C659,'Mass attenuation coefficients'!$A$2:$A$37,1)))*(INDEX('Mass attenuation coefficients'!$B$2:$B$37,MATCH($C659,'Mass attenuation coefficients'!$A$2:$A$37,1)+1)-INDEX('Mass attenuation coefficients'!$B$2:$B$37,MATCH($C659,'Mass attenuation coefficients'!$A$2:$A$37,1)))/(INDEX('Mass attenuation coefficients'!$A$2:$A$37,MATCH($C659,'Mass attenuation coefficients'!$A$2:$A$37,1)+1)-INDEX('Mass attenuation coefficients'!$A$2:$A$37,MATCH($C659,'Mass attenuation coefficients'!$A$2:$A$37,1)))),0.997*$C659*'Mass attenuation coefficients'!$B$2/'Mass attenuation coefficients'!$A$2)","v":0.10561513818900001},{"$f":"_xlfn.IFNA(INDEX('Shultis Faw'!$C$2:$C$26,MATCH($C659,'Shultis Faw'!$A$2:$A$26,1))+($C659-INDEX('Shultis Faw'!$A$2:$A$26,MATCH($C659,'Shultis Faw'!$A$2:$A$26,1)))*(INDEX('Shultis Faw'!$C$2:$C$26,MATCH($C659,'Shultis Faw'!$A$2:$A$26,1)+1)-INDEX('Shultis Faw'!$C$2:$C$26,MATCH($C659,'Shultis Faw'!$A$2:$A$26,1)))/(INDEX('Shultis Faw'!$A$2:$A$26,MATCH($C659,'Shultis Faw'!$A$2:$A$26,1)+1)-INDEX('Shultis Faw'!$A$2:$A$26,MATCH($C659,'Shultis Faw'!$A$2:$A$26,1))),$C659*'Shultis Faw'!$C$2/'Shultis Faw'!$A$2)","v":2.6571040000000004},{"$f":"_xlfn.IFNA(INDEX('Shultis Faw'!$D$2:$D$26,MATCH($C659,'Shultis Faw'!$A$2:$A$26,1))+($C659-INDEX('Shultis Faw'!$A$2:$A$26,MATCH($C659,'Shultis Faw'!$A$2:$A$26,1)))*(INDEX('Shultis Faw'!$D$2:$D$26,MATCH($C659,'Shultis Faw'!$A$2:$A$26,1)+1)-INDEX('Shultis Faw'!$D$2:$D$26,MATCH($C659,'Shultis Faw'!$A$2:$A$26,1)))/(INDEX('Shultis Faw'!$A$2:$A$26,MATCH($C659,'Shultis Faw'!$A$2:$A$26,1)+1)-INDEX('Shultis Faw'!$A$2:$A$26,MATCH($C659,'Shultis Faw'!$A$2:$A$26,1))),$C659*'Shultis Faw'!$D$2/'Shultis Faw'!$A$2)","v":1.8799003999999999},{"$f":"_xlfn.IFNA(INDEX('Shultis Faw'!$B$2:$B$26,MATCH($C659,'Shultis Faw'!$A$2:$A$26,1))+($C659-INDEX('Shultis Faw'!$A$2:$A$26,MATCH($C659,'Shultis Faw'!$A$2:$A$26,1)))*(INDEX('Shultis Faw'!$B$2:$B$26,MATCH($C659,'Shultis Faw'!$A$2:$A$26,1)+1)-INDEX('Shultis Faw'!$B$2:$B$26,MATCH($C659,'Shultis Faw'!$A$2:$A$26,1)))/(INDEX('Shultis Faw'!$A$2:$A$26,MATCH($C659,'Shultis Faw'!$A$2:$A$26,1)+1)-INDEX('Shultis Faw'!$A$2:$A$26,MATCH($C659,'Shultis Faw'!$A$2:$A$26,1))),$C659*'Shultis Faw'!$B$2/'Shultis Faw'!$A$2)","v":-0.14874660000000001},{"$f":"_xlfn.IFNA(INDEX('Shultis Faw'!$E$2:$E$26,MATCH($C659,'Shultis Faw'!$A$2:$A$26,1))+($C659-INDEX('Shultis Faw'!$A$2:$A$26,MATCH($C659,'Shultis Faw'!$A$2:$A$26,1)))*(INDEX('Shultis Faw'!$E$2:$E$26,MATCH($C659,'Shultis Faw'!$A$2:$A$26,1)+1)-INDEX('Shultis Faw'!$E$2:$E$26,MATCH($C659,'Shultis Faw'!$A$2:$A$26,1)))/(INDEX('Shultis Faw'!$A$2:$A$26,MATCH($C659,'Shultis Faw'!$A$2:$A$26,1)+1)-INDEX('Shultis Faw'!$A$2:$A$26,MATCH($C659,'Shultis Faw'!$A$2:$A$26,1))),$C659*'Shultis Faw'!$E$2/'Shultis Faw'!$A$2)","v":5.9411310000000002E-2},{"$f":"_xlfn.IFNA(INDEX('Shultis Faw'!$F$2:$F$26,MATCH($C659,'Shultis Faw'!$A$2:$A$26,1))+($C659-INDEX('Shultis Faw'!$A$2:$A$26,MATCH($C659,'Shultis Faw'!$A$2:$A$26,1)))*(INDEX('Shultis Faw'!$F$2:$F$26,MATCH($C659,'Shultis Faw'!$A$2:$A$26,1)+1)-INDEX('Shultis Faw'!$F$2:$F$26,MATCH($C659,'Shultis Faw'!$A$2:$A$26,1)))/(INDEX('Shultis Faw'!$A$2:$A$26,MATCH($C659,'Shultis Faw'!$A$2:$A$26,1)+1)-INDEX('Shultis Faw'!$A$2:$A$26,MATCH($C659,'Shultis Faw'!$A$2:$A$26,1))),$C659*'Shultis Faw'!$F$2/'Shultis Faw'!$A$2)","v":14.241629},{"$f":"J659*(H659*'Externe blootstelling'!$D$23/2)^K659+L659*(TANH(((H659*'Externe blootstelling'!$D$23)/(2*M659))-2)-TANH(-2))/(1-TANH(-2))","v":1.7558129424041622},{"$f":"IF(N659=1,1+(I659-1)*H659*'Externe blootstelling'!$D$23/2,1+(I659-1)*(N659^(H659*'Externe blootstelling'!$D$23/2)-1)/(N659-1))","v":4.1561749134875479},{"$f":"G659*EXP(-H659*'Externe blootstelling'!$D$23/2)*O659","v":0.11557126404064043}]
[null," g ",0.40539999999999998,6.4864E-14,2.5000000000000002E-6,{"$f":"_xlfn.IFNA(INDEX('hp (pSv cm2)'!$B$2:$B$52,MATCH($C660,'hp (pSv cm2)'!$A$2:$A$52,1))+($C660-INDEX('hp (pSv cm2)'!$A$2:$A$52,MATCH($C660,'hp (pSv cm2)'!$A$2:$A$52,1)))*(INDEX('hp (pSv cm2)'!$B$2:$B$52,MATCH($C660,'hp (pSv cm2)'!$A$2:$A$52,1)+1)-INDEX('hp (pSv cm2)'!$B$2:$B$52,MATCH($C660,'hp (pSv cm2)'!$A$2:$A$52,1)))/(INDEX('hp (pSv cm2)'!$A$2:$A$52,MATCH($C660,'hp (pSv cm2)'!$A$2:$A$52,1)+1)-INDEX('hp (pSv cm2)'!$A$2:$A$52,MATCH($C660,'hp (pSv cm2)'!$A$2:$A$52,1))),$C660*'hp (pSv cm2)'!$B$2/'hp (pSv cm2)'!$A$2)","v":2.0253799999999997},5.0634499999999998E-6,{"$f":"_xlfn.IFNA(0.997*(INDEX('Mass attenuation coefficients'!$B$2:$B$37,MATCH($C660,'Mass attenuation coefficients'!$A$2:$A$37,1))+($C660-INDEX('Mass attenuation coefficients'!$A$2:$A$37,MATCH($C660,'Mass attenuation coefficients'!$A$2:$A$37,1)))*(INDEX('Mass attenuation coefficients'!$B$2:$B$37,MATCH($C660,'Mass attenuation coefficients'!$A$2:$A$37,1)+1)-INDEX('Mass attenuation coefficients'!$B$2:$B$37,MATCH($C660,'Mass attenuation coefficients'!$A$2:$A$37,1)))/(INDEX('Mass attenuation coefficients'!$A$2:$A$37,MATCH($C660,'Mass attenuation coefficients'!$A$2:$A$37,1)+1)-INDEX('Mass attenuation coefficients'!$A$2:$A$37,MATCH($C660,'Mass attenuation coefficients'!$A$2:$A$37,1)))),0.997*$C660*'Mass attenuation coefficients'!$B$2/'Mass attenuation coefficients'!$A$2)","v":0.10528477526},{"$f":"_xlfn.IFNA(INDEX('Shultis Faw'!$C$2:$C$26,MATCH($C660,'Shultis Faw'!$A$2:$A$26,1))+($C660-INDEX('Shultis Faw'!$A$2:$A$26,MATCH($C660,'Shultis Faw'!$A$2:$A$26,1)))*(INDEX('Shultis Faw'!$C$2:$C$26,MATCH($C660,'Shultis Faw'!$A$2:$A$26,1)+1)-INDEX('Shultis Faw'!$C$2:$C$26,MATCH($C660,'Shultis Faw'!$A$2:$A$26,1)))/(INDEX('Shultis Faw'!$A$2:$A$26,MATCH($C660,'Shultis Faw'!$A$2:$A$26,1)+1)-INDEX('Shultis Faw'!$A$2:$A$26,MATCH($C660,'Shultis Faw'!$A$2:$A$26,1))),$C660*'Shultis Faw'!$C$2/'Shultis Faw'!$A$2)","v":2.6513600000000004},{"$f":"_xlfn.IFNA(INDEX('Shultis Faw'!$D$2:$D$26,MATCH($C660,'Shultis Faw'!$A$2:$A$26,1))+($C660-INDEX('Shultis Faw'!$A$2:$A$26,MATCH($C660,'Shultis Faw'!$A$2:$A$26,1)))*(INDEX('Shultis Faw'!$D$2:$D$26,MATCH($C660,'Shultis Faw'!$A$2:$A$26,1)+1)-INDEX('Shultis Faw'!$D$2:$D$26,MATCH($C660,'Shultis Faw'!$A$2:$A$26,1)))/(INDEX('Shultis Faw'!$A$2:$A$26,MATCH($C660,'Shultis Faw'!$A$2:$A$26,1)+1)-INDEX('Shultis Faw'!$A$2:$A$26,MATCH($C660,'Shultis Faw'!$A$2:$A$26,1))),$C660*'Shultis Faw'!$D$2/'Shultis Faw'!$A$2)","v":1.8757359999999998},{"$f":"_xlfn.IFNA(INDEX('Shultis Faw'!$B$2:$B$26,MATCH($C660,'Shultis Faw'!$A$2:$A$26,1))+($C660-INDEX('Shultis Faw'!$A$2:$A$26,MATCH($C660,'Shultis Faw'!$A$2:$A$26,1)))*(INDEX('Shultis Faw'!$B$2:$B$26,MATCH($C660,'Shultis Faw'!$A$2:$A$26,1)+1)-INDEX('Shultis Faw'!$B$2:$B$26,MATCH($C660,'Shultis Faw'!$A$2:$A$26,1)))/(INDEX('Shultis Faw'!$A$2:$A$26,MATCH($C660,'Shultis Faw'!$A$2:$A$26,1)+1)-INDEX('Shultis Faw'!$A$2:$A$26,MATCH($C660,'Shultis Faw'!$A$2:$A$26,1))),$C660*'Shultis Faw'!$B$2/'Shultis Faw'!$A$2)","v":-0.14824399999999999},{"$f":"_xlfn.IFNA(INDEX('Shultis Faw'!$E$2:$E$26,MATCH($C660,'Shultis Faw'!$A$2:$A$26,1))+($C660-INDEX('Shultis Faw'!$A$2:$A$26,MATCH($C660,'Shultis Faw'!$A$2:$A$26,1)))*(INDEX('Shultis Faw'!$E$2:$E$26,MATCH($C660,'Shultis Faw'!$A$2:$A$26,1)+1)-INDEX('Shultis Faw'!$E$2:$E$26,MATCH($C660,'Shultis Faw'!$A$2:$A$26,1)))/(INDEX('Shultis Faw'!$A$2:$A$26,MATCH($C660,'Shultis Faw'!$A$2:$A$26,1)+1)-INDEX('Shultis Faw'!$A$2:$A$26,MATCH($C660,'Shultis Faw'!$A$2:$A$26,1))),$C660*'Shultis Faw'!$E$2/'Shultis Faw'!$A$2)","v":5.9235400000000001E-2},{"$f":"_xlfn.IFNA(INDEX('Shultis Faw'!$F$2:$F$26,MATCH($C660,'Shultis Faw'!$A$2:$A$26,1))+($C660-INDEX('Shultis Faw'!$A$2:$A$26,MATCH($C660,'Shultis Faw'!$A$2:$A$26,1)))*(INDEX('Shultis Faw'!$F$2:$F$26,MATCH($C660,'Shultis Faw'!$A$2:$A$26,1)+1)-INDEX('Shultis Faw'!$F$2:$F$26,MATCH($C660,'Shultis Faw'!$A$2:$A$26,1)))/(INDEX('Shultis Faw'!$A$2:$A$26,MATCH($C660,'Shultis Faw'!$A$2:$A$26,1)+1)-INDEX('Shultis Faw'!$A$2:$A$26,MATCH($C660,'Shultis Faw'!$A$2:$A$26,1))),$C660*'Shultis Faw'!$F$2/'Shultis Faw'!$A$2)","v":14.244860000000001},{"$f":"J660*(H660*'Externe blootstelling'!$D$23/2)^K660+L660*(TANH(((H660*'Externe blootstelling'!$D$23)/(2*M660))-2)-TANH(-2))/(1-TANH(-2))","v":1.7531412548141903},{"$f":"IF(N660=1,1+(I660-1)*H660*'Externe blootstelling'!$D$23/2,1+(I660-1)*(N660^(H660*'Externe blootstelling'!$D$23/2)-1)/(N660-1))","v":4.1286788112293245},{"$f":"G660*EXP(-H660*'Externe blootstelling'!$D$23/2)*O660","v":4.3091208130413911E-6}]
[null," g ",0.43689999999999996,6.9903999999999984E-14,3.1E-6,{"$f":"_xlfn.IFNA(INDEX('hp (pSv cm2)'!$B$2:$B$52,MATCH($C661,'hp (pSv cm2)'!$A$2:$A$52,1))+($C661-INDEX('hp (pSv cm2)'!$A$2:$A$52,MATCH($C661,'hp (pSv cm2)'!$A$2:$A$52,1)))*(INDEX('hp (pSv cm2)'!$B$2:$B$52,MATCH($C661,'hp (pSv cm2)'!$A$2:$A$52,1)+1)-INDEX('hp (pSv cm2)'!$B$2:$B$52,MATCH($C661,'hp (pSv cm2)'!$A$2:$A$52,1)))/(INDEX('hp (pSv cm2)'!$A$2:$A$52,MATCH($C661,'hp (pSv cm2)'!$A$2:$A$52,1)+1)-INDEX('hp (pSv cm2)'!$A$2:$A$52,MATCH($C661,'hp (pSv cm2)'!$A$2:$A$52,1))),$C661*'hp (pSv cm2)'!$B$2/'hp (pSv cm2)'!$A$2)","v":2.1734299999999998},6.7376329999999991E-6,{"$f":"_xlfn.IFNA(0.997*(INDEX('Mass attenuation coefficients'!$B$2:$B$37,MATCH($C661,'Mass attenuation coefficients'!$A$2:$A$37,1))+($C661-INDEX('Mass attenuation coefficients'!$A$2:$A$37,MATCH($C661,'Mass attenuation coefficients'!$A$2:$A$37,1)))*(INDEX('Mass attenuation coefficients'!$B$2:$B$37,MATCH($C661,'Mass attenuation coefficients'!$A$2:$A$37,1)+1)-INDEX('Mass attenuation coefficients'!$B$2:$B$37,MATCH($C661,'Mass attenuation coefficients'!$A$2:$A$37,1)))/(INDEX('Mass attenuation coefficients'!$A$2:$A$37,MATCH($C661,'Mass attenuation coefficients'!$A$2:$A$37,1)+1)-INDEX('Mass attenuation coefficients'!$A$2:$A$37,MATCH($C661,'Mass attenuation coefficients'!$A$2:$A$37,1)))),0.997*$C661*'Mass attenuation coefficients'!$B$2/'Mass attenuation coefficients'!$A$2)","v":0.10238604761},{"$f":"_xlfn.IFNA(INDEX('Shultis Faw'!$C$2:$C$26,MATCH($C661,'Shultis Faw'!$A$2:$A$26,1))+($C661-INDEX('Shultis Faw'!$A$2:$A$26,MATCH($C661,'Shultis Faw'!$A$2:$A$26,1)))*(INDEX('Shultis Faw'!$C$2:$C$26,MATCH($C661,'Shultis Faw'!$A$2:$A$26,1)+1)-INDEX('Shultis Faw'!$C$2:$C$26,MATCH($C661,'Shultis Faw'!$A$2:$A$26,1)))/(INDEX('Shultis Faw'!$A$2:$A$26,MATCH($C661,'Shultis Faw'!$A$2:$A$26,1)+1)-INDEX('Shultis Faw'!$A$2:$A$26,MATCH($C661,'Shultis Faw'!$A$2:$A$26,1))),$C661*'Shultis Faw'!$C$2/'Shultis Faw'!$A$2)","v":2.6009600000000002},{"$f":"_xlfn.IFNA(INDEX('Shultis Faw'!$D$2:$D$26,MATCH($C661,'Shultis Faw'!$A$2:$A$26,1))+($C661-INDEX('Shultis Faw'!$A$2:$A$26,MATCH($C661,'Shultis Faw'!$A$2:$A$26,1)))*(INDEX('Shultis Faw'!$D$2:$D$26,MATCH($C661,'Shultis Faw'!$A$2:$A$26,1)+1)-INDEX('Shultis Faw'!$D$2:$D$26,MATCH($C661,'Shultis Faw'!$A$2:$A$26,1)))/(INDEX('Shultis Faw'!$A$2:$A$26,MATCH($C661,'Shultis Faw'!$A$2:$A$26,1)+1)-INDEX('Shultis Faw'!$A$2:$A$26,MATCH($C661,'Shultis Faw'!$A$2:$A$26,1))),$C661*'Shultis Faw'!$D$2/'Shultis Faw'!$A$2)","v":1.8391960000000001},{"$f":"_xlfn.IFNA(INDEX('Shultis Faw'!$B$2:$B$26,MATCH($C661,'Shultis Faw'!$A$2:$A$26,1))+($C661-INDEX('Shultis Faw'!$A$2:$A$26,MATCH($C661,'Shultis Faw'!$A$2:$A$26,1)))*(INDEX('Shultis Faw'!$B$2:$B$26,MATCH($C661,'Shultis Faw'!$A$2:$A$26,1)+1)-INDEX('Shultis Faw'!$B$2:$B$26,MATCH($C661,'Shultis Faw'!$A$2:$A$26,1)))/(INDEX('Shultis Faw'!$A$2:$A$26,MATCH($C661,'Shultis Faw'!$A$2:$A$26,1)+1)-INDEX('Shultis Faw'!$A$2:$A$26,MATCH($C661,'Shultis Faw'!$A$2:$A$26,1))),$C661*'Shultis Faw'!$B$2/'Shultis Faw'!$A$2)","v":-0.14383400000000002},{"$f":"_xlfn.IFNA(INDEX('Shultis Faw'!$E$2:$E$26,MATCH($C661,'Shultis Faw'!$A$2:$A$26,1))+($C661-INDEX('Shultis Faw'!$A$2:$A$26,MATCH($C661,'Shultis Faw'!$A$2:$A$26,1)))*(INDEX('Shultis Faw'!$E$2:$E$26,MATCH($C661,'Shultis Faw'!$A$2:$A$26,1)+1)-INDEX('Shultis Faw'!$E$2:$E$26,MATCH($C661,'Shultis Faw'!$A$2:$A$26,1)))/(INDEX('Shultis Faw'!$A$2:$A$26,MATCH($C661,'Shultis Faw'!$A$2:$A$26,1)+1)-INDEX('Shultis Faw'!$A$2:$A$26,MATCH($C661,'Shultis Faw'!$A$2:$A$26,1))),$C661*'Shultis Faw'!$E$2/'Shultis Faw'!$A$2)","v":5.7691900000000004E-2},{"$f":"_xlfn.IFNA(INDEX('Shultis Faw'!$F$2:$F$26,MATCH($C661,'Shultis Faw'!$A$2:$A$26,1))+($C661-INDEX('Shultis Faw'!$A$2:$A$26,MATCH($C661,'Shultis Faw'!$A$2:$A$26,1)))*(INDEX('Shultis Faw'!$F$2:$F$26,MATCH($C661,'Shultis Faw'!$A$2:$A$26,1)+1)-INDEX('Shultis Faw'!$F$2:$F$26,MATCH($C661,'Shultis Faw'!$A$2:$A$26,1)))/(INDEX('Shultis Faw'!$A$2:$A$26,MATCH($C661,'Shultis Faw'!$A$2:$A$26,1)+1)-INDEX('Shultis Faw'!$A$2:$A$26,MATCH($C661,'Shultis Faw'!$A$2:$A$26,1))),$C661*'Shultis Faw'!$F$2/'Shultis Faw'!$A$2)","v":14.273210000000001},{"$f":"J661*(H661*'Externe blootstelling'!$D$23/2)^K661+L661*(TANH(((H661*'Externe blootstelling'!$D$23)/(2*M661))-2)-TANH(-2))/(1-TANH(-2))","v":1.7293760318573694},{"$f":"IF(N661=1,1+(I661-1)*H661*'Externe blootstelling'!$D$23/2,1+(I661-1)*(N661^(H661*'Externe blootstelling'!$D$23/2)-1)/(N661-1))","v":3.8957264928224382},{"$f":"G661*EXP(-H661*'Externe blootstelling'!$D$23/2)*O661","v":5.6508057376163115E-6}]
[null," g ",0.46150000000000002,7.3839999999999991E-14,1.7E-6,{"$f":"_xlfn.IFNA(INDEX('hp (pSv cm2)'!$B$2:$B$52,MATCH($C662,'hp (pSv cm2)'!$A$2:$A$52,1))+($C662-INDEX('hp (pSv cm2)'!$A$2:$A$52,MATCH($C662,'hp (pSv cm2)'!$A$2:$A$52,1)))*(INDEX('hp (pSv cm2)'!$B$2:$B$52,MATCH($C662,'hp (pSv cm2)'!$A$2:$A$52,1)+1)-INDEX('hp (pSv cm2)'!$B$2:$B$52,MATCH($C662,'hp (pSv cm2)'!$A$2:$A$52,1)))/(INDEX('hp (pSv cm2)'!$A$2:$A$52,MATCH($C662,'hp (pSv cm2)'!$A$2:$A$52,1)+1)-INDEX('hp (pSv cm2)'!$A$2:$A$52,MATCH($C662,'hp (pSv cm2)'!$A$2:$A$52,1))),$C662*'hp (pSv cm2)'!$B$2/'hp (pSv cm2)'!$A$2)","v":2.28905},3.8913850000000004E-6,{"$f":"_xlfn.IFNA(0.997*(INDEX('Mass attenuation coefficients'!$B$2:$B$37,MATCH($C662,'Mass attenuation coefficients'!$A$2:$A$37,1))+($C662-INDEX('Mass attenuation coefficients'!$A$2:$A$37,MATCH($C662,'Mass attenuation coefficients'!$A$2:$A$37,1)))*(INDEX('Mass attenuation coefficients'!$B$2:$B$37,MATCH($C662,'Mass attenuation coefficients'!$A$2:$A$37,1)+1)-INDEX('Mass attenuation coefficients'!$B$2:$B$37,MATCH($C662,'Mass attenuation coefficients'!$A$2:$A$37,1)))/(INDEX('Mass attenuation coefficients'!$A$2:$A$37,MATCH($C662,'Mass attenuation coefficients'!$A$2:$A$37,1)+1)-INDEX('Mass attenuation coefficients'!$A$2:$A$37,MATCH($C662,'Mass attenuation coefficients'!$A$2:$A$37,1)))),0.997*$C662*'Mass attenuation coefficients'!$B$2/'Mass attenuation coefficients'!$A$2)","v":0.10012227935},{"$f":"_xlfn.IFNA(INDEX('Shultis Faw'!$C$2:$C$26,MATCH($C662,'Shultis Faw'!$A$2:$A$26,1))+($C662-INDEX('Shultis Faw'!$A$2:$A$26,MATCH($C662,'Shultis Faw'!$A$2:$A$26,1)))*(INDEX('Shultis Faw'!$C$2:$C$26,MATCH($C662,'Shultis Faw'!$A$2:$A$26,1)+1)-INDEX('Shultis Faw'!$C$2:$C$26,MATCH($C662,'Shultis Faw'!$A$2:$A$26,1)))/(INDEX('Shultis Faw'!$A$2:$A$26,MATCH($C662,'Shultis Faw'!$A$2:$A$26,1)+1)-INDEX('Shultis Faw'!$A$2:$A$26,MATCH($C662,'Shultis Faw'!$A$2:$A$26,1))),$C662*'Shultis Faw'!$C$2/'Shultis Faw'!$A$2)","v":2.5615999999999999},{"$f":"_xlfn.IFNA(INDEX('Shultis Faw'!$D$2:$D$26,MATCH($C662,'Shultis Faw'!$A$2:$A$26,1))+($C662-INDEX('Shultis Faw'!$A$2:$A$26,MATCH($C662,'Shultis Faw'!$A$2:$A$26,1)))*(INDEX('Shultis Faw'!$D$2:$D$26,MATCH($C662,'Shultis Faw'!$A$2:$A$26,1)+1)-INDEX('Shultis Faw'!$D$2:$D$26,MATCH($C662,'Shultis Faw'!$A$2:$A$26,1)))/(INDEX('Shultis Faw'!$A$2:$A$26,MATCH($C662,'Shultis Faw'!$A$2:$A$26,1)+1)-INDEX('Shultis Faw'!$A$2:$A$26,MATCH($C662,'Shultis Faw'!$A$2:$A$26,1))),$C662*'Shultis Faw'!$D$2/'Shultis Faw'!$A$2)","v":1.8106599999999999},{"$f":"_xlfn.IFNA(INDEX('Shultis Faw'!$B$2:$B$26,MATCH($C662,'Shultis Faw'!$A$2:$A$26,1))+($C662-INDEX('Shultis Faw'!$A$2:$A$26,MATCH($C662,'Shultis Faw'!$A$2:$A$26,1)))*(INDEX('Shultis Faw'!$B$2:$B$26,MATCH($C662,'Shultis Faw'!$A$2:$A$26,1)+1)-INDEX('Shultis Faw'!$B$2:$B$26,MATCH($C662,'Shultis Faw'!$A$2:$A$26,1)))/(INDEX('Shultis Faw'!$A$2:$A$26,MATCH($C662,'Shultis Faw'!$A$2:$A$26,1)+1)-INDEX('Shultis Faw'!$A$2:$A$26,MATCH($C662,'Shultis Faw'!$A$2:$A$26,1))),$C662*'Shultis Faw'!$B$2/'Shultis Faw'!$A$2)","v":-0.14039000000000001},{"$f":"_xlfn.IFNA(INDEX('Shultis Faw'!$E$2:$E$26,MATCH($C662,'Shultis Faw'!$A$2:$A$26,1))+($C662-INDEX('Shultis Faw'!$A$2:$A$26,MATCH($C662,'Shultis Faw'!$A$2:$A$26,1)))*(INDEX('Shultis Faw'!$E$2:$E$26,MATCH($C662,'Shultis Faw'!$A$2:$A$26,1)+1)-INDEX('Shultis Faw'!$E$2:$E$26,MATCH($C662,'Shultis Faw'!$A$2:$A$26,1)))/(INDEX('Shultis Faw'!$A$2:$A$26,MATCH($C662,'Shultis Faw'!$A$2:$A$26,1)+1)-INDEX('Shultis Faw'!$A$2:$A$26,MATCH($C662,'Shultis Faw'!$A$2:$A$26,1))),$C662*'Shultis Faw'!$E$2/'Shultis Faw'!$A$2)","v":5.6486500000000002E-2},{"$f":"_xlfn.IFNA(INDEX('Shultis Faw'!$F$2:$F$26,MATCH($C662,'Shultis Faw'!$A$2:$A$26,1))+($C662-INDEX('Shultis Faw'!$A$2:$A$26,MATCH($C662,'Shultis Faw'!$A$2:$A$26,1)))*(INDEX('Shultis Faw'!$F$2:$F$26,MATCH($C662,'Shultis Faw'!$A$2:$A$26,1)+1)-INDEX('Shultis Faw'!$F$2:$F$26,MATCH($C662,'Shultis Faw'!$A$2:$A$26,1)))/(INDEX('Shultis Faw'!$A$2:$A$26,MATCH($C662,'Shultis Faw'!$A$2:$A$26,1)+1)-INDEX('Shultis Faw'!$A$2:$A$26,MATCH($C662,'Shultis Faw'!$A$2:$A$26,1))),$C662*'Shultis Faw'!$F$2/'Shultis Faw'!$A$2)","v":14.295350000000001},{"$f":"J662*(H662*'Externe blootstelling'!$D$23/2)^K662+L662*(TANH(((H662*'Externe blootstelling'!$D$23)/(2*M662))-2)-TANH(-2))/(1-TANH(-2))","v":1.7104131098797259},{"$f":"IF(N662=1,1+(I662-1)*H662*'Externe blootstelling'!$D$23/2,1+(I662-1)*(N662^(H662*'Externe blootstelling'!$D$23/2)-1)/(N662-1))","v":3.7238004368604725},{"$f":"G662*EXP(-H662*'Externe blootstelling'!$D$23/2)*O662","v":3.2273963053208208E-6}]
[null," g ",0.48930000000000001,7.8287999999999994E-14,6.4000000000000006E-6,{"$f":"_xlfn.IFNA(INDEX('hp (pSv cm2)'!$B$2:$B$52,MATCH($C663,'hp (pSv cm2)'!$A$2:$A$52,1))+($C663-INDEX('hp (pSv cm2)'!$A$2:$A$52,MATCH($C663,'hp (pSv cm2)'!$A$2:$A$52,1)))*(INDEX('hp (pSv cm2)'!$B$2:$B$52,MATCH($C663,'hp (pSv cm2)'!$A$2:$A$52,1)+1)-INDEX('hp (pSv cm2)'!$B$2:$B$52,MATCH($C663,'hp (pSv cm2)'!$A$2:$A$52,1)))/(INDEX('hp (pSv cm2)'!$A$2:$A$52,MATCH($C663,'hp (pSv cm2)'!$A$2:$A$52,1)+1)-INDEX('hp (pSv cm2)'!$A$2:$A$52,MATCH($C663,'hp (pSv cm2)'!$A$2:$A$52,1))),$C663*'hp (pSv cm2)'!$B$2/'hp (pSv cm2)'!$A$2)","v":2.4197100000000002},1.5486144000000004E-5,{"$f":"_xlfn.IFNA(0.997*(INDEX('Mass attenuation coefficients'!$B$2:$B$37,MATCH($C663,'Mass attenuation coefficients'!$A$2:$A$37,1))+($C663-INDEX('Mass attenuation coefficients'!$A$2:$A$37,MATCH($C663,'Mass attenuation coefficients'!$A$2:$A$37,1)))*(INDEX('Mass attenuation coefficients'!$B$2:$B$37,MATCH($C663,'Mass attenuation coefficients'!$A$2:$A$37,1)+1)-INDEX('Mass attenuation coefficients'!$B$2:$B$37,MATCH($C663,'Mass attenuation coefficients'!$A$2:$A$37,1)))/(INDEX('Mass attenuation coefficients'!$A$2:$A$37,MATCH($C663,'Mass attenuation coefficients'!$A$2:$A$37,1)+1)-INDEX('Mass attenuation coefficients'!$A$2:$A$37,MATCH($C663,'Mass attenuation coefficients'!$A$2:$A$37,1)))),0.997*$C663*'Mass attenuation coefficients'!$B$2/'Mass attenuation coefficients'!$A$2)","v":9.7564037169999993E-2},{"$f":"_xlfn.IFNA(INDEX('Shultis Faw'!$C$2:$C$26,MATCH($C663,'Shultis Faw'!$A$2:$A$26,1))+($C663-INDEX('Shultis Faw'!$A$2:$A$26,MATCH($C663,'Shultis Faw'!$A$2:$A$26,1)))*(INDEX('Shultis Faw'!$C$2:$C$26,MATCH($C663,'Shultis Faw'!$A$2:$A$26,1)+1)-INDEX('Shultis Faw'!$C$2:$C$26,MATCH($C663,'Shultis Faw'!$A$2:$A$26,1)))/(INDEX('Shultis Faw'!$A$2:$A$26,MATCH($C663,'Shultis Faw'!$A$2:$A$26,1)+1)-INDEX('Shultis Faw'!$A$2:$A$26,MATCH($C663,'Shultis Faw'!$A$2:$A$26,1))),$C663*'Shultis Faw'!$C$2/'Shultis Faw'!$A$2)","v":2.5171199999999998},{"$f":"_xlfn.IFNA(INDEX('Shultis Faw'!$D$2:$D$26,MATCH($C663,'Shultis Faw'!$A$2:$A$26,1))+($C663-INDEX('Shultis Faw'!$A$2:$A$26,MATCH($C663,'Shultis Faw'!$A$2:$A$26,1)))*(INDEX('Shultis Faw'!$D$2:$D$26,MATCH($C663,'Shultis Faw'!$A$2:$A$26,1)+1)-INDEX('Shultis Faw'!$D$2:$D$26,MATCH($C663,'Shultis Faw'!$A$2:$A$26,1)))/(INDEX('Shultis Faw'!$A$2:$A$26,MATCH($C663,'Shultis Faw'!$A$2:$A$26,1)+1)-INDEX('Shultis Faw'!$A$2:$A$26,MATCH($C663,'Shultis Faw'!$A$2:$A$26,1))),$C663*'Shultis Faw'!$D$2/'Shultis Faw'!$A$2)","v":1.7784119999999999},{"$f":"_xlfn.IFNA(INDEX('Shultis Faw'!$B$2:$B$26,MATCH($C663,'Shultis Faw'!$A$2:$A$26,1))+($C663-INDEX('Shultis Faw'!$A$2:$A$26,MATCH($C663,'Shultis Faw'!$A$2:$A$26,1)))*(INDEX('Shultis Faw'!$B$2:$B$26,MATCH($C663,'Shultis Faw'!$A$2:$A$26,1)+1)-INDEX('Shultis Faw'!$B$2:$B$26,MATCH($C663,'Shultis Faw'!$A$2:$A$26,1)))/(INDEX('Shultis Faw'!$A$2:$A$26,MATCH($C663,'Shultis Faw'!$A$2:$A$26,1)+1)-INDEX('Shultis Faw'!$A$2:$A$26,MATCH($C663,'Shultis Faw'!$A$2:$A$26,1))),$C663*'Shultis Faw'!$B$2/'Shultis Faw'!$A$2)","v":-0.13649800000000001},{"$f":"_xlfn.IFNA(INDEX('Shultis Faw'!$E$2:$E$26,MATCH($C663,'Shultis Faw'!$A$2:$A$26,1))+($C663-INDEX('Shultis Faw'!$A$2:$A$26,MATCH($C663,'Shultis Faw'!$A$2:$A$26,1)))*(INDEX('Shultis Faw'!$E$2:$E$26,MATCH($C663,'Shultis Faw'!$A$2:$A$26,1)+1)-INDEX('Shultis Faw'!$E$2:$E$26,MATCH($C663,'Shultis Faw'!$A$2:$A$26,1)))/(INDEX('Shultis Faw'!$A$2:$A$26,MATCH($C663,'Shultis Faw'!$A$2:$A$26,1)+1)-INDEX('Shultis Faw'!$A$2:$A$26,MATCH($C663,'Shultis Faw'!$A$2:$A$26,1))),$C663*'Shultis Faw'!$E$2/'Shultis Faw'!$A$2)","v":5.5124300000000001E-2},{"$f":"_xlfn.IFNA(INDEX('Shultis Faw'!$F$2:$F$26,MATCH($C663,'Shultis Faw'!$A$2:$A$26,1))+($C663-INDEX('Shultis Faw'!$A$2:$A$26,MATCH($C663,'Shultis Faw'!$A$2:$A$26,1)))*(INDEX('Shultis Faw'!$F$2:$F$26,MATCH($C663,'Shultis Faw'!$A$2:$A$26,1)+1)-INDEX('Shultis Faw'!$F$2:$F$26,MATCH($C663,'Shultis Faw'!$A$2:$A$26,1)))/(INDEX('Shultis Faw'!$A$2:$A$26,MATCH($C663,'Shultis Faw'!$A$2:$A$26,1)+1)-INDEX('Shultis Faw'!$A$2:$A$26,MATCH($C663,'Shultis Faw'!$A$2:$A$26,1))),$C663*'Shultis Faw'!$F$2/'Shultis Faw'!$A$2)","v":14.32037},{"$f":"J663*(H663*'Externe blootstelling'!$D$23/2)^K663+L663*(TANH(((H663*'Externe blootstelling'!$D$23)/(2*M663))-2)-TANH(-2))/(1-TANH(-2))","v":1.6885572870254115},{"$f":"IF(N663=1,1+(I663-1)*H663*'Externe blootstelling'!$D$23/2,1+(I663-1)*(N663^(H663*'Externe blootstelling'!$D$23/2)-1)/(N663-1))","v":3.5395278752744979},{"$f":"G663*EXP(-H663*'Externe blootstelling'!$D$23/2)*O663","v":1.2685739401356396E-5}]
[null," g ",0.51760000000000006,8.2816000000000008E-14,4.2999999999999999E-4,{"$f":"_xlfn.IFNA(INDEX('hp (pSv cm2)'!$B$2:$B$52,MATCH($C664,'hp (pSv cm2)'!$A$2:$A$52,1))+($C664-INDEX('hp (pSv cm2)'!$A$2:$A$52,MATCH($C664,'hp (pSv cm2)'!$A$2:$A$52,1)))*(INDEX('hp (pSv cm2)'!$B$2:$B$52,MATCH($C664,'hp (pSv cm2)'!$A$2:$A$52,1)+1)-INDEX('hp (pSv cm2)'!$B$2:$B$52,MATCH($C664,'hp (pSv cm2)'!$A$2:$A$52,1)))/(INDEX('hp (pSv cm2)'!$A$2:$A$52,MATCH($C664,'hp (pSv cm2)'!$A$2:$A$52,1)+1)-INDEX('hp (pSv cm2)'!$A$2:$A$52,MATCH($C664,'hp (pSv cm2)'!$A$2:$A$52,1))),$C664*'hp (pSv cm2)'!$B$2/'hp (pSv cm2)'!$A$2)","v":2.5474400000000004},1.0953992000000002E-3,{"$f":"_xlfn.IFNA(0.997*(INDEX('Mass attenuation coefficients'!$B$2:$B$37,MATCH($C664,'Mass attenuation coefficients'!$A$2:$A$37,1))+($C664-INDEX('Mass attenuation coefficients'!$A$2:$A$37,MATCH($C664,'Mass attenuation coefficients'!$A$2:$A$37,1)))*(INDEX('Mass attenuation coefficients'!$B$2:$B$37,MATCH($C664,'Mass attenuation coefficients'!$A$2:$A$37,1)+1)-INDEX('Mass attenuation coefficients'!$B$2:$B$37,MATCH($C664,'Mass attenuation coefficients'!$A$2:$A$37,1)))/(INDEX('Mass attenuation coefficients'!$A$2:$A$37,MATCH($C664,'Mass attenuation coefficients'!$A$2:$A$37,1)+1)-INDEX('Mass attenuation coefficients'!$A$2:$A$37,MATCH($C664,'Mass attenuation coefficients'!$A$2:$A$37,1)))),0.997*$C664*'Mass attenuation coefficients'!$B$2/'Mass attenuation coefficients'!$A$2)","v":9.5296689679999991E-2},{"$f":"_xlfn.IFNA(INDEX('Shultis Faw'!$C$2:$C$26,MATCH($C664,'Shultis Faw'!$A$2:$A$26,1))+($C664-INDEX('Shultis Faw'!$A$2:$A$26,MATCH($C664,'Shultis Faw'!$A$2:$A$26,1)))*(INDEX('Shultis Faw'!$C$2:$C$26,MATCH($C664,'Shultis Faw'!$A$2:$A$26,1)+1)-INDEX('Shultis Faw'!$C$2:$C$26,MATCH($C664,'Shultis Faw'!$A$2:$A$26,1)))/(INDEX('Shultis Faw'!$A$2:$A$26,MATCH($C664,'Shultis Faw'!$A$2:$A$26,1)+1)-INDEX('Shultis Faw'!$A$2:$A$26,MATCH($C664,'Shultis Faw'!$A$2:$A$26,1))),$C664*'Shultis Faw'!$C$2/'Shultis Faw'!$A$2)","v":2.4783519999999997},{"$f":"_xlfn.IFNA(INDEX('Shultis Faw'!$D$2:$D$26,MATCH($C664,'Shultis Faw'!$A$2:$A$26,1))+($C664-INDEX('Shultis Faw'!$A$2:$A$26,MATCH($C664,'Shultis Faw'!$A$2:$A$26,1)))*(INDEX('Shultis Faw'!$D$2:$D$26,MATCH($C664,'Shultis Faw'!$A$2:$A$26,1)+1)-INDEX('Shultis Faw'!$D$2:$D$26,MATCH($C664,'Shultis Faw'!$A$2:$A$26,1)))/(INDEX('Shultis Faw'!$A$2:$A$26,MATCH($C664,'Shultis Faw'!$A$2:$A$26,1)+1)-INDEX('Shultis Faw'!$A$2:$A$26,MATCH($C664,'Shultis Faw'!$A$2:$A$26,1))),$C664*'Shultis Faw'!$D$2/'Shultis Faw'!$A$2)","v":1.750688},{"$f":"_xlfn.IFNA(INDEX('Shultis Faw'!$B$2:$B$26,MATCH($C664,'Shultis Faw'!$A$2:$A$26,1))+($C664-INDEX('Shultis Faw'!$A$2:$A$26,MATCH($C664,'Shultis Faw'!$A$2:$A$26,1)))*(INDEX('Shultis Faw'!$B$2:$B$26,MATCH($C664,'Shultis Faw'!$A$2:$A$26,1)+1)-INDEX('Shultis Faw'!$B$2:$B$26,MATCH($C664,'Shultis Faw'!$A$2:$A$26,1)))/(INDEX('Shultis Faw'!$A$2:$A$26,MATCH($C664,'Shultis Faw'!$A$2:$A$26,1)+1)-INDEX('Shultis Faw'!$A$2:$A$26,MATCH($C664,'Shultis Faw'!$A$2:$A$26,1))),$C664*'Shultis Faw'!$B$2/'Shultis Faw'!$A$2)","v":-0.13306399999999999},{"$f":"_xlfn.IFNA(INDEX('Shultis Faw'!$E$2:$E$26,MATCH($C664,'Shultis Faw'!$A$2:$A$26,1))+($C664-INDEX('Shultis Faw'!$A$2:$A$26,MATCH($C664,'Shultis Faw'!$A$2:$A$26,1)))*(INDEX('Shultis Faw'!$E$2:$E$26,MATCH($C664,'Shultis Faw'!$A$2:$A$26,1)+1)-INDEX('Shultis Faw'!$E$2:$E$26,MATCH($C664,'Shultis Faw'!$A$2:$A$26,1)))/(INDEX('Shultis Faw'!$A$2:$A$26,MATCH($C664,'Shultis Faw'!$A$2:$A$26,1)+1)-INDEX('Shultis Faw'!$A$2:$A$26,MATCH($C664,'Shultis Faw'!$A$2:$A$26,1))),$C664*'Shultis Faw'!$E$2/'Shultis Faw'!$A$2)","v":5.3843200000000001E-2},{"$f":"_xlfn.IFNA(INDEX('Shultis Faw'!$F$2:$F$26,MATCH($C664,'Shultis Faw'!$A$2:$A$26,1))+($C664-INDEX('Shultis Faw'!$A$2:$A$26,MATCH($C664,'Shultis Faw'!$A$2:$A$26,1)))*(INDEX('Shultis Faw'!$F$2:$F$26,MATCH($C664,'Shultis Faw'!$A$2:$A$26,1)+1)-INDEX('Shultis Faw'!$F$2:$F$26,MATCH($C664,'Shultis Faw'!$A$2:$A$26,1)))/(INDEX('Shultis Faw'!$A$2:$A$26,MATCH($C664,'Shultis Faw'!$A$2:$A$26,1)+1)-INDEX('Shultis Faw'!$A$2:$A$26,MATCH($C664,'Shultis Faw'!$A$2:$A$26,1))),$C664*'Shultis Faw'!$F$2/'Shultis Faw'!$A$2)","v":14.3124},{"$f":"J664*(H664*'Externe blootstelling'!$D$23/2)^K664+L664*(TANH(((H664*'Externe blootstelling'!$D$23)/(2*M664))-2)-TANH(-2))/(1-TANH(-2))","v":1.6696168378547849},{"$f":"IF(N664=1,1+(I664-1)*H664*'Externe blootstelling'!$D$23/2,1+(I664-1)*(N664^(H664*'Externe blootstelling'!$D$23/2)-1)/(N664-1))","v":3.3860322538513237},{"$f":"G664*EXP(-H664*'Externe blootstelling'!$D$23/2)*O664","v":8.8809845193094875E-4}]
[null," g ",0.55610000000000004,8.8975999999999991E-14,5.9999999999999997E-7,{"$f":"_xlfn.IFNA(INDEX('hp (pSv cm2)'!$B$2:$B$52,MATCH($C665,'hp (pSv cm2)'!$A$2:$A$52,1))+($C665-INDEX('hp (pSv cm2)'!$A$2:$A$52,MATCH($C665,'hp (pSv cm2)'!$A$2:$A$52,1)))*(INDEX('hp (pSv cm2)'!$B$2:$B$52,MATCH($C665,'hp (pSv cm2)'!$A$2:$A$52,1)+1)-INDEX('hp (pSv cm2)'!$B$2:$B$52,MATCH($C665,'hp (pSv cm2)'!$A$2:$A$52,1)))/(INDEX('hp (pSv cm2)'!$A$2:$A$52,MATCH($C665,'hp (pSv cm2)'!$A$2:$A$52,1)+1)-INDEX('hp (pSv cm2)'!$A$2:$A$52,MATCH($C665,'hp (pSv cm2)'!$A$2:$A$52,1))),$C665*'hp (pSv cm2)'!$B$2/'hp (pSv cm2)'!$A$2)","v":2.7168400000000004},1.6301040000000002E-6,{"$f":"_xlfn.IFNA(0.997*(INDEX('Mass attenuation coefficients'!$B$2:$B$37,MATCH($C665,'Mass attenuation coefficients'!$A$2:$A$37,1))+($C665-INDEX('Mass attenuation coefficients'!$A$2:$A$37,MATCH($C665,'Mass attenuation coefficients'!$A$2:$A$37,1)))*(INDEX('Mass attenuation coefficients'!$B$2:$B$37,MATCH($C665,'Mass attenuation coefficients'!$A$2:$A$37,1)+1)-INDEX('Mass attenuation coefficients'!$B$2:$B$37,MATCH($C665,'Mass attenuation coefficients'!$A$2:$A$37,1)))/(INDEX('Mass attenuation coefficients'!$A$2:$A$37,MATCH($C665,'Mass attenuation coefficients'!$A$2:$A$37,1)+1)-INDEX('Mass attenuation coefficients'!$A$2:$A$37,MATCH($C665,'Mass attenuation coefficients'!$A$2:$A$37,1)))),0.997*$C665*'Mass attenuation coefficients'!$B$2/'Mass attenuation coefficients'!$A$2)","v":9.2490782729999999E-2},{"$f":"_xlfn.IFNA(INDEX('Shultis Faw'!$C$2:$C$26,MATCH($C665,'Shultis Faw'!$A$2:$A$26,1))+($C665-INDEX('Shultis Faw'!$A$2:$A$26,MATCH($C665,'Shultis Faw'!$A$2:$A$26,1)))*(INDEX('Shultis Faw'!$C$2:$C$26,MATCH($C665,'Shultis Faw'!$A$2:$A$26,1)+1)-INDEX('Shultis Faw'!$C$2:$C$26,MATCH($C665,'Shultis Faw'!$A$2:$A$26,1)))/(INDEX('Shultis Faw'!$A$2:$A$26,MATCH($C665,'Shultis Faw'!$A$2:$A$26,1)+1)-INDEX('Shultis Faw'!$A$2:$A$26,MATCH($C665,'Shultis Faw'!$A$2:$A$26,1))),$C665*'Shultis Faw'!$C$2/'Shultis Faw'!$A$2)","v":2.4309969999999996},{"$f":"_xlfn.IFNA(INDEX('Shultis Faw'!$D$2:$D$26,MATCH($C665,'Shultis Faw'!$A$2:$A$26,1))+($C665-INDEX('Shultis Faw'!$A$2:$A$26,MATCH($C665,'Shultis Faw'!$A$2:$A$26,1)))*(INDEX('Shultis Faw'!$D$2:$D$26,MATCH($C665,'Shultis Faw'!$A$2:$A$26,1)+1)-INDEX('Shultis Faw'!$D$2:$D$26,MATCH($C665,'Shultis Faw'!$A$2:$A$26,1)))/(INDEX('Shultis Faw'!$A$2:$A$26,MATCH($C665,'Shultis Faw'!$A$2:$A$26,1)+1)-INDEX('Shultis Faw'!$A$2:$A$26,MATCH($C665,'Shultis Faw'!$A$2:$A$26,1))),$C665*'Shultis Faw'!$D$2/'Shultis Faw'!$A$2)","v":1.717193},{"$f":"_xlfn.IFNA(INDEX('Shultis Faw'!$B$2:$B$26,MATCH($C665,'Shultis Faw'!$A$2:$A$26,1))+($C665-INDEX('Shultis Faw'!$A$2:$A$26,MATCH($C665,'Shultis Faw'!$A$2:$A$26,1)))*(INDEX('Shultis Faw'!$B$2:$B$26,MATCH($C665,'Shultis Faw'!$A$2:$A$26,1)+1)-INDEX('Shultis Faw'!$B$2:$B$26,MATCH($C665,'Shultis Faw'!$A$2:$A$26,1)))/(INDEX('Shultis Faw'!$A$2:$A$26,MATCH($C665,'Shultis Faw'!$A$2:$A$26,1)+1)-INDEX('Shultis Faw'!$A$2:$A$26,MATCH($C665,'Shultis Faw'!$A$2:$A$26,1))),$C665*'Shultis Faw'!$B$2/'Shultis Faw'!$A$2)","v":-0.128829},{"$f":"_xlfn.IFNA(INDEX('Shultis Faw'!$E$2:$E$26,MATCH($C665,'Shultis Faw'!$A$2:$A$26,1))+($C665-INDEX('Shultis Faw'!$A$2:$A$26,MATCH($C665,'Shultis Faw'!$A$2:$A$26,1)))*(INDEX('Shultis Faw'!$E$2:$E$26,MATCH($C665,'Shultis Faw'!$A$2:$A$26,1)+1)-INDEX('Shultis Faw'!$E$2:$E$26,MATCH($C665,'Shultis Faw'!$A$2:$A$26,1)))/(INDEX('Shultis Faw'!$A$2:$A$26,MATCH($C665,'Shultis Faw'!$A$2:$A$26,1)+1)-INDEX('Shultis Faw'!$A$2:$A$26,MATCH($C665,'Shultis Faw'!$A$2:$A$26,1))),$C665*'Shultis Faw'!$E$2/'Shultis Faw'!$A$2)","v":5.2187699999999997E-2},{"$f":"_xlfn.IFNA(INDEX('Shultis Faw'!$F$2:$F$26,MATCH($C665,'Shultis Faw'!$A$2:$A$26,1))+($C665-INDEX('Shultis Faw'!$A$2:$A$26,MATCH($C665,'Shultis Faw'!$A$2:$A$26,1)))*(INDEX('Shultis Faw'!$F$2:$F$26,MATCH($C665,'Shultis Faw'!$A$2:$A$26,1)+1)-INDEX('Shultis Faw'!$F$2:$F$26,MATCH($C665,'Shultis Faw'!$A$2:$A$26,1)))/(INDEX('Shultis Faw'!$A$2:$A$26,MATCH($C665,'Shultis Faw'!$A$2:$A$26,1)+1)-INDEX('Shultis Faw'!$A$2:$A$26,MATCH($C665,'Shultis Faw'!$A$2:$A$26,1))),$C665*'Shultis Faw'!$F$2/'Shultis Faw'!$A$2)","v":14.273899999999999},{"$f":"J665*(H665*'Externe blootstelling'!$D$23/2)^K665+L665*(TANH(((H665*'Externe blootstelling'!$D$23)/(2*M665))-2)-TANH(-2))/(1-TANH(-2))","v":1.6464702057010583},{"$f":"IF(N665=1,1+(I665-1)*H665*'Externe blootstelling'!$D$23/2,1+(I665-1)*(N665^(H665*'Externe blootstelling'!$D$23/2)-1)/(N665-1))","v":3.2075296057350586},{"$f":"G665*EXP(-H665*'Externe blootstelling'!$D$23/2)*O665","v":1.305757227090442E-6}]
[null," g ",0.56410000000000005,9.0255999999999999E-14,1.5E-5,{"$f":"_xlfn.IFNA(INDEX('hp (pSv cm2)'!$B$2:$B$52,MATCH($C666,'hp (pSv cm2)'!$A$2:$A$52,1))+($C666-INDEX('hp (pSv cm2)'!$A$2:$A$52,MATCH($C666,'hp (pSv cm2)'!$A$2:$A$52,1)))*(INDEX('hp (pSv cm2)'!$B$2:$B$52,MATCH($C666,'hp (pSv cm2)'!$A$2:$A$52,1)+1)-INDEX('hp (pSv cm2)'!$B$2:$B$52,MATCH($C666,'hp (pSv cm2)'!$A$2:$A$52,1)))/(INDEX('hp (pSv cm2)'!$A$2:$A$52,MATCH($C666,'hp (pSv cm2)'!$A$2:$A$52,1)+1)-INDEX('hp (pSv cm2)'!$A$2:$A$52,MATCH($C666,'hp (pSv cm2)'!$A$2:$A$52,1))),$C666*'hp (pSv cm2)'!$B$2/'hp (pSv cm2)'!$A$2)","v":2.7520400000000005},4.1280600000000006E-5,{"$f":"_xlfn.IFNA(0.997*(INDEX('Mass attenuation coefficients'!$B$2:$B$37,MATCH($C666,'Mass attenuation coefficients'!$A$2:$A$37,1))+($C666-INDEX('Mass attenuation coefficients'!$A$2:$A$37,MATCH($C666,'Mass attenuation coefficients'!$A$2:$A$37,1)))*(INDEX('Mass attenuation coefficients'!$B$2:$B$37,MATCH($C666,'Mass attenuation coefficients'!$A$2:$A$37,1)+1)-INDEX('Mass attenuation coefficients'!$B$2:$B$37,MATCH($C666,'Mass attenuation coefficients'!$A$2:$A$37,1)))/(INDEX('Mass attenuation coefficients'!$A$2:$A$37,MATCH($C666,'Mass attenuation coefficients'!$A$2:$A$37,1)+1)-INDEX('Mass attenuation coefficients'!$A$2:$A$37,MATCH($C666,'Mass attenuation coefficients'!$A$2:$A$37,1)))),0.997*$C666*'Mass attenuation coefficients'!$B$2/'Mass attenuation coefficients'!$A$2)","v":9.190773713E-2},{"$f":"_xlfn.IFNA(INDEX('Shultis Faw'!$C$2:$C$26,MATCH($C666,'Shultis Faw'!$A$2:$A$26,1))+($C666-INDEX('Shultis Faw'!$A$2:$A$26,MATCH($C666,'Shultis Faw'!$A$2:$A$26,1)))*(INDEX('Shultis Faw'!$C$2:$C$26,MATCH($C666,'Shultis Faw'!$A$2:$A$26,1)+1)-INDEX('Shultis Faw'!$C$2:$C$26,MATCH($C666,'Shultis Faw'!$A$2:$A$26,1)))/(INDEX('Shultis Faw'!$A$2:$A$26,MATCH($C666,'Shultis Faw'!$A$2:$A$26,1)+1)-INDEX('Shultis Faw'!$A$2:$A$26,MATCH($C666,'Shultis Faw'!$A$2:$A$26,1))),$C666*'Shultis Faw'!$C$2/'Shultis Faw'!$A$2)","v":2.421157},{"$f":"_xlfn.IFNA(INDEX('Shultis Faw'!$D$2:$D$26,MATCH($C666,'Shultis Faw'!$A$2:$A$26,1))+($C666-INDEX('Shultis Faw'!$A$2:$A$26,MATCH($C666,'Shultis Faw'!$A$2:$A$26,1)))*(INDEX('Shultis Faw'!$D$2:$D$26,MATCH($C666,'Shultis Faw'!$A$2:$A$26,1)+1)-INDEX('Shultis Faw'!$D$2:$D$26,MATCH($C666,'Shultis Faw'!$A$2:$A$26,1)))/(INDEX('Shultis Faw'!$A$2:$A$26,MATCH($C666,'Shultis Faw'!$A$2:$A$26,1)+1)-INDEX('Shultis Faw'!$A$2:$A$26,MATCH($C666,'Shultis Faw'!$A$2:$A$26,1))),$C666*'Shultis Faw'!$D$2/'Shultis Faw'!$A$2)","v":1.7102329999999999},{"$f":"_xlfn.IFNA(INDEX('Shultis Faw'!$B$2:$B$26,MATCH($C666,'Shultis Faw'!$A$2:$A$26,1))+($C666-INDEX('Shultis Faw'!$A$2:$A$26,MATCH($C666,'Shultis Faw'!$A$2:$A$26,1)))*(INDEX('Shultis Faw'!$B$2:$B$26,MATCH($C666,'Shultis Faw'!$A$2:$A$26,1)+1)-INDEX('Shultis Faw'!$B$2:$B$26,MATCH($C666,'Shultis Faw'!$A$2:$A$26,1)))/(INDEX('Shultis Faw'!$A$2:$A$26,MATCH($C666,'Shultis Faw'!$A$2:$A$26,1)+1)-INDEX('Shultis Faw'!$A$2:$A$26,MATCH($C666,'Shultis Faw'!$A$2:$A$26,1))),$C666*'Shultis Faw'!$B$2/'Shultis Faw'!$A$2)","v":-0.12794900000000001},{"$f":"_xlfn.IFNA(INDEX('Shultis Faw'!$E$2:$E$26,MATCH($C666,'Shultis Faw'!$A$2:$A$26,1))+($C666-INDEX('Shultis Faw'!$A$2:$A$26,MATCH($C666,'Shultis Faw'!$A$2:$A$26,1)))*(INDEX('Shultis Faw'!$E$2:$E$26,MATCH($C666,'Shultis Faw'!$A$2:$A$26,1)+1)-INDEX('Shultis Faw'!$E$2:$E$26,MATCH($C666,'Shultis Faw'!$A$2:$A$26,1)))/(INDEX('Shultis Faw'!$A$2:$A$26,MATCH($C666,'Shultis Faw'!$A$2:$A$26,1)+1)-INDEX('Shultis Faw'!$A$2:$A$26,MATCH($C666,'Shultis Faw'!$A$2:$A$26,1))),$C666*'Shultis Faw'!$E$2/'Shultis Faw'!$A$2)","v":5.18437E-2},{"$f":"_xlfn.IFNA(INDEX('Shultis Faw'!$F$2:$F$26,MATCH($C666,'Shultis Faw'!$A$2:$A$26,1))+($C666-INDEX('Shultis Faw'!$A$2:$A$26,MATCH($C666,'Shultis Faw'!$A$2:$A$26,1)))*(INDEX('Shultis Faw'!$F$2:$F$26,MATCH($C666,'Shultis Faw'!$A$2:$A$26,1)+1)-INDEX('Shultis Faw'!$F$2:$F$26,MATCH($C666,'Shultis Faw'!$A$2:$A$26,1)))/(INDEX('Shultis Faw'!$A$2:$A$26,MATCH($C666,'Shultis Faw'!$A$2:$A$26,1)+1)-INDEX('Shultis Faw'!$A$2:$A$26,MATCH($C666,'Shultis Faw'!$A$2:$A$26,1))),$C666*'Shultis Faw'!$F$2/'Shultis Faw'!$A$2)","v":14.2659},{"$f":"J666*(H666*'Externe blootstelling'!$D$23/2)^K666+L666*(TANH(((H666*'Externe blootstelling'!$D$23)/(2*M666))-2)-TANH(-2))/(1-TANH(-2))","v":1.6415951028573292},{"$f":"IF(N666=1,1+(I666-1)*H666*'Externe blootstelling'!$D$23/2,1+(I666-1)*(N666^(H666*'Externe blootstelling'!$D$23/2)-1)/(N666-1))","v":3.1717872095298447},{"$f":"G666*EXP(-H666*'Externe blootstelling'!$D$23/2)*O666","v":3.2985623549120375E-5}]
[null," g ",0.5766,9.2255999999999991E-14,9.0000000000000007E-7,{"$f":"_xlfn.IFNA(INDEX('hp (pSv cm2)'!$B$2:$B$52,MATCH($C667,'hp (pSv cm2)'!$A$2:$A$52,1))+($C667-INDEX('hp (pSv cm2)'!$A$2:$A$52,MATCH($C667,'hp (pSv cm2)'!$A$2:$A$52,1)))*(INDEX('hp (pSv cm2)'!$B$2:$B$52,MATCH($C667,'hp (pSv cm2)'!$A$2:$A$52,1)+1)-INDEX('hp (pSv cm2)'!$B$2:$B$52,MATCH($C667,'hp (pSv cm2)'!$A$2:$A$52,1)))/(INDEX('hp (pSv cm2)'!$A$2:$A$52,MATCH($C667,'hp (pSv cm2)'!$A$2:$A$52,1)+1)-INDEX('hp (pSv cm2)'!$A$2:$A$52,MATCH($C667,'hp (pSv cm2)'!$A$2:$A$52,1))),$C667*'hp (pSv cm2)'!$B$2/'hp (pSv cm2)'!$A$2)","v":2.8070400000000002},2.5263360000000004E-6,{"$f":"_xlfn.IFNA(0.997*(INDEX('Mass attenuation coefficients'!$B$2:$B$37,MATCH($C667,'Mass attenuation coefficients'!$A$2:$A$37,1))+($C667-INDEX('Mass attenuation coefficients'!$A$2:$A$37,MATCH($C667,'Mass attenuation coefficients'!$A$2:$A$37,1)))*(INDEX('Mass attenuation coefficients'!$B$2:$B$37,MATCH($C667,'Mass attenuation coefficients'!$A$2:$A$37,1)+1)-INDEX('Mass attenuation coefficients'!$B$2:$B$37,MATCH($C667,'Mass attenuation coefficients'!$A$2:$A$37,1)))/(INDEX('Mass attenuation coefficients'!$A$2:$A$37,MATCH($C667,'Mass attenuation coefficients'!$A$2:$A$37,1)+1)-INDEX('Mass attenuation coefficients'!$A$2:$A$37,MATCH($C667,'Mass attenuation coefficients'!$A$2:$A$37,1)))),0.997*$C667*'Mass attenuation coefficients'!$B$2/'Mass attenuation coefficients'!$A$2)","v":9.0996728380000003E-2},{"$f":"_xlfn.IFNA(INDEX('Shultis Faw'!$C$2:$C$26,MATCH($C667,'Shultis Faw'!$A$2:$A$26,1))+($C667-INDEX('Shultis Faw'!$A$2:$A$26,MATCH($C667,'Shultis Faw'!$A$2:$A$26,1)))*(INDEX('Shultis Faw'!$C$2:$C$26,MATCH($C667,'Shultis Faw'!$A$2:$A$26,1)+1)-INDEX('Shultis Faw'!$C$2:$C$26,MATCH($C667,'Shultis Faw'!$A$2:$A$26,1)))/(INDEX('Shultis Faw'!$A$2:$A$26,MATCH($C667,'Shultis Faw'!$A$2:$A$26,1)+1)-INDEX('Shultis Faw'!$A$2:$A$26,MATCH($C667,'Shultis Faw'!$A$2:$A$26,1))),$C667*'Shultis Faw'!$C$2/'Shultis Faw'!$A$2)","v":2.4057819999999999},{"$f":"_xlfn.IFNA(INDEX('Shultis Faw'!$D$2:$D$26,MATCH($C667,'Shultis Faw'!$A$2:$A$26,1))+($C667-INDEX('Shultis Faw'!$A$2:$A$26,MATCH($C667,'Shultis Faw'!$A$2:$A$26,1)))*(INDEX('Shultis Faw'!$D$2:$D$26,MATCH($C667,'Shultis Faw'!$A$2:$A$26,1)+1)-INDEX('Shultis Faw'!$D$2:$D$26,MATCH($C667,'Shultis Faw'!$A$2:$A$26,1)))/(INDEX('Shultis Faw'!$A$2:$A$26,MATCH($C667,'Shultis Faw'!$A$2:$A$26,1)+1)-INDEX('Shultis Faw'!$A$2:$A$26,MATCH($C667,'Shultis Faw'!$A$2:$A$26,1))),$C667*'Shultis Faw'!$D$2/'Shultis Faw'!$A$2)","v":1.6993579999999999},{"$f":"_xlfn.IFNA(INDEX('Shultis Faw'!$B$2:$B$26,MATCH($C667,'Shultis Faw'!$A$2:$A$26,1))+($C667-INDEX('Shultis Faw'!$A$2:$A$26,MATCH($C667,'Shultis Faw'!$A$2:$A$26,1)))*(INDEX('Shultis Faw'!$B$2:$B$26,MATCH($C667,'Shultis Faw'!$A$2:$A$26,1)+1)-INDEX('Shultis Faw'!$B$2:$B$26,MATCH($C667,'Shultis Faw'!$A$2:$A$26,1)))/(INDEX('Shultis Faw'!$A$2:$A$26,MATCH($C667,'Shultis Faw'!$A$2:$A$26,1)+1)-INDEX('Shultis Faw'!$A$2:$A$26,MATCH($C667,'Shultis Faw'!$A$2:$A$26,1))),$C667*'Shultis Faw'!$B$2/'Shultis Faw'!$A$2)","v":-0.12657399999999999},{"$f":"_xlfn.IFNA(INDEX('Shultis Faw'!$E$2:$E$26,MATCH($C667,'Shultis Faw'!$A$2:$A$26,1))+($C667-INDEX('Shultis Faw'!$A$2:$A$26,MATCH($C667,'Shultis Faw'!$A$2:$A$26,1)))*(INDEX('Shultis Faw'!$E$2:$E$26,MATCH($C667,'Shultis Faw'!$A$2:$A$26,1)+1)-INDEX('Shultis Faw'!$E$2:$E$26,MATCH($C667,'Shultis Faw'!$A$2:$A$26,1)))/(INDEX('Shultis Faw'!$A$2:$A$26,MATCH($C667,'Shultis Faw'!$A$2:$A$26,1)+1)-INDEX('Shultis Faw'!$A$2:$A$26,MATCH($C667,'Shultis Faw'!$A$2:$A$26,1))),$C667*'Shultis Faw'!$E$2/'Shultis Faw'!$A$2)","v":5.1306199999999996E-2},{"$f":"_xlfn.IFNA(INDEX('Shultis Faw'!$F$2:$F$26,MATCH($C667,'Shultis Faw'!$A$2:$A$26,1))+($C667-INDEX('Shultis Faw'!$A$2:$A$26,MATCH($C667,'Shultis Faw'!$A$2:$A$26,1)))*(INDEX('Shultis Faw'!$F$2:$F$26,MATCH($C667,'Shultis Faw'!$A$2:$A$26,1)+1)-INDEX('Shultis Faw'!$F$2:$F$26,MATCH($C667,'Shultis Faw'!$A$2:$A$26,1)))/(INDEX('Shultis Faw'!$A$2:$A$26,MATCH($C667,'Shultis Faw'!$A$2:$A$26,1)+1)-INDEX('Shultis Faw'!$A$2:$A$26,MATCH($C667,'Shultis Faw'!$A$2:$A$26,1))),$C667*'Shultis Faw'!$F$2/'Shultis Faw'!$A$2)","v":14.253400000000001},{"$f":"J667*(H667*'Externe blootstelling'!$D$23/2)^K667+L667*(TANH(((H667*'Externe blootstelling'!$D$23)/(2*M667))-2)-TANH(-2))/(1-TANH(-2))","v":1.6339326879108726},{"$f":"IF(N667=1,1+(I667-1)*H667*'Externe blootstelling'!$D$23/2,1+(I667-1)*(N667^(H667*'Externe blootstelling'!$D$23/2)-1)/(N667-1))","v":3.1168428947631592},{"$f":"G667*EXP(-H667*'Externe blootstelling'!$D$23/2)*O667","v":2.0110152676245715E-6}]
[null," g ",0.60829999999999995,9.7327999999999994E-14,4.4000000000000006E-5,{"$f":"_xlfn.IFNA(INDEX('hp (pSv cm2)'!$B$2:$B$52,MATCH($C668,'hp (pSv cm2)'!$A$2:$A$52,1))+($C668-INDEX('hp (pSv cm2)'!$A$2:$A$52,MATCH($C668,'hp (pSv cm2)'!$A$2:$A$52,1)))*(INDEX('hp (pSv cm2)'!$B$2:$B$52,MATCH($C668,'hp (pSv cm2)'!$A$2:$A$52,1)+1)-INDEX('hp (pSv cm2)'!$B$2:$B$52,MATCH($C668,'hp (pSv cm2)'!$A$2:$A$52,1)))/(INDEX('hp (pSv cm2)'!$A$2:$A$52,MATCH($C668,'hp (pSv cm2)'!$A$2:$A$52,1)+1)-INDEX('hp (pSv cm2)'!$A$2:$A$52,MATCH($C668,'hp (pSv cm2)'!$A$2:$A$52,1))),$C668*'hp (pSv cm2)'!$B$2/'hp (pSv cm2)'!$A$2)","v":2.9440300000000001},1.2953732000000001E-4,{"$f":"_xlfn.IFNA(0.997*(INDEX('Mass attenuation coefficients'!$B$2:$B$37,MATCH($C668,'Mass attenuation coefficients'!$A$2:$A$37,1))+($C668-INDEX('Mass attenuation coefficients'!$A$2:$A$37,MATCH($C668,'Mass attenuation coefficients'!$A$2:$A$37,1)))*(INDEX('Mass attenuation coefficients'!$B$2:$B$37,MATCH($C668,'Mass attenuation coefficients'!$A$2:$A$37,1)+1)-INDEX('Mass attenuation coefficients'!$B$2:$B$37,MATCH($C668,'Mass attenuation coefficients'!$A$2:$A$37,1)))/(INDEX('Mass attenuation coefficients'!$A$2:$A$37,MATCH($C668,'Mass attenuation coefficients'!$A$2:$A$37,1)+1)-INDEX('Mass attenuation coefficients'!$A$2:$A$37,MATCH($C668,'Mass attenuation coefficients'!$A$2:$A$37,1)))),0.997*$C668*'Mass attenuation coefficients'!$B$2/'Mass attenuation coefficients'!$A$2)","v":8.8839913295000003E-2},{"$f":"_xlfn.IFNA(INDEX('Shultis Faw'!$C$2:$C$26,MATCH($C668,'Shultis Faw'!$A$2:$A$26,1))+($C668-INDEX('Shultis Faw'!$A$2:$A$26,MATCH($C668,'Shultis Faw'!$A$2:$A$26,1)))*(INDEX('Shultis Faw'!$C$2:$C$26,MATCH($C668,'Shultis Faw'!$A$2:$A$26,1)+1)-INDEX('Shultis Faw'!$C$2:$C$26,MATCH($C668,'Shultis Faw'!$A$2:$A$26,1)))/(INDEX('Shultis Faw'!$A$2:$A$26,MATCH($C668,'Shultis Faw'!$A$2:$A$26,1)+1)-INDEX('Shultis Faw'!$A$2:$A$26,MATCH($C668,'Shultis Faw'!$A$2:$A$26,1))),$C668*'Shultis Faw'!$C$2/'Shultis Faw'!$A$2)","v":2.3701524999999997},{"$f":"_xlfn.IFNA(INDEX('Shultis Faw'!$D$2:$D$26,MATCH($C668,'Shultis Faw'!$A$2:$A$26,1))+($C668-INDEX('Shultis Faw'!$A$2:$A$26,MATCH($C668,'Shultis Faw'!$A$2:$A$26,1)))*(INDEX('Shultis Faw'!$D$2:$D$26,MATCH($C668,'Shultis Faw'!$A$2:$A$26,1)+1)-INDEX('Shultis Faw'!$D$2:$D$26,MATCH($C668,'Shultis Faw'!$A$2:$A$26,1)))/(INDEX('Shultis Faw'!$A$2:$A$26,MATCH($C668,'Shultis Faw'!$A$2:$A$26,1)+1)-INDEX('Shultis Faw'!$A$2:$A$26,MATCH($C668,'Shultis Faw'!$A$2:$A$26,1))),$C668*'Shultis Faw'!$D$2/'Shultis Faw'!$A$2)","v":1.6733975000000001},{"$f":"_xlfn.IFNA(INDEX('Shultis Faw'!$B$2:$B$26,MATCH($C668,'Shultis Faw'!$A$2:$A$26,1))+($C668-INDEX('Shultis Faw'!$A$2:$A$26,MATCH($C668,'Shultis Faw'!$A$2:$A$26,1)))*(INDEX('Shultis Faw'!$B$2:$B$26,MATCH($C668,'Shultis Faw'!$A$2:$A$26,1)+1)-INDEX('Shultis Faw'!$B$2:$B$26,MATCH($C668,'Shultis Faw'!$A$2:$A$26,1)))/(INDEX('Shultis Faw'!$A$2:$A$26,MATCH($C668,'Shultis Faw'!$A$2:$A$26,1)+1)-INDEX('Shultis Faw'!$A$2:$A$26,MATCH($C668,'Shultis Faw'!$A$2:$A$26,1))),$C668*'Shultis Faw'!$B$2/'Shultis Faw'!$A$2)","v":-0.1232115},{"$f":"_xlfn.IFNA(INDEX('Shultis Faw'!$E$2:$E$26,MATCH($C668,'Shultis Faw'!$A$2:$A$26,1))+($C668-INDEX('Shultis Faw'!$A$2:$A$26,MATCH($C668,'Shultis Faw'!$A$2:$A$26,1)))*(INDEX('Shultis Faw'!$E$2:$E$26,MATCH($C668,'Shultis Faw'!$A$2:$A$26,1)+1)-INDEX('Shultis Faw'!$E$2:$E$26,MATCH($C668,'Shultis Faw'!$A$2:$A$26,1)))/(INDEX('Shultis Faw'!$A$2:$A$26,MATCH($C668,'Shultis Faw'!$A$2:$A$26,1)+1)-INDEX('Shultis Faw'!$A$2:$A$26,MATCH($C668,'Shultis Faw'!$A$2:$A$26,1))),$C668*'Shultis Faw'!$E$2/'Shultis Faw'!$A$2)","v":5.0026099999999997E-2},{"$f":"_xlfn.IFNA(INDEX('Shultis Faw'!$F$2:$F$26,MATCH($C668,'Shultis Faw'!$A$2:$A$26,1))+($C668-INDEX('Shultis Faw'!$A$2:$A$26,MATCH($C668,'Shultis Faw'!$A$2:$A$26,1)))*(INDEX('Shultis Faw'!$F$2:$F$26,MATCH($C668,'Shultis Faw'!$A$2:$A$26,1)+1)-INDEX('Shultis Faw'!$F$2:$F$26,MATCH($C668,'Shultis Faw'!$A$2:$A$26,1)))/(INDEX('Shultis Faw'!$A$2:$A$26,MATCH($C668,'Shultis Faw'!$A$2:$A$26,1)+1)-INDEX('Shultis Faw'!$A$2:$A$26,MATCH($C668,'Shultis Faw'!$A$2:$A$26,1))),$C668*'Shultis Faw'!$F$2/'Shultis Faw'!$A$2)","v":14.235395},{"$f":"J668*(H668*'Externe blootstelling'!$D$23/2)^K668+L668*(TANH(((H668*'Externe blootstelling'!$D$23)/(2*M668))-2)-TANH(-2))/(1-TANH(-2))","v":1.6154158622199883},{"$f":"IF(N668=1,1+(I668-1)*H668*'Externe blootstelling'!$D$23/2,1+(I668-1)*(N668^(H668*'Externe blootstelling'!$D$23/2)-1)/(N668-1))","v":2.9921308999496858},{"$f":"G668*EXP(-H668*'Externe blootstelling'!$D$23/2)*O668","v":1.0224338870224968E-4}]
[null," g ",0.61990000000000001,9.9183999999999999E-14,3.3000000000000002E-6,{"$f":"_xlfn.IFNA(INDEX('hp (pSv cm2)'!$B$2:$B$52,MATCH($C669,'hp (pSv cm2)'!$A$2:$A$52,1))+($C669-INDEX('hp (pSv cm2)'!$A$2:$A$52,MATCH($C669,'hp (pSv cm2)'!$A$2:$A$52,1)))*(INDEX('hp (pSv cm2)'!$B$2:$B$52,MATCH($C669,'hp (pSv cm2)'!$A$2:$A$52,1)+1)-INDEX('hp (pSv cm2)'!$B$2:$B$52,MATCH($C669,'hp (pSv cm2)'!$A$2:$A$52,1)))/(INDEX('hp (pSv cm2)'!$A$2:$A$52,MATCH($C669,'hp (pSv cm2)'!$A$2:$A$52,1)+1)-INDEX('hp (pSv cm2)'!$A$2:$A$52,MATCH($C669,'hp (pSv cm2)'!$A$2:$A$52,1))),$C669*'hp (pSv cm2)'!$B$2/'hp (pSv cm2)'!$A$2)","v":2.9915900000000004},9.872247000000002E-6,{"$f":"_xlfn.IFNA(0.997*(INDEX('Mass attenuation coefficients'!$B$2:$B$37,MATCH($C669,'Mass attenuation coefficients'!$A$2:$A$37,1))+($C669-INDEX('Mass attenuation coefficients'!$A$2:$A$37,MATCH($C669,'Mass attenuation coefficients'!$A$2:$A$37,1)))*(INDEX('Mass attenuation coefficients'!$B$2:$B$37,MATCH($C669,'Mass attenuation coefficients'!$A$2:$A$37,1)+1)-INDEX('Mass attenuation coefficients'!$B$2:$B$37,MATCH($C669,'Mass attenuation coefficients'!$A$2:$A$37,1)))/(INDEX('Mass attenuation coefficients'!$A$2:$A$37,MATCH($C669,'Mass attenuation coefficients'!$A$2:$A$37,1)+1)-INDEX('Mass attenuation coefficients'!$A$2:$A$37,MATCH($C669,'Mass attenuation coefficients'!$A$2:$A$37,1)))),0.997*$C669*'Mass attenuation coefficients'!$B$2/'Mass attenuation coefficients'!$A$2)","v":8.820903163499999E-2},{"$f":"_xlfn.IFNA(INDEX('Shultis Faw'!$C$2:$C$26,MATCH($C669,'Shultis Faw'!$A$2:$A$26,1))+($C669-INDEX('Shultis Faw'!$A$2:$A$26,MATCH($C669,'Shultis Faw'!$A$2:$A$26,1)))*(INDEX('Shultis Faw'!$C$2:$C$26,MATCH($C669,'Shultis Faw'!$A$2:$A$26,1)+1)-INDEX('Shultis Faw'!$C$2:$C$26,MATCH($C669,'Shultis Faw'!$A$2:$A$26,1)))/(INDEX('Shultis Faw'!$A$2:$A$26,MATCH($C669,'Shultis Faw'!$A$2:$A$26,1)+1)-INDEX('Shultis Faw'!$A$2:$A$26,MATCH($C669,'Shultis Faw'!$A$2:$A$26,1))),$C669*'Shultis Faw'!$C$2/'Shultis Faw'!$A$2)","v":2.3605824999999996},{"$f":"_xlfn.IFNA(INDEX('Shultis Faw'!$D$2:$D$26,MATCH($C669,'Shultis Faw'!$A$2:$A$26,1))+($C669-INDEX('Shultis Faw'!$A$2:$A$26,MATCH($C669,'Shultis Faw'!$A$2:$A$26,1)))*(INDEX('Shultis Faw'!$D$2:$D$26,MATCH($C669,'Shultis Faw'!$A$2:$A$26,1)+1)-INDEX('Shultis Faw'!$D$2:$D$26,MATCH($C669,'Shultis Faw'!$A$2:$A$26,1)))/(INDEX('Shultis Faw'!$A$2:$A$26,MATCH($C669,'Shultis Faw'!$A$2:$A$26,1)+1)-INDEX('Shultis Faw'!$A$2:$A$26,MATCH($C669,'Shultis Faw'!$A$2:$A$26,1))),$C669*'Shultis Faw'!$D$2/'Shultis Faw'!$A$2)","v":1.6655675000000001},{"$f":"_xlfn.IFNA(INDEX('Shultis Faw'!$B$2:$B$26,MATCH($C669,'Shultis Faw'!$A$2:$A$26,1))+($C669-INDEX('Shultis Faw'!$A$2:$A$26,MATCH($C669,'Shultis Faw'!$A$2:$A$26,1)))*(INDEX('Shultis Faw'!$B$2:$B$26,MATCH($C669,'Shultis Faw'!$A$2:$A$26,1)+1)-INDEX('Shultis Faw'!$B$2:$B$26,MATCH($C669,'Shultis Faw'!$A$2:$A$26,1)))/(INDEX('Shultis Faw'!$A$2:$A$26,MATCH($C669,'Shultis Faw'!$A$2:$A$26,1)+1)-INDEX('Shultis Faw'!$A$2:$A$26,MATCH($C669,'Shultis Faw'!$A$2:$A$26,1))),$C669*'Shultis Faw'!$B$2/'Shultis Faw'!$A$2)","v":-0.1221095},{"$f":"_xlfn.IFNA(INDEX('Shultis Faw'!$E$2:$E$26,MATCH($C669,'Shultis Faw'!$A$2:$A$26,1))+($C669-INDEX('Shultis Faw'!$A$2:$A$26,MATCH($C669,'Shultis Faw'!$A$2:$A$26,1)))*(INDEX('Shultis Faw'!$E$2:$E$26,MATCH($C669,'Shultis Faw'!$A$2:$A$26,1)+1)-INDEX('Shultis Faw'!$E$2:$E$26,MATCH($C669,'Shultis Faw'!$A$2:$A$26,1)))/(INDEX('Shultis Faw'!$A$2:$A$26,MATCH($C669,'Shultis Faw'!$A$2:$A$26,1)+1)-INDEX('Shultis Faw'!$A$2:$A$26,MATCH($C669,'Shultis Faw'!$A$2:$A$26,1))),$C669*'Shultis Faw'!$E$2/'Shultis Faw'!$A$2)","v":4.9643299999999994E-2},{"$f":"_xlfn.IFNA(INDEX('Shultis Faw'!$F$2:$F$26,MATCH($C669,'Shultis Faw'!$A$2:$A$26,1))+($C669-INDEX('Shultis Faw'!$A$2:$A$26,MATCH($C669,'Shultis Faw'!$A$2:$A$26,1)))*(INDEX('Shultis Faw'!$F$2:$F$26,MATCH($C669,'Shultis Faw'!$A$2:$A$26,1)+1)-INDEX('Shultis Faw'!$F$2:$F$26,MATCH($C669,'Shultis Faw'!$A$2:$A$26,1)))/(INDEX('Shultis Faw'!$A$2:$A$26,MATCH($C669,'Shultis Faw'!$A$2:$A$26,1)+1)-INDEX('Shultis Faw'!$A$2:$A$26,MATCH($C669,'Shultis Faw'!$A$2:$A$26,1))),$C669*'Shultis Faw'!$F$2/'Shultis Faw'!$A$2)","v":14.242935000000001},{"$f":"J669*(H669*'Externe blootstelling'!$D$23/2)^K669+L669*(TANH(((H669*'Externe blootstelling'!$D$23)/(2*M669))-2)-TANH(-2))/(1-TANH(-2))","v":1.6097639715295811},{"$f":"IF(N669=1,1+(I669-1)*H669*'Externe blootstelling'!$D$23/2,1+(I669-1)*(N669^(H669*'Externe blootstelling'!$D$23/2)-1)/(N669-1))","v":2.9579355524157207},{"$f":"G669*EXP(-H669*'Externe blootstelling'!$D$23/2)*O669","v":7.7763228811813556E-6}]
[null," g ",0.66549999999999998,1.0647999999999999E-13,9.0000000000000007E-7,{"$f":"_xlfn.IFNA(INDEX('hp (pSv cm2)'!$B$2:$B$52,MATCH($C670,'hp (pSv cm2)'!$A$2:$A$52,1))+($C670-INDEX('hp (pSv cm2)'!$A$2:$A$52,MATCH($C670,'hp (pSv cm2)'!$A$2:$A$52,1)))*(INDEX('hp (pSv cm2)'!$B$2:$B$52,MATCH($C670,'hp (pSv cm2)'!$A$2:$A$52,1)+1)-INDEX('hp (pSv cm2)'!$B$2:$B$52,MATCH($C670,'hp (pSv cm2)'!$A$2:$A$52,1)))/(INDEX('hp (pSv cm2)'!$A$2:$A$52,MATCH($C670,'hp (pSv cm2)'!$A$2:$A$52,1)+1)-INDEX('hp (pSv cm2)'!$A$2:$A$52,MATCH($C670,'hp (pSv cm2)'!$A$2:$A$52,1))),$C670*'hp (pSv cm2)'!$B$2/'hp (pSv cm2)'!$A$2)","v":3.17855},2.8606950000000001E-6,{"$f":"_xlfn.IFNA(0.997*(INDEX('Mass attenuation coefficients'!$B$2:$B$37,MATCH($C670,'Mass attenuation coefficients'!$A$2:$A$37,1))+($C670-INDEX('Mass attenuation coefficients'!$A$2:$A$37,MATCH($C670,'Mass attenuation coefficients'!$A$2:$A$37,1)))*(INDEX('Mass attenuation coefficients'!$B$2:$B$37,MATCH($C670,'Mass attenuation coefficients'!$A$2:$A$37,1)+1)-INDEX('Mass attenuation coefficients'!$B$2:$B$37,MATCH($C670,'Mass attenuation coefficients'!$A$2:$A$37,1)))/(INDEX('Mass attenuation coefficients'!$A$2:$A$37,MATCH($C670,'Mass attenuation coefficients'!$A$2:$A$37,1)+1)-INDEX('Mass attenuation coefficients'!$A$2:$A$37,MATCH($C670,'Mass attenuation coefficients'!$A$2:$A$37,1)))),0.997*$C670*'Mass attenuation coefficients'!$B$2/'Mass attenuation coefficients'!$A$2)","v":8.5729014075000012E-2},{"$f":"_xlfn.IFNA(INDEX('Shultis Faw'!$C$2:$C$26,MATCH($C670,'Shultis Faw'!$A$2:$A$26,1))+($C670-INDEX('Shultis Faw'!$A$2:$A$26,MATCH($C670,'Shultis Faw'!$A$2:$A$26,1)))*(INDEX('Shultis Faw'!$C$2:$C$26,MATCH($C670,'Shultis Faw'!$A$2:$A$26,1)+1)-INDEX('Shultis Faw'!$C$2:$C$26,MATCH($C670,'Shultis Faw'!$A$2:$A$26,1)))/(INDEX('Shultis Faw'!$A$2:$A$26,MATCH($C670,'Shultis Faw'!$A$2:$A$26,1)+1)-INDEX('Shultis Faw'!$A$2:$A$26,MATCH($C670,'Shultis Faw'!$A$2:$A$26,1))),$C670*'Shultis Faw'!$C$2/'Shultis Faw'!$A$2)","v":2.3229625},{"$f":"_xlfn.IFNA(INDEX('Shultis Faw'!$D$2:$D$26,MATCH($C670,'Shultis Faw'!$A$2:$A$26,1))+($C670-INDEX('Shultis Faw'!$A$2:$A$26,MATCH($C670,'Shultis Faw'!$A$2:$A$26,1)))*(INDEX('Shultis Faw'!$D$2:$D$26,MATCH($C670,'Shultis Faw'!$A$2:$A$26,1)+1)-INDEX('Shultis Faw'!$D$2:$D$26,MATCH($C670,'Shultis Faw'!$A$2:$A$26,1)))/(INDEX('Shultis Faw'!$A$2:$A$26,MATCH($C670,'Shultis Faw'!$A$2:$A$26,1)+1)-INDEX('Shultis Faw'!$A$2:$A$26,MATCH($C670,'Shultis Faw'!$A$2:$A$26,1))),$C670*'Shultis Faw'!$D$2/'Shultis Faw'!$A$2)","v":1.6347875000000001},{"$f":"_xlfn.IFNA(INDEX('Shultis Faw'!$B$2:$B$26,MATCH($C670,'Shultis Faw'!$A$2:$A$26,1))+($C670-INDEX('Shultis Faw'!$A$2:$A$26,MATCH($C670,'Shultis Faw'!$A$2:$A$26,1)))*(INDEX('Shultis Faw'!$B$2:$B$26,MATCH($C670,'Shultis Faw'!$A$2:$A$26,1)+1)-INDEX('Shultis Faw'!$B$2:$B$26,MATCH($C670,'Shultis Faw'!$A$2:$A$26,1)))/(INDEX('Shultis Faw'!$A$2:$A$26,MATCH($C670,'Shultis Faw'!$A$2:$A$26,1)+1)-INDEX('Shultis Faw'!$A$2:$A$26,MATCH($C670,'Shultis Faw'!$A$2:$A$26,1))),$C670*'Shultis Faw'!$B$2/'Shultis Faw'!$A$2)","v":-0.11777750000000001},{"$f":"_xlfn.IFNA(INDEX('Shultis Faw'!$E$2:$E$26,MATCH($C670,'Shultis Faw'!$A$2:$A$26,1))+($C670-INDEX('Shultis Faw'!$A$2:$A$26,MATCH($C670,'Shultis Faw'!$A$2:$A$26,1)))*(INDEX('Shultis Faw'!$E$2:$E$26,MATCH($C670,'Shultis Faw'!$A$2:$A$26,1)+1)-INDEX('Shultis Faw'!$E$2:$E$26,MATCH($C670,'Shultis Faw'!$A$2:$A$26,1)))/(INDEX('Shultis Faw'!$A$2:$A$26,MATCH($C670,'Shultis Faw'!$A$2:$A$26,1)+1)-INDEX('Shultis Faw'!$A$2:$A$26,MATCH($C670,'Shultis Faw'!$A$2:$A$26,1))),$C670*'Shultis Faw'!$E$2/'Shultis Faw'!$A$2)","v":4.8138500000000001E-2},{"$f":"_xlfn.IFNA(INDEX('Shultis Faw'!$F$2:$F$26,MATCH($C670,'Shultis Faw'!$A$2:$A$26,1))+($C670-INDEX('Shultis Faw'!$A$2:$A$26,MATCH($C670,'Shultis Faw'!$A$2:$A$26,1)))*(INDEX('Shultis Faw'!$F$2:$F$26,MATCH($C670,'Shultis Faw'!$A$2:$A$26,1)+1)-INDEX('Shultis Faw'!$F$2:$F$26,MATCH($C670,'Shultis Faw'!$A$2:$A$26,1)))/(INDEX('Shultis Faw'!$A$2:$A$26,MATCH($C670,'Shultis Faw'!$A$2:$A$26,1)+1)-INDEX('Shultis Faw'!$A$2:$A$26,MATCH($C670,'Shultis Faw'!$A$2:$A$26,1))),$C670*'Shultis Faw'!$F$2/'Shultis Faw'!$A$2)","v":14.272575},{"$f":"J670*(H670*'Externe blootstelling'!$D$23/2)^K670+L670*(TANH(((H670*'Externe blootstelling'!$D$23)/(2*M670))-2)-TANH(-2))/(1-TANH(-2))","v":1.5872464757813465},{"$f":"IF(N670=1,1+(I670-1)*H670*'Externe blootstelling'!$D$23/2,1+(I670-1)*(N670^(H670*'Externe blootstelling'!$D$23/2)-1)/(N670-1))","v":2.8279529692770251},{"$f":"G670*EXP(-H670*'Externe blootstelling'!$D$23/2)*O670","v":2.235986479840125E-6}]
[null," g ",0.67189999999999994,1.0750399999999997E-13,2.2000000000000001E-6,{"$f":"_xlfn.IFNA(INDEX('hp (pSv cm2)'!$B$2:$B$52,MATCH($C671,'hp (pSv cm2)'!$A$2:$A$52,1))+($C671-INDEX('hp (pSv cm2)'!$A$2:$A$52,MATCH($C671,'hp (pSv cm2)'!$A$2:$A$52,1)))*(INDEX('hp (pSv cm2)'!$B$2:$B$52,MATCH($C671,'hp (pSv cm2)'!$A$2:$A$52,1)+1)-INDEX('hp (pSv cm2)'!$B$2:$B$52,MATCH($C671,'hp (pSv cm2)'!$A$2:$A$52,1)))/(INDEX('hp (pSv cm2)'!$A$2:$A$52,MATCH($C671,'hp (pSv cm2)'!$A$2:$A$52,1)+1)-INDEX('hp (pSv cm2)'!$A$2:$A$52,MATCH($C671,'hp (pSv cm2)'!$A$2:$A$52,1))),$C671*'hp (pSv cm2)'!$B$2/'hp (pSv cm2)'!$A$2)","v":3.20479},7.0505380000000003E-6,{"$f":"_xlfn.IFNA(0.997*(INDEX('Mass attenuation coefficients'!$B$2:$B$37,MATCH($C671,'Mass attenuation coefficients'!$A$2:$A$37,1))+($C671-INDEX('Mass attenuation coefficients'!$A$2:$A$37,MATCH($C671,'Mass attenuation coefficients'!$A$2:$A$37,1)))*(INDEX('Mass attenuation coefficients'!$B$2:$B$37,MATCH($C671,'Mass attenuation coefficients'!$A$2:$A$37,1)+1)-INDEX('Mass attenuation coefficients'!$B$2:$B$37,MATCH($C671,'Mass attenuation coefficients'!$A$2:$A$37,1)))/(INDEX('Mass attenuation coefficients'!$A$2:$A$37,MATCH($C671,'Mass attenuation coefficients'!$A$2:$A$37,1)+1)-INDEX('Mass attenuation coefficients'!$A$2:$A$37,MATCH($C671,'Mass attenuation coefficients'!$A$2:$A$37,1)))),0.997*$C671*'Mass attenuation coefficients'!$B$2/'Mass attenuation coefficients'!$A$2)","v":8.5380941434999996E-2},{"$f":"_xlfn.IFNA(INDEX('Shultis Faw'!$C$2:$C$26,MATCH($C671,'Shultis Faw'!$A$2:$A$26,1))+($C671-INDEX('Shultis Faw'!$A$2:$A$26,MATCH($C671,'Shultis Faw'!$A$2:$A$26,1)))*(INDEX('Shultis Faw'!$C$2:$C$26,MATCH($C671,'Shultis Faw'!$A$2:$A$26,1)+1)-INDEX('Shultis Faw'!$C$2:$C$26,MATCH($C671,'Shultis Faw'!$A$2:$A$26,1)))/(INDEX('Shultis Faw'!$A$2:$A$26,MATCH($C671,'Shultis Faw'!$A$2:$A$26,1)+1)-INDEX('Shultis Faw'!$A$2:$A$26,MATCH($C671,'Shultis Faw'!$A$2:$A$26,1))),$C671*'Shultis Faw'!$C$2/'Shultis Faw'!$A$2)","v":2.3176825000000001},{"$f":"_xlfn.IFNA(INDEX('Shultis Faw'!$D$2:$D$26,MATCH($C671,'Shultis Faw'!$A$2:$A$26,1))+($C671-INDEX('Shultis Faw'!$A$2:$A$26,MATCH($C671,'Shultis Faw'!$A$2:$A$26,1)))*(INDEX('Shultis Faw'!$D$2:$D$26,MATCH($C671,'Shultis Faw'!$A$2:$A$26,1)+1)-INDEX('Shultis Faw'!$D$2:$D$26,MATCH($C671,'Shultis Faw'!$A$2:$A$26,1)))/(INDEX('Shultis Faw'!$A$2:$A$26,MATCH($C671,'Shultis Faw'!$A$2:$A$26,1)+1)-INDEX('Shultis Faw'!$A$2:$A$26,MATCH($C671,'Shultis Faw'!$A$2:$A$26,1))),$C671*'Shultis Faw'!$D$2/'Shultis Faw'!$A$2)","v":1.6304675000000002},{"$f":"_xlfn.IFNA(INDEX('Shultis Faw'!$B$2:$B$26,MATCH($C671,'Shultis Faw'!$A$2:$A$26,1))+($C671-INDEX('Shultis Faw'!$A$2:$A$26,MATCH($C671,'Shultis Faw'!$A$2:$A$26,1)))*(INDEX('Shultis Faw'!$B$2:$B$26,MATCH($C671,'Shultis Faw'!$A$2:$A$26,1)+1)-INDEX('Shultis Faw'!$B$2:$B$26,MATCH($C671,'Shultis Faw'!$A$2:$A$26,1)))/(INDEX('Shultis Faw'!$A$2:$A$26,MATCH($C671,'Shultis Faw'!$A$2:$A$26,1)+1)-INDEX('Shultis Faw'!$A$2:$A$26,MATCH($C671,'Shultis Faw'!$A$2:$A$26,1))),$C671*'Shultis Faw'!$B$2/'Shultis Faw'!$A$2)","v":-0.11716950000000001},{"$f":"_xlfn.IFNA(INDEX('Shultis Faw'!$E$2:$E$26,MATCH($C671,'Shultis Faw'!$A$2:$A$26,1))+($C671-INDEX('Shultis Faw'!$A$2:$A$26,MATCH($C671,'Shultis Faw'!$A$2:$A$26,1)))*(INDEX('Shultis Faw'!$E$2:$E$26,MATCH($C671,'Shultis Faw'!$A$2:$A$26,1)+1)-INDEX('Shultis Faw'!$E$2:$E$26,MATCH($C671,'Shultis Faw'!$A$2:$A$26,1)))/(INDEX('Shultis Faw'!$A$2:$A$26,MATCH($C671,'Shultis Faw'!$A$2:$A$26,1)+1)-INDEX('Shultis Faw'!$A$2:$A$26,MATCH($C671,'Shultis Faw'!$A$2:$A$26,1))),$C671*'Shultis Faw'!$E$2/'Shultis Faw'!$A$2)","v":4.7927299999999999E-2},{"$f":"_xlfn.IFNA(INDEX('Shultis Faw'!$F$2:$F$26,MATCH($C671,'Shultis Faw'!$A$2:$A$26,1))+($C671-INDEX('Shultis Faw'!$A$2:$A$26,MATCH($C671,'Shultis Faw'!$A$2:$A$26,1)))*(INDEX('Shultis Faw'!$F$2:$F$26,MATCH($C671,'Shultis Faw'!$A$2:$A$26,1)+1)-INDEX('Shultis Faw'!$F$2:$F$26,MATCH($C671,'Shultis Faw'!$A$2:$A$26,1)))/(INDEX('Shultis Faw'!$A$2:$A$26,MATCH($C671,'Shultis Faw'!$A$2:$A$26,1)+1)-INDEX('Shultis Faw'!$A$2:$A$26,MATCH($C671,'Shultis Faw'!$A$2:$A$26,1))),$C671*'Shultis Faw'!$F$2/'Shultis Faw'!$A$2)","v":14.276735},{"$f":"J671*(H671*'Externe blootstelling'!$D$23/2)^K671+L671*(TANH(((H671*'Externe blootstelling'!$D$23)/(2*M671))-2)-TANH(-2))/(1-TANH(-2))","v":1.5840478975252217},{"$f":"IF(N671=1,1+(I671-1)*H671*'Externe blootstelling'!$D$23/2,1+(I671-1)*(N671^(H671*'Externe blootstelling'!$D$23/2)-1)/(N671-1))","v":2.8102635778271958},{"$f":"G671*EXP(-H671*'Externe blootstelling'!$D$23/2)*O671","v":5.5050622792698682E-6}]
[null," g ",0.67665999999999993,1.0826559999999997E-13,1.7999999999999998E-4,{"$f":"_xlfn.IFNA(INDEX('hp (pSv cm2)'!$B$2:$B$52,MATCH($C672,'hp (pSv cm2)'!$A$2:$A$52,1))+($C672-INDEX('hp (pSv cm2)'!$A$2:$A$52,MATCH($C672,'hp (pSv cm2)'!$A$2:$A$52,1)))*(INDEX('hp (pSv cm2)'!$B$2:$B$52,MATCH($C672,'hp (pSv cm2)'!$A$2:$A$52,1)+1)-INDEX('hp (pSv cm2)'!$B$2:$B$52,MATCH($C672,'hp (pSv cm2)'!$A$2:$A$52,1)))/(INDEX('hp (pSv cm2)'!$A$2:$A$52,MATCH($C672,'hp (pSv cm2)'!$A$2:$A$52,1)+1)-INDEX('hp (pSv cm2)'!$A$2:$A$52,MATCH($C672,'hp (pSv cm2)'!$A$2:$A$52,1))),$C672*'hp (pSv cm2)'!$B$2/'hp (pSv cm2)'!$A$2)","v":3.2243059999999999},5.8037507999999995E-4,{"$f":"_xlfn.IFNA(0.997*(INDEX('Mass attenuation coefficients'!$B$2:$B$37,MATCH($C672,'Mass attenuation coefficients'!$A$2:$A$37,1))+($C672-INDEX('Mass attenuation coefficients'!$A$2:$A$37,MATCH($C672,'Mass attenuation coefficients'!$A$2:$A$37,1)))*(INDEX('Mass attenuation coefficients'!$B$2:$B$37,MATCH($C672,'Mass attenuation coefficients'!$A$2:$A$37,1)+1)-INDEX('Mass attenuation coefficients'!$B$2:$B$37,MATCH($C672,'Mass attenuation coefficients'!$A$2:$A$37,1)))/(INDEX('Mass attenuation coefficients'!$A$2:$A$37,MATCH($C672,'Mass attenuation coefficients'!$A$2:$A$37,1)+1)-INDEX('Mass attenuation coefficients'!$A$2:$A$37,MATCH($C672,'Mass attenuation coefficients'!$A$2:$A$37,1)))),0.997*$C672*'Mass attenuation coefficients'!$B$2/'Mass attenuation coefficients'!$A$2)","v":8.5122062408999999E-2},{"$f":"_xlfn.IFNA(INDEX('Shultis Faw'!$C$2:$C$26,MATCH($C672,'Shultis Faw'!$A$2:$A$26,1))+($C672-INDEX('Shultis Faw'!$A$2:$A$26,MATCH($C672,'Shultis Faw'!$A$2:$A$26,1)))*(INDEX('Shultis Faw'!$C$2:$C$26,MATCH($C672,'Shultis Faw'!$A$2:$A$26,1)+1)-INDEX('Shultis Faw'!$C$2:$C$26,MATCH($C672,'Shultis Faw'!$A$2:$A$26,1)))/(INDEX('Shultis Faw'!$A$2:$A$26,MATCH($C672,'Shultis Faw'!$A$2:$A$26,1)+1)-INDEX('Shultis Faw'!$A$2:$A$26,MATCH($C672,'Shultis Faw'!$A$2:$A$26,1))),$C672*'Shultis Faw'!$C$2/'Shultis Faw'!$A$2)","v":2.3137555000000001},{"$f":"_xlfn.IFNA(INDEX('Shultis Faw'!$D$2:$D$26,MATCH($C672,'Shultis Faw'!$A$2:$A$26,1))+($C672-INDEX('Shultis Faw'!$A$2:$A$26,MATCH($C672,'Shultis Faw'!$A$2:$A$26,1)))*(INDEX('Shultis Faw'!$D$2:$D$26,MATCH($C672,'Shultis Faw'!$A$2:$A$26,1)+1)-INDEX('Shultis Faw'!$D$2:$D$26,MATCH($C672,'Shultis Faw'!$A$2:$A$26,1)))/(INDEX('Shultis Faw'!$A$2:$A$26,MATCH($C672,'Shultis Faw'!$A$2:$A$26,1)+1)-INDEX('Shultis Faw'!$A$2:$A$26,MATCH($C672,'Shultis Faw'!$A$2:$A$26,1))),$C672*'Shultis Faw'!$D$2/'Shultis Faw'!$A$2)","v":1.6272545},{"$f":"_xlfn.IFNA(INDEX('Shultis Faw'!$B$2:$B$26,MATCH($C672,'Shultis Faw'!$A$2:$A$26,1))+($C672-INDEX('Shultis Faw'!$A$2:$A$26,MATCH($C672,'Shultis Faw'!$A$2:$A$26,1)))*(INDEX('Shultis Faw'!$B$2:$B$26,MATCH($C672,'Shultis Faw'!$A$2:$A$26,1)+1)-INDEX('Shultis Faw'!$B$2:$B$26,MATCH($C672,'Shultis Faw'!$A$2:$A$26,1)))/(INDEX('Shultis Faw'!$A$2:$A$26,MATCH($C672,'Shultis Faw'!$A$2:$A$26,1)+1)-INDEX('Shultis Faw'!$A$2:$A$26,MATCH($C672,'Shultis Faw'!$A$2:$A$26,1))),$C672*'Shultis Faw'!$B$2/'Shultis Faw'!$A$2)","v":-0.11671730000000001},{"$f":"_xlfn.IFNA(INDEX('Shultis Faw'!$E$2:$E$26,MATCH($C672,'Shultis Faw'!$A$2:$A$26,1))+($C672-INDEX('Shultis Faw'!$A$2:$A$26,MATCH($C672,'Shultis Faw'!$A$2:$A$26,1)))*(INDEX('Shultis Faw'!$E$2:$E$26,MATCH($C672,'Shultis Faw'!$A$2:$A$26,1)+1)-INDEX('Shultis Faw'!$E$2:$E$26,MATCH($C672,'Shultis Faw'!$A$2:$A$26,1)))/(INDEX('Shultis Faw'!$A$2:$A$26,MATCH($C672,'Shultis Faw'!$A$2:$A$26,1)+1)-INDEX('Shultis Faw'!$A$2:$A$26,MATCH($C672,'Shultis Faw'!$A$2:$A$26,1))),$C672*'Shultis Faw'!$E$2/'Shultis Faw'!$A$2)","v":4.7770220000000002E-2},{"$f":"_xlfn.IFNA(INDEX('Shultis Faw'!$F$2:$F$26,MATCH($C672,'Shultis Faw'!$A$2:$A$26,1))+($C672-INDEX('Shultis Faw'!$A$2:$A$26,MATCH($C672,'Shultis Faw'!$A$2:$A$26,1)))*(INDEX('Shultis Faw'!$F$2:$F$26,MATCH($C672,'Shultis Faw'!$A$2:$A$26,1)+1)-INDEX('Shultis Faw'!$F$2:$F$26,MATCH($C672,'Shultis Faw'!$A$2:$A$26,1)))/(INDEX('Shultis Faw'!$A$2:$A$26,MATCH($C672,'Shultis Faw'!$A$2:$A$26,1)+1)-INDEX('Shultis Faw'!$A$2:$A$26,MATCH($C672,'Shultis Faw'!$A$2:$A$26,1))),$C672*'Shultis Faw'!$F$2/'Shultis Faw'!$A$2)","v":14.279828999999999},{"$f":"J672*(H672*'Externe blootstelling'!$D$23/2)^K672+L672*(TANH(((H672*'Externe blootstelling'!$D$23)/(2*M672))-2)-TANH(-2))/(1-TANH(-2))","v":1.5816628554053616},{"$f":"IF(N672=1,1+(I672-1)*H672*'Externe blootstelling'!$D$23/2,1+(I672-1)*(N672^(H672*'Externe blootstelling'!$D$23/2)-1)/(N672-1))","v":2.7971936955564534},{"$f":"G672*EXP(-H672*'Externe blootstelling'!$D$23/2)*O672","v":4.528044302903304E-4}]
[null," g ",0.70810000000000006,1.1329600000000001E-13,3.3000000000000002E-6,{"$f":"_xlfn.IFNA(INDEX('hp (pSv cm2)'!$B$2:$B$52,MATCH($C673,'hp (pSv cm2)'!$A$2:$A$52,1))+($C673-INDEX('hp (pSv cm2)'!$A$2:$A$52,MATCH($C673,'hp (pSv cm2)'!$A$2:$A$52,1)))*(INDEX('hp (pSv cm2)'!$B$2:$B$52,MATCH($C673,'hp (pSv cm2)'!$A$2:$A$52,1)+1)-INDEX('hp (pSv cm2)'!$B$2:$B$52,MATCH($C673,'hp (pSv cm2)'!$A$2:$A$52,1)))/(INDEX('hp (pSv cm2)'!$A$2:$A$52,MATCH($C673,'hp (pSv cm2)'!$A$2:$A$52,1)+1)-INDEX('hp (pSv cm2)'!$A$2:$A$52,MATCH($C673,'hp (pSv cm2)'!$A$2:$A$52,1))),$C673*'hp (pSv cm2)'!$B$2/'hp (pSv cm2)'!$A$2)","v":3.3532100000000002},1.1065593000000002E-5,{"$f":"_xlfn.IFNA(0.997*(INDEX('Mass attenuation coefficients'!$B$2:$B$37,MATCH($C673,'Mass attenuation coefficients'!$A$2:$A$37,1))+($C673-INDEX('Mass attenuation coefficients'!$A$2:$A$37,MATCH($C673,'Mass attenuation coefficients'!$A$2:$A$37,1)))*(INDEX('Mass attenuation coefficients'!$B$2:$B$37,MATCH($C673,'Mass attenuation coefficients'!$A$2:$A$37,1)+1)-INDEX('Mass attenuation coefficients'!$B$2:$B$37,MATCH($C673,'Mass attenuation coefficients'!$A$2:$A$37,1)))/(INDEX('Mass attenuation coefficients'!$A$2:$A$37,MATCH($C673,'Mass attenuation coefficients'!$A$2:$A$37,1)+1)-INDEX('Mass attenuation coefficients'!$A$2:$A$37,MATCH($C673,'Mass attenuation coefficients'!$A$2:$A$37,1)))),0.997*$C673*'Mass attenuation coefficients'!$B$2/'Mass attenuation coefficients'!$A$2)","v":8.3412155564999993E-2},{"$f":"_xlfn.IFNA(INDEX('Shultis Faw'!$C$2:$C$26,MATCH($C673,'Shultis Faw'!$A$2:$A$26,1))+($C673-INDEX('Shultis Faw'!$A$2:$A$26,MATCH($C673,'Shultis Faw'!$A$2:$A$26,1)))*(INDEX('Shultis Faw'!$C$2:$C$26,MATCH($C673,'Shultis Faw'!$A$2:$A$26,1)+1)-INDEX('Shultis Faw'!$C$2:$C$26,MATCH($C673,'Shultis Faw'!$A$2:$A$26,1)))/(INDEX('Shultis Faw'!$A$2:$A$26,MATCH($C673,'Shultis Faw'!$A$2:$A$26,1)+1)-INDEX('Shultis Faw'!$A$2:$A$26,MATCH($C673,'Shultis Faw'!$A$2:$A$26,1))),$C673*'Shultis Faw'!$C$2/'Shultis Faw'!$A$2)","v":2.2878175000000001},{"$f":"_xlfn.IFNA(INDEX('Shultis Faw'!$D$2:$D$26,MATCH($C673,'Shultis Faw'!$A$2:$A$26,1))+($C673-INDEX('Shultis Faw'!$A$2:$A$26,MATCH($C673,'Shultis Faw'!$A$2:$A$26,1)))*(INDEX('Shultis Faw'!$D$2:$D$26,MATCH($C673,'Shultis Faw'!$A$2:$A$26,1)+1)-INDEX('Shultis Faw'!$D$2:$D$26,MATCH($C673,'Shultis Faw'!$A$2:$A$26,1)))/(INDEX('Shultis Faw'!$A$2:$A$26,MATCH($C673,'Shultis Faw'!$A$2:$A$26,1)+1)-INDEX('Shultis Faw'!$A$2:$A$26,MATCH($C673,'Shultis Faw'!$A$2:$A$26,1))),$C673*'Shultis Faw'!$D$2/'Shultis Faw'!$A$2)","v":1.6060325},{"$f":"_xlfn.IFNA(INDEX('Shultis Faw'!$B$2:$B$26,MATCH($C673,'Shultis Faw'!$A$2:$A$26,1))+($C673-INDEX('Shultis Faw'!$A$2:$A$26,MATCH($C673,'Shultis Faw'!$A$2:$A$26,1)))*(INDEX('Shultis Faw'!$B$2:$B$26,MATCH($C673,'Shultis Faw'!$A$2:$A$26,1)+1)-INDEX('Shultis Faw'!$B$2:$B$26,MATCH($C673,'Shultis Faw'!$A$2:$A$26,1)))/(INDEX('Shultis Faw'!$A$2:$A$26,MATCH($C673,'Shultis Faw'!$A$2:$A$26,1)+1)-INDEX('Shultis Faw'!$A$2:$A$26,MATCH($C673,'Shultis Faw'!$A$2:$A$26,1))),$C673*'Shultis Faw'!$B$2/'Shultis Faw'!$A$2)","v":-0.1137305},{"$f":"_xlfn.IFNA(INDEX('Shultis Faw'!$E$2:$E$26,MATCH($C673,'Shultis Faw'!$A$2:$A$26,1))+($C673-INDEX('Shultis Faw'!$A$2:$A$26,MATCH($C673,'Shultis Faw'!$A$2:$A$26,1)))*(INDEX('Shultis Faw'!$E$2:$E$26,MATCH($C673,'Shultis Faw'!$A$2:$A$26,1)+1)-INDEX('Shultis Faw'!$E$2:$E$26,MATCH($C673,'Shultis Faw'!$A$2:$A$26,1)))/(INDEX('Shultis Faw'!$A$2:$A$26,MATCH($C673,'Shultis Faw'!$A$2:$A$26,1)+1)-INDEX('Shultis Faw'!$A$2:$A$26,MATCH($C673,'Shultis Faw'!$A$2:$A$26,1))),$C673*'Shultis Faw'!$E$2/'Shultis Faw'!$A$2)","v":4.6732700000000002E-2},{"$f":"_xlfn.IFNA(INDEX('Shultis Faw'!$F$2:$F$26,MATCH($C673,'Shultis Faw'!$A$2:$A$26,1))+($C673-INDEX('Shultis Faw'!$A$2:$A$26,MATCH($C673,'Shultis Faw'!$A$2:$A$26,1)))*(INDEX('Shultis Faw'!$F$2:$F$26,MATCH($C673,'Shultis Faw'!$A$2:$A$26,1)+1)-INDEX('Shultis Faw'!$F$2:$F$26,MATCH($C673,'Shultis Faw'!$A$2:$A$26,1)))/(INDEX('Shultis Faw'!$A$2:$A$26,MATCH($C673,'Shultis Faw'!$A$2:$A$26,1)+1)-INDEX('Shultis Faw'!$A$2:$A$26,MATCH($C673,'Shultis Faw'!$A$2:$A$26,1))),$C673*'Shultis Faw'!$F$2/'Shultis Faw'!$A$2)","v":14.300265},{"$f":"J673*(H673*'Externe blootstelling'!$D$23/2)^K673+L673*(TANH(((H673*'Externe blootstelling'!$D$23)/(2*M673))-2)-TANH(-2))/(1-TANH(-2))","v":1.5657789183238993},{"$f":"IF(N673=1,1+(I673-1)*H673*'Externe blootstelling'!$D$23/2,1+(I673-1)*(N673^(H673*'Externe blootstelling'!$D$23/2)-1)/(N673-1))","v":2.7126938576171025},{"$f":"G673*EXP(-H673*'Externe blootstelling'!$D$23/2)*O673","v":8.5900144274591756E-6}]
[null," g ",0.73270000000000002,1.1723199999999999E-13,6.9999999999999997E-7,{"$f":"_xlfn.IFNA(INDEX('hp (pSv cm2)'!$B$2:$B$52,MATCH($C674,'hp (pSv cm2)'!$A$2:$A$52,1))+($C674-INDEX('hp (pSv cm2)'!$A$2:$A$52,MATCH($C674,'hp (pSv cm2)'!$A$2:$A$52,1)))*(INDEX('hp (pSv cm2)'!$B$2:$B$52,MATCH($C674,'hp (pSv cm2)'!$A$2:$A$52,1)+1)-INDEX('hp (pSv cm2)'!$B$2:$B$52,MATCH($C674,'hp (pSv cm2)'!$A$2:$A$52,1)))/(INDEX('hp (pSv cm2)'!$A$2:$A$52,MATCH($C674,'hp (pSv cm2)'!$A$2:$A$52,1)+1)-INDEX('hp (pSv cm2)'!$A$2:$A$52,MATCH($C674,'hp (pSv cm2)'!$A$2:$A$52,1))),$C674*'hp (pSv cm2)'!$B$2/'hp (pSv cm2)'!$A$2)","v":3.4540699999999998},2.4178489999999998E-6,{"$f":"_xlfn.IFNA(0.997*(INDEX('Mass attenuation coefficients'!$B$2:$B$37,MATCH($C674,'Mass attenuation coefficients'!$A$2:$A$37,1))+($C674-INDEX('Mass attenuation coefficients'!$A$2:$A$37,MATCH($C674,'Mass attenuation coefficients'!$A$2:$A$37,1)))*(INDEX('Mass attenuation coefficients'!$B$2:$B$37,MATCH($C674,'Mass attenuation coefficients'!$A$2:$A$37,1)+1)-INDEX('Mass attenuation coefficients'!$B$2:$B$37,MATCH($C674,'Mass attenuation coefficients'!$A$2:$A$37,1)))/(INDEX('Mass attenuation coefficients'!$A$2:$A$37,MATCH($C674,'Mass attenuation coefficients'!$A$2:$A$37,1)+1)-INDEX('Mass attenuation coefficients'!$A$2:$A$37,MATCH($C674,'Mass attenuation coefficients'!$A$2:$A$37,1)))),0.997*$C674*'Mass attenuation coefficients'!$B$2/'Mass attenuation coefficients'!$A$2)","v":8.2074251355000002E-2},{"$f":"_xlfn.IFNA(INDEX('Shultis Faw'!$C$2:$C$26,MATCH($C674,'Shultis Faw'!$A$2:$A$26,1))+($C674-INDEX('Shultis Faw'!$A$2:$A$26,MATCH($C674,'Shultis Faw'!$A$2:$A$26,1)))*(INDEX('Shultis Faw'!$C$2:$C$26,MATCH($C674,'Shultis Faw'!$A$2:$A$26,1)+1)-INDEX('Shultis Faw'!$C$2:$C$26,MATCH($C674,'Shultis Faw'!$A$2:$A$26,1)))/(INDEX('Shultis Faw'!$A$2:$A$26,MATCH($C674,'Shultis Faw'!$A$2:$A$26,1)+1)-INDEX('Shultis Faw'!$A$2:$A$26,MATCH($C674,'Shultis Faw'!$A$2:$A$26,1))),$C674*'Shultis Faw'!$C$2/'Shultis Faw'!$A$2)","v":2.2675225000000001},{"$f":"_xlfn.IFNA(INDEX('Shultis Faw'!$D$2:$D$26,MATCH($C674,'Shultis Faw'!$A$2:$A$26,1))+($C674-INDEX('Shultis Faw'!$A$2:$A$26,MATCH($C674,'Shultis Faw'!$A$2:$A$26,1)))*(INDEX('Shultis Faw'!$D$2:$D$26,MATCH($C674,'Shultis Faw'!$A$2:$A$26,1)+1)-INDEX('Shultis Faw'!$D$2:$D$26,MATCH($C674,'Shultis Faw'!$A$2:$A$26,1)))/(INDEX('Shultis Faw'!$A$2:$A$26,MATCH($C674,'Shultis Faw'!$A$2:$A$26,1)+1)-INDEX('Shultis Faw'!$A$2:$A$26,MATCH($C674,'Shultis Faw'!$A$2:$A$26,1))),$C674*'Shultis Faw'!$D$2/'Shultis Faw'!$A$2)","v":1.5894275},{"$f":"_xlfn.IFNA(INDEX('Shultis Faw'!$B$2:$B$26,MATCH($C674,'Shultis Faw'!$A$2:$A$26,1))+($C674-INDEX('Shultis Faw'!$A$2:$A$26,MATCH($C674,'Shultis Faw'!$A$2:$A$26,1)))*(INDEX('Shultis Faw'!$B$2:$B$26,MATCH($C674,'Shultis Faw'!$A$2:$A$26,1)+1)-INDEX('Shultis Faw'!$B$2:$B$26,MATCH($C674,'Shultis Faw'!$A$2:$A$26,1)))/(INDEX('Shultis Faw'!$A$2:$A$26,MATCH($C674,'Shultis Faw'!$A$2:$A$26,1)+1)-INDEX('Shultis Faw'!$A$2:$A$26,MATCH($C674,'Shultis Faw'!$A$2:$A$26,1))),$C674*'Shultis Faw'!$B$2/'Shultis Faw'!$A$2)","v":-0.11139349999999999},{"$f":"_xlfn.IFNA(INDEX('Shultis Faw'!$E$2:$E$26,MATCH($C674,'Shultis Faw'!$A$2:$A$26,1))+($C674-INDEX('Shultis Faw'!$A$2:$A$26,MATCH($C674,'Shultis Faw'!$A$2:$A$26,1)))*(INDEX('Shultis Faw'!$E$2:$E$26,MATCH($C674,'Shultis Faw'!$A$2:$A$26,1)+1)-INDEX('Shultis Faw'!$E$2:$E$26,MATCH($C674,'Shultis Faw'!$A$2:$A$26,1)))/(INDEX('Shultis Faw'!$A$2:$A$26,MATCH($C674,'Shultis Faw'!$A$2:$A$26,1)+1)-INDEX('Shultis Faw'!$A$2:$A$26,MATCH($C674,'Shultis Faw'!$A$2:$A$26,1))),$C674*'Shultis Faw'!$E$2/'Shultis Faw'!$A$2)","v":4.5920900000000001E-2},{"$f":"_xlfn.IFNA(INDEX('Shultis Faw'!$F$2:$F$26,MATCH($C674,'Shultis Faw'!$A$2:$A$26,1))+($C674-INDEX('Shultis Faw'!$A$2:$A$26,MATCH($C674,'Shultis Faw'!$A$2:$A$26,1)))*(INDEX('Shultis Faw'!$F$2:$F$26,MATCH($C674,'Shultis Faw'!$A$2:$A$26,1)+1)-INDEX('Shultis Faw'!$F$2:$F$26,MATCH($C674,'Shultis Faw'!$A$2:$A$26,1)))/(INDEX('Shultis Faw'!$A$2:$A$26,MATCH($C674,'Shultis Faw'!$A$2:$A$26,1)+1)-INDEX('Shultis Faw'!$A$2:$A$26,MATCH($C674,'Shultis Faw'!$A$2:$A$26,1))),$C674*'Shultis Faw'!$F$2/'Shultis Faw'!$A$2)","v":14.316255},{"$f":"J674*(H674*'Externe blootstelling'!$D$23/2)^K674+L674*(TANH(((H674*'Externe blootstelling'!$D$23)/(2*M674))-2)-TANH(-2))/(1-TANH(-2))","v":1.5531925113562881},{"$f":"IF(N674=1,1+(I674-1)*H674*'Externe blootstelling'!$D$23/2,1+(I674-1)*(N674^(H674*'Externe blootstelling'!$D$23/2)-1)/(N674-1))","v":2.6487430295864951},{"$f":"G674*EXP(-H674*'Externe blootstelling'!$D$23/2)*O674","v":1.8698341379028648E-6}]
[null," g ",0.80249999999999999,1.2839999999999999E-13,3.3000000000000002E-6,{"$f":"_xlfn.IFNA(INDEX('hp (pSv cm2)'!$B$2:$B$52,MATCH($C675,'hp (pSv cm2)'!$A$2:$A$52,1))+($C675-INDEX('hp (pSv cm2)'!$A$2:$A$52,MATCH($C675,'hp (pSv cm2)'!$A$2:$A$52,1)))*(INDEX('hp (pSv cm2)'!$B$2:$B$52,MATCH($C675,'hp (pSv cm2)'!$A$2:$A$52,1)+1)-INDEX('hp (pSv cm2)'!$B$2:$B$52,MATCH($C675,'hp (pSv cm2)'!$A$2:$A$52,1)))/(INDEX('hp (pSv cm2)'!$A$2:$A$52,MATCH($C675,'hp (pSv cm2)'!$A$2:$A$52,1)+1)-INDEX('hp (pSv cm2)'!$A$2:$A$52,MATCH($C675,'hp (pSv cm2)'!$A$2:$A$52,1))),$C675*'hp (pSv cm2)'!$B$2/'hp (pSv cm2)'!$A$2)","v":3.7394999999999996},1.234035E-5,{"$f":"_xlfn.IFNA(0.997*(INDEX('Mass attenuation coefficients'!$B$2:$B$37,MATCH($C675,'Mass attenuation coefficients'!$A$2:$A$37,1))+($C675-INDEX('Mass attenuation coefficients'!$A$2:$A$37,MATCH($C675,'Mass attenuation coefficients'!$A$2:$A$37,1)))*(INDEX('Mass attenuation coefficients'!$B$2:$B$37,MATCH($C675,'Mass attenuation coefficients'!$A$2:$A$37,1)+1)-INDEX('Mass attenuation coefficients'!$B$2:$B$37,MATCH($C675,'Mass attenuation coefficients'!$A$2:$A$37,1)))/(INDEX('Mass attenuation coefficients'!$A$2:$A$37,MATCH($C675,'Mass attenuation coefficients'!$A$2:$A$37,1)+1)-INDEX('Mass attenuation coefficients'!$A$2:$A$37,MATCH($C675,'Mass attenuation coefficients'!$A$2:$A$37,1)))),0.997*$C675*'Mass attenuation coefficients'!$B$2/'Mass attenuation coefficients'!$A$2)","v":7.8315222375000007E-2},{"$f":"_xlfn.IFNA(INDEX('Shultis Faw'!$C$2:$C$26,MATCH($C675,'Shultis Faw'!$A$2:$A$26,1))+($C675-INDEX('Shultis Faw'!$A$2:$A$26,MATCH($C675,'Shultis Faw'!$A$2:$A$26,1)))*(INDEX('Shultis Faw'!$C$2:$C$26,MATCH($C675,'Shultis Faw'!$A$2:$A$26,1)+1)-INDEX('Shultis Faw'!$C$2:$C$26,MATCH($C675,'Shultis Faw'!$A$2:$A$26,1)))/(INDEX('Shultis Faw'!$A$2:$A$26,MATCH($C675,'Shultis Faw'!$A$2:$A$26,1)+1)-INDEX('Shultis Faw'!$A$2:$A$26,MATCH($C675,'Shultis Faw'!$A$2:$A$26,1))),$C675*'Shultis Faw'!$C$2/'Shultis Faw'!$A$2)","v":2.2106375000000003},{"$f":"_xlfn.IFNA(INDEX('Shultis Faw'!$D$2:$D$26,MATCH($C675,'Shultis Faw'!$A$2:$A$26,1))+($C675-INDEX('Shultis Faw'!$A$2:$A$26,MATCH($C675,'Shultis Faw'!$A$2:$A$26,1)))*(INDEX('Shultis Faw'!$D$2:$D$26,MATCH($C675,'Shultis Faw'!$A$2:$A$26,1)+1)-INDEX('Shultis Faw'!$D$2:$D$26,MATCH($C675,'Shultis Faw'!$A$2:$A$26,1)))/(INDEX('Shultis Faw'!$A$2:$A$26,MATCH($C675,'Shultis Faw'!$A$2:$A$26,1)+1)-INDEX('Shultis Faw'!$A$2:$A$26,MATCH($C675,'Shultis Faw'!$A$2:$A$26,1))),$C675*'Shultis Faw'!$D$2/'Shultis Faw'!$A$2)","v":1.5427125000000002},{"$f":"_xlfn.IFNA(INDEX('Shultis Faw'!$B$2:$B$26,MATCH($C675,'Shultis Faw'!$A$2:$A$26,1))+($C675-INDEX('Shultis Faw'!$A$2:$A$26,MATCH($C675,'Shultis Faw'!$A$2:$A$26,1)))*(INDEX('Shultis Faw'!$B$2:$B$26,MATCH($C675,'Shultis Faw'!$A$2:$A$26,1)+1)-INDEX('Shultis Faw'!$B$2:$B$26,MATCH($C675,'Shultis Faw'!$A$2:$A$26,1)))/(INDEX('Shultis Faw'!$A$2:$A$26,MATCH($C675,'Shultis Faw'!$A$2:$A$26,1)+1)-INDEX('Shultis Faw'!$A$2:$A$26,MATCH($C675,'Shultis Faw'!$A$2:$A$26,1))),$C675*'Shultis Faw'!$B$2/'Shultis Faw'!$A$2)","v":-0.1048},{"$f":"_xlfn.IFNA(INDEX('Shultis Faw'!$E$2:$E$26,MATCH($C675,'Shultis Faw'!$A$2:$A$26,1))+($C675-INDEX('Shultis Faw'!$A$2:$A$26,MATCH($C675,'Shultis Faw'!$A$2:$A$26,1)))*(INDEX('Shultis Faw'!$E$2:$E$26,MATCH($C675,'Shultis Faw'!$A$2:$A$26,1)+1)-INDEX('Shultis Faw'!$E$2:$E$26,MATCH($C675,'Shultis Faw'!$A$2:$A$26,1)))/(INDEX('Shultis Faw'!$A$2:$A$26,MATCH($C675,'Shultis Faw'!$A$2:$A$26,1)+1)-INDEX('Shultis Faw'!$A$2:$A$26,MATCH($C675,'Shultis Faw'!$A$2:$A$26,1))),$C675*'Shultis Faw'!$E$2/'Shultis Faw'!$A$2)","v":4.3626250000000005E-2},{"$f":"_xlfn.IFNA(INDEX('Shultis Faw'!$F$2:$F$26,MATCH($C675,'Shultis Faw'!$A$2:$A$26,1))+($C675-INDEX('Shultis Faw'!$A$2:$A$26,MATCH($C675,'Shultis Faw'!$A$2:$A$26,1)))*(INDEX('Shultis Faw'!$F$2:$F$26,MATCH($C675,'Shultis Faw'!$A$2:$A$26,1)+1)-INDEX('Shultis Faw'!$F$2:$F$26,MATCH($C675,'Shultis Faw'!$A$2:$A$26,1)))/(INDEX('Shultis Faw'!$A$2:$A$26,MATCH($C675,'Shultis Faw'!$A$2:$A$26,1)+1)-INDEX('Shultis Faw'!$A$2:$A$26,MATCH($C675,'Shultis Faw'!$A$2:$A$26,1))),$C675*'Shultis Faw'!$F$2/'Shultis Faw'!$A$2)","v":14.35825},{"$f":"J675*(H675*'Externe blootstelling'!$D$23/2)^K675+L675*(TANH(((H675*'Externe blootstelling'!$D$23)/(2*M675))-2)-TANH(-2))/(1-TANH(-2))","v":1.5170341743527418},{"$f":"IF(N675=1,1+(I675-1)*H675*'Externe blootstelling'!$D$23/2,1+(I675-1)*(N675^(H675*'Externe blootstelling'!$D$23/2)-1)/(N675-1))","v":2.4789526389355419},{"$f":"G675*EXP(-H675*'Externe blootstelling'!$D$23/2)*O675","v":9.4496924259794745E-6}]
[null," g ",0.83532000000000006,1.336512E-13,1.7E-5,{"$f":"_xlfn.IFNA(INDEX('hp (pSv cm2)'!$B$2:$B$52,MATCH($C676,'hp (pSv cm2)'!$A$2:$A$52,1))+($C676-INDEX('hp (pSv cm2)'!$A$2:$A$52,MATCH($C676,'hp (pSv cm2)'!$A$2:$A$52,1)))*(INDEX('hp (pSv cm2)'!$B$2:$B$52,MATCH($C676,'hp (pSv cm2)'!$A$2:$A$52,1)+1)-INDEX('hp (pSv cm2)'!$B$2:$B$52,MATCH($C676,'hp (pSv cm2)'!$A$2:$A$52,1)))/(INDEX('hp (pSv cm2)'!$A$2:$A$52,MATCH($C676,'hp (pSv cm2)'!$A$2:$A$52,1)+1)-INDEX('hp (pSv cm2)'!$A$2:$A$52,MATCH($C676,'hp (pSv cm2)'!$A$2:$A$52,1))),$C676*'hp (pSv cm2)'!$B$2/'hp (pSv cm2)'!$A$2)","v":3.8642160000000003},6.5691672000000003E-5,{"$f":"_xlfn.IFNA(0.997*(INDEX('Mass attenuation coefficients'!$B$2:$B$37,MATCH($C676,'Mass attenuation coefficients'!$A$2:$A$37,1))+($C676-INDEX('Mass attenuation coefficients'!$A$2:$A$37,MATCH($C676,'Mass attenuation coefficients'!$A$2:$A$37,1)))*(INDEX('Mass attenuation coefficients'!$B$2:$B$37,MATCH($C676,'Mass attenuation coefficients'!$A$2:$A$37,1)+1)-INDEX('Mass attenuation coefficients'!$B$2:$B$37,MATCH($C676,'Mass attenuation coefficients'!$A$2:$A$37,1)))/(INDEX('Mass attenuation coefficients'!$A$2:$A$37,MATCH($C676,'Mass attenuation coefficients'!$A$2:$A$37,1)+1)-INDEX('Mass attenuation coefficients'!$A$2:$A$37,MATCH($C676,'Mass attenuation coefficients'!$A$2:$A$37,1)))),0.997*$C676*'Mass attenuation coefficients'!$B$2/'Mass attenuation coefficients'!$A$2)","v":7.7017813313999997E-2},{"$f":"_xlfn.IFNA(INDEX('Shultis Faw'!$C$2:$C$26,MATCH($C676,'Shultis Faw'!$A$2:$A$26,1))+($C676-INDEX('Shultis Faw'!$A$2:$A$26,MATCH($C676,'Shultis Faw'!$A$2:$A$26,1)))*(INDEX('Shultis Faw'!$C$2:$C$26,MATCH($C676,'Shultis Faw'!$A$2:$A$26,1)+1)-INDEX('Shultis Faw'!$C$2:$C$26,MATCH($C676,'Shultis Faw'!$A$2:$A$26,1)))/(INDEX('Shultis Faw'!$A$2:$A$26,MATCH($C676,'Shultis Faw'!$A$2:$A$26,1)+1)-INDEX('Shultis Faw'!$A$2:$A$26,MATCH($C676,'Shultis Faw'!$A$2:$A$26,1))),$C676*'Shultis Faw'!$C$2/'Shultis Faw'!$A$2)","v":2.1927506000000001},{"$f":"_xlfn.IFNA(INDEX('Shultis Faw'!$D$2:$D$26,MATCH($C676,'Shultis Faw'!$A$2:$A$26,1))+($C676-INDEX('Shultis Faw'!$A$2:$A$26,MATCH($C676,'Shultis Faw'!$A$2:$A$26,1)))*(INDEX('Shultis Faw'!$D$2:$D$26,MATCH($C676,'Shultis Faw'!$A$2:$A$26,1)+1)-INDEX('Shultis Faw'!$D$2:$D$26,MATCH($C676,'Shultis Faw'!$A$2:$A$26,1)))/(INDEX('Shultis Faw'!$A$2:$A$26,MATCH($C676,'Shultis Faw'!$A$2:$A$26,1)+1)-INDEX('Shultis Faw'!$A$2:$A$26,MATCH($C676,'Shultis Faw'!$A$2:$A$26,1))),$C676*'Shultis Faw'!$D$2/'Shultis Faw'!$A$2)","v":1.5258102},{"$f":"_xlfn.IFNA(INDEX('Shultis Faw'!$B$2:$B$26,MATCH($C676,'Shultis Faw'!$A$2:$A$26,1))+($C676-INDEX('Shultis Faw'!$A$2:$A$26,MATCH($C676,'Shultis Faw'!$A$2:$A$26,1)))*(INDEX('Shultis Faw'!$B$2:$B$26,MATCH($C676,'Shultis Faw'!$A$2:$A$26,1)+1)-INDEX('Shultis Faw'!$B$2:$B$26,MATCH($C676,'Shultis Faw'!$A$2:$A$26,1)))/(INDEX('Shultis Faw'!$A$2:$A$26,MATCH($C676,'Shultis Faw'!$A$2:$A$26,1)+1)-INDEX('Shultis Faw'!$A$2:$A$26,MATCH($C676,'Shultis Faw'!$A$2:$A$26,1))),$C676*'Shultis Faw'!$B$2/'Shultis Faw'!$A$2)","v":-0.1021744},{"$f":"_xlfn.IFNA(INDEX('Shultis Faw'!$E$2:$E$26,MATCH($C676,'Shultis Faw'!$A$2:$A$26,1))+($C676-INDEX('Shultis Faw'!$A$2:$A$26,MATCH($C676,'Shultis Faw'!$A$2:$A$26,1)))*(INDEX('Shultis Faw'!$E$2:$E$26,MATCH($C676,'Shultis Faw'!$A$2:$A$26,1)+1)-INDEX('Shultis Faw'!$E$2:$E$26,MATCH($C676,'Shultis Faw'!$A$2:$A$26,1)))/(INDEX('Shultis Faw'!$A$2:$A$26,MATCH($C676,'Shultis Faw'!$A$2:$A$26,1)+1)-INDEX('Shultis Faw'!$A$2:$A$26,MATCH($C676,'Shultis Faw'!$A$2:$A$26,1))),$C676*'Shultis Faw'!$E$2/'Shultis Faw'!$A$2)","v":4.2658060000000005E-2},{"$f":"_xlfn.IFNA(INDEX('Shultis Faw'!$F$2:$F$26,MATCH($C676,'Shultis Faw'!$A$2:$A$26,1))+($C676-INDEX('Shultis Faw'!$A$2:$A$26,MATCH($C676,'Shultis Faw'!$A$2:$A$26,1)))*(INDEX('Shultis Faw'!$F$2:$F$26,MATCH($C676,'Shultis Faw'!$A$2:$A$26,1)+1)-INDEX('Shultis Faw'!$F$2:$F$26,MATCH($C676,'Shultis Faw'!$A$2:$A$26,1)))/(INDEX('Shultis Faw'!$A$2:$A$26,MATCH($C676,'Shultis Faw'!$A$2:$A$26,1)+1)-INDEX('Shultis Faw'!$A$2:$A$26,MATCH($C676,'Shultis Faw'!$A$2:$A$26,1))),$C676*'Shultis Faw'!$F$2/'Shultis Faw'!$A$2)","v":14.335276},{"$f":"J676*(H676*'Externe blootstelling'!$D$23/2)^K676+L676*(TANH(((H676*'Externe blootstelling'!$D$23)/(2*M676))-2)-TANH(-2))/(1-TANH(-2))","v":1.5036079435473546},{"$f":"IF(N676=1,1+(I676-1)*H676*'Externe blootstelling'!$D$23/2,1+(I676-1)*(N676^(H676*'Externe blootstelling'!$D$23/2)-1)/(N676-1))","v":2.4255676000597086},{"$f":"G676*EXP(-H676*'Externe blootstelling'!$D$23/2)*O676","v":5.0187727195802292E-5}]
[null," g ",0.87720000000000009,1.4035200000000002E-13,3.3000000000000002E-6,{"$f":"_xlfn.IFNA(INDEX('hp (pSv cm2)'!$B$2:$B$52,MATCH($C677,'hp (pSv cm2)'!$A$2:$A$52,1))+($C677-INDEX('hp (pSv cm2)'!$A$2:$A$52,MATCH($C677,'hp (pSv cm2)'!$A$2:$A$52,1)))*(INDEX('hp (pSv cm2)'!$B$2:$B$52,MATCH($C677,'hp (pSv cm2)'!$A$2:$A$52,1)+1)-INDEX('hp (pSv cm2)'!$B$2:$B$52,MATCH($C677,'hp (pSv cm2)'!$A$2:$A$52,1)))/(INDEX('hp (pSv cm2)'!$A$2:$A$52,MATCH($C677,'hp (pSv cm2)'!$A$2:$A$52,1)+1)-INDEX('hp (pSv cm2)'!$A$2:$A$52,MATCH($C677,'hp (pSv cm2)'!$A$2:$A$52,1))),$C677*'hp (pSv cm2)'!$B$2/'hp (pSv cm2)'!$A$2)","v":4.0233600000000003},1.3277088000000001E-5,{"$f":"_xlfn.IFNA(0.997*(INDEX('Mass attenuation coefficients'!$B$2:$B$37,MATCH($C677,'Mass attenuation coefficients'!$A$2:$A$37,1))+($C677-INDEX('Mass attenuation coefficients'!$A$2:$A$37,MATCH($C677,'Mass attenuation coefficients'!$A$2:$A$37,1)))*(INDEX('Mass attenuation coefficients'!$B$2:$B$37,MATCH($C677,'Mass attenuation coefficients'!$A$2:$A$37,1)+1)-INDEX('Mass attenuation coefficients'!$B$2:$B$37,MATCH($C677,'Mass attenuation coefficients'!$A$2:$A$37,1)))/(INDEX('Mass attenuation coefficients'!$A$2:$A$37,MATCH($C677,'Mass attenuation coefficients'!$A$2:$A$37,1)+1)-INDEX('Mass attenuation coefficients'!$A$2:$A$37,MATCH($C677,'Mass attenuation coefficients'!$A$2:$A$37,1)))),0.997*$C677*'Mass attenuation coefficients'!$B$2/'Mass attenuation coefficients'!$A$2)","v":7.5362252939999999E-2},{"$f":"_xlfn.IFNA(INDEX('Shultis Faw'!$C$2:$C$26,MATCH($C677,'Shultis Faw'!$A$2:$A$26,1))+($C677-INDEX('Shultis Faw'!$A$2:$A$26,MATCH($C677,'Shultis Faw'!$A$2:$A$26,1)))*(INDEX('Shultis Faw'!$C$2:$C$26,MATCH($C677,'Shultis Faw'!$A$2:$A$26,1)+1)-INDEX('Shultis Faw'!$C$2:$C$26,MATCH($C677,'Shultis Faw'!$A$2:$A$26,1)))/(INDEX('Shultis Faw'!$A$2:$A$26,MATCH($C677,'Shultis Faw'!$A$2:$A$26,1)+1)-INDEX('Shultis Faw'!$A$2:$A$26,MATCH($C677,'Shultis Faw'!$A$2:$A$26,1))),$C677*'Shultis Faw'!$C$2/'Shultis Faw'!$A$2)","v":2.1699260000000002},{"$f":"_xlfn.IFNA(INDEX('Shultis Faw'!$D$2:$D$26,MATCH($C677,'Shultis Faw'!$A$2:$A$26,1))+($C677-INDEX('Shultis Faw'!$A$2:$A$26,MATCH($C677,'Shultis Faw'!$A$2:$A$26,1)))*(INDEX('Shultis Faw'!$D$2:$D$26,MATCH($C677,'Shultis Faw'!$A$2:$A$26,1)+1)-INDEX('Shultis Faw'!$D$2:$D$26,MATCH($C677,'Shultis Faw'!$A$2:$A$26,1)))/(INDEX('Shultis Faw'!$A$2:$A$26,MATCH($C677,'Shultis Faw'!$A$2:$A$26,1)+1)-INDEX('Shultis Faw'!$A$2:$A$26,MATCH($C677,'Shultis Faw'!$A$2:$A$26,1))),$C677*'Shultis Faw'!$D$2/'Shultis Faw'!$A$2)","v":1.5042420000000001},{"$f":"_xlfn.IFNA(INDEX('Shultis Faw'!$B$2:$B$26,MATCH($C677,'Shultis Faw'!$A$2:$A$26,1))+($C677-INDEX('Shultis Faw'!$A$2:$A$26,MATCH($C677,'Shultis Faw'!$A$2:$A$26,1)))*(INDEX('Shultis Faw'!$B$2:$B$26,MATCH($C677,'Shultis Faw'!$A$2:$A$26,1)+1)-INDEX('Shultis Faw'!$B$2:$B$26,MATCH($C677,'Shultis Faw'!$A$2:$A$26,1)))/(INDEX('Shultis Faw'!$A$2:$A$26,MATCH($C677,'Shultis Faw'!$A$2:$A$26,1)+1)-INDEX('Shultis Faw'!$A$2:$A$26,MATCH($C677,'Shultis Faw'!$A$2:$A$26,1))),$C677*'Shultis Faw'!$B$2/'Shultis Faw'!$A$2)","v":-9.8823999999999995E-2},{"$f":"_xlfn.IFNA(INDEX('Shultis Faw'!$E$2:$E$26,MATCH($C677,'Shultis Faw'!$A$2:$A$26,1))+($C677-INDEX('Shultis Faw'!$A$2:$A$26,MATCH($C677,'Shultis Faw'!$A$2:$A$26,1)))*(INDEX('Shultis Faw'!$E$2:$E$26,MATCH($C677,'Shultis Faw'!$A$2:$A$26,1)+1)-INDEX('Shultis Faw'!$E$2:$E$26,MATCH($C677,'Shultis Faw'!$A$2:$A$26,1)))/(INDEX('Shultis Faw'!$A$2:$A$26,MATCH($C677,'Shultis Faw'!$A$2:$A$26,1)+1)-INDEX('Shultis Faw'!$A$2:$A$26,MATCH($C677,'Shultis Faw'!$A$2:$A$26,1))),$C677*'Shultis Faw'!$E$2/'Shultis Faw'!$A$2)","v":4.1422599999999997E-2},{"$f":"_xlfn.IFNA(INDEX('Shultis Faw'!$F$2:$F$26,MATCH($C677,'Shultis Faw'!$A$2:$A$26,1))+($C677-INDEX('Shultis Faw'!$A$2:$A$26,MATCH($C677,'Shultis Faw'!$A$2:$A$26,1)))*(INDEX('Shultis Faw'!$F$2:$F$26,MATCH($C677,'Shultis Faw'!$A$2:$A$26,1)+1)-INDEX('Shultis Faw'!$F$2:$F$26,MATCH($C677,'Shultis Faw'!$A$2:$A$26,1)))/(INDEX('Shultis Faw'!$A$2:$A$26,MATCH($C677,'Shultis Faw'!$A$2:$A$26,1)+1)-INDEX('Shultis Faw'!$A$2:$A$26,MATCH($C677,'Shultis Faw'!$A$2:$A$26,1))),$C677*'Shultis Faw'!$F$2/'Shultis Faw'!$A$2)","v":14.305960000000001},{"$f":"J677*(H677*'Externe blootstelling'!$D$23/2)^K677+L677*(TANH(((H677*'Externe blootstelling'!$D$23)/(2*M677))-2)-TANH(-2))/(1-TANH(-2))","v":1.486253785534698},{"$f":"IF(N677=1,1+(I677-1)*H677*'Externe blootstelling'!$D$23/2,1+(I677-1)*(N677^(H677*'Externe blootstelling'!$D$23/2)-1)/(N677-1))","v":2.3596092733556597},{"$f":"G677*EXP(-H677*'Externe blootstelling'!$D$23/2)*O677","v":1.0115835749667982E-5}]
[null," g ",0.8911,1.42576E-13,9.0000000000000002E-6,{"$f":"_xlfn.IFNA(INDEX('hp (pSv cm2)'!$B$2:$B$52,MATCH($C678,'hp (pSv cm2)'!$A$2:$A$52,1))+($C678-INDEX('hp (pSv cm2)'!$A$2:$A$52,MATCH($C678,'hp (pSv cm2)'!$A$2:$A$52,1)))*(INDEX('hp (pSv cm2)'!$B$2:$B$52,MATCH($C678,'hp (pSv cm2)'!$A$2:$A$52,1)+1)-INDEX('hp (pSv cm2)'!$B$2:$B$52,MATCH($C678,'hp (pSv cm2)'!$A$2:$A$52,1)))/(INDEX('hp (pSv cm2)'!$A$2:$A$52,MATCH($C678,'hp (pSv cm2)'!$A$2:$A$52,1)+1)-INDEX('hp (pSv cm2)'!$A$2:$A$52,MATCH($C678,'hp (pSv cm2)'!$A$2:$A$52,1))),$C678*'hp (pSv cm2)'!$B$2/'hp (pSv cm2)'!$A$2)","v":4.0761799999999999},3.6685620000000001E-5,{"$f":"_xlfn.IFNA(0.997*(INDEX('Mass attenuation coefficients'!$B$2:$B$37,MATCH($C678,'Mass attenuation coefficients'!$A$2:$A$37,1))+($C678-INDEX('Mass attenuation coefficients'!$A$2:$A$37,MATCH($C678,'Mass attenuation coefficients'!$A$2:$A$37,1)))*(INDEX('Mass attenuation coefficients'!$B$2:$B$37,MATCH($C678,'Mass attenuation coefficients'!$A$2:$A$37,1)+1)-INDEX('Mass attenuation coefficients'!$B$2:$B$37,MATCH($C678,'Mass attenuation coefficients'!$A$2:$A$37,1)))/(INDEX('Mass attenuation coefficients'!$A$2:$A$37,MATCH($C678,'Mass attenuation coefficients'!$A$2:$A$37,1)+1)-INDEX('Mass attenuation coefficients'!$A$2:$A$37,MATCH($C678,'Mass attenuation coefficients'!$A$2:$A$37,1)))),0.997*$C678*'Mass attenuation coefficients'!$B$2/'Mass attenuation coefficients'!$A$2)","v":7.4812771345000001E-2},{"$f":"_xlfn.IFNA(INDEX('Shultis Faw'!$C$2:$C$26,MATCH($C678,'Shultis Faw'!$A$2:$A$26,1))+($C678-INDEX('Shultis Faw'!$A$2:$A$26,MATCH($C678,'Shultis Faw'!$A$2:$A$26,1)))*(INDEX('Shultis Faw'!$C$2:$C$26,MATCH($C678,'Shultis Faw'!$A$2:$A$26,1)+1)-INDEX('Shultis Faw'!$C$2:$C$26,MATCH($C678,'Shultis Faw'!$A$2:$A$26,1)))/(INDEX('Shultis Faw'!$A$2:$A$26,MATCH($C678,'Shultis Faw'!$A$2:$A$26,1)+1)-INDEX('Shultis Faw'!$A$2:$A$26,MATCH($C678,'Shultis Faw'!$A$2:$A$26,1))),$C678*'Shultis Faw'!$C$2/'Shultis Faw'!$A$2)","v":2.1623505000000001},{"$f":"_xlfn.IFNA(INDEX('Shultis Faw'!$D$2:$D$26,MATCH($C678,'Shultis Faw'!$A$2:$A$26,1))+($C678-INDEX('Shultis Faw'!$A$2:$A$26,MATCH($C678,'Shultis Faw'!$A$2:$A$26,1)))*(INDEX('Shultis Faw'!$D$2:$D$26,MATCH($C678,'Shultis Faw'!$A$2:$A$26,1)+1)-INDEX('Shultis Faw'!$D$2:$D$26,MATCH($C678,'Shultis Faw'!$A$2:$A$26,1)))/(INDEX('Shultis Faw'!$A$2:$A$26,MATCH($C678,'Shultis Faw'!$A$2:$A$26,1)+1)-INDEX('Shultis Faw'!$A$2:$A$26,MATCH($C678,'Shultis Faw'!$A$2:$A$26,1))),$C678*'Shultis Faw'!$D$2/'Shultis Faw'!$A$2)","v":1.4970835},{"$f":"_xlfn.IFNA(INDEX('Shultis Faw'!$B$2:$B$26,MATCH($C678,'Shultis Faw'!$A$2:$A$26,1))+($C678-INDEX('Shultis Faw'!$A$2:$A$26,MATCH($C678,'Shultis Faw'!$A$2:$A$26,1)))*(INDEX('Shultis Faw'!$B$2:$B$26,MATCH($C678,'Shultis Faw'!$A$2:$A$26,1)+1)-INDEX('Shultis Faw'!$B$2:$B$26,MATCH($C678,'Shultis Faw'!$A$2:$A$26,1)))/(INDEX('Shultis Faw'!$A$2:$A$26,MATCH($C678,'Shultis Faw'!$A$2:$A$26,1)+1)-INDEX('Shultis Faw'!$A$2:$A$26,MATCH($C678,'Shultis Faw'!$A$2:$A$26,1))),$C678*'Shultis Faw'!$B$2/'Shultis Faw'!$A$2)","v":-9.7711999999999993E-2},{"$f":"_xlfn.IFNA(INDEX('Shultis Faw'!$E$2:$E$26,MATCH($C678,'Shultis Faw'!$A$2:$A$26,1))+($C678-INDEX('Shultis Faw'!$A$2:$A$26,MATCH($C678,'Shultis Faw'!$A$2:$A$26,1)))*(INDEX('Shultis Faw'!$E$2:$E$26,MATCH($C678,'Shultis Faw'!$A$2:$A$26,1)+1)-INDEX('Shultis Faw'!$E$2:$E$26,MATCH($C678,'Shultis Faw'!$A$2:$A$26,1)))/(INDEX('Shultis Faw'!$A$2:$A$26,MATCH($C678,'Shultis Faw'!$A$2:$A$26,1)+1)-INDEX('Shultis Faw'!$A$2:$A$26,MATCH($C678,'Shultis Faw'!$A$2:$A$26,1))),$C678*'Shultis Faw'!$E$2/'Shultis Faw'!$A$2)","v":4.1012550000000002E-2},{"$f":"_xlfn.IFNA(INDEX('Shultis Faw'!$F$2:$F$26,MATCH($C678,'Shultis Faw'!$A$2:$A$26,1))+($C678-INDEX('Shultis Faw'!$A$2:$A$26,MATCH($C678,'Shultis Faw'!$A$2:$A$26,1)))*(INDEX('Shultis Faw'!$F$2:$F$26,MATCH($C678,'Shultis Faw'!$A$2:$A$26,1)+1)-INDEX('Shultis Faw'!$F$2:$F$26,MATCH($C678,'Shultis Faw'!$A$2:$A$26,1)))/(INDEX('Shultis Faw'!$A$2:$A$26,MATCH($C678,'Shultis Faw'!$A$2:$A$26,1)+1)-INDEX('Shultis Faw'!$A$2:$A$26,MATCH($C678,'Shultis Faw'!$A$2:$A$26,1))),$C678*'Shultis Faw'!$F$2/'Shultis Faw'!$A$2)","v":14.29623},{"$f":"J678*(H678*'Externe blootstelling'!$D$23/2)^K678+L678*(TANH(((H678*'Externe blootstelling'!$D$23)/(2*M678))-2)-TANH(-2))/(1-TANH(-2))","v":1.4804391131173504},{"$f":"IF(N678=1,1+(I678-1)*H678*'Externe blootstelling'!$D$23/2,1+(I678-1)*(N678^(H678*'Externe blootstelling'!$D$23/2)-1)/(N678-1))","v":2.3382414416657653},{"$f":"G678*EXP(-H678*'Externe blootstelling'!$D$23/2)*O678","v":2.7926956597761825E-5}]
[null," g ",1.0737000000000001,1.7179199999999999E-13,3.3000000000000002E-6,{"$f":"_xlfn.IFNA(INDEX('hp (pSv cm2)'!$B$2:$B$52,MATCH($C679,'hp (pSv cm2)'!$A$2:$A$52,1))+($C679-INDEX('hp (pSv cm2)'!$A$2:$A$52,MATCH($C679,'hp (pSv cm2)'!$A$2:$A$52,1)))*(INDEX('hp (pSv cm2)'!$B$2:$B$52,MATCH($C679,'hp (pSv cm2)'!$A$2:$A$52,1)+1)-INDEX('hp (pSv cm2)'!$B$2:$B$52,MATCH($C679,'hp (pSv cm2)'!$A$2:$A$52,1)))/(INDEX('hp (pSv cm2)'!$A$2:$A$52,MATCH($C679,'hp (pSv cm2)'!$A$2:$A$52,1)+1)-INDEX('hp (pSv cm2)'!$A$2:$A$52,MATCH($C679,'hp (pSv cm2)'!$A$2:$A$52,1))),$C679*'hp (pSv cm2)'!$B$2/'hp (pSv cm2)'!$A$2)","v":4.7302620000000006},1.5609864600000002E-5,{"$f":"_xlfn.IFNA(0.997*(INDEX('Mass attenuation coefficients'!$B$2:$B$37,MATCH($C679,'Mass attenuation coefficients'!$A$2:$A$37,1))+($C679-INDEX('Mass attenuation coefficients'!$A$2:$A$37,MATCH($C679,'Mass attenuation coefficients'!$A$2:$A$37,1)))*(INDEX('Mass attenuation coefficients'!$B$2:$B$37,MATCH($C679,'Mass attenuation coefficients'!$A$2:$A$37,1)+1)-INDEX('Mass attenuation coefficients'!$B$2:$B$37,MATCH($C679,'Mass attenuation coefficients'!$A$2:$A$37,1)))/(INDEX('Mass attenuation coefficients'!$A$2:$A$37,MATCH($C679,'Mass attenuation coefficients'!$A$2:$A$37,1)+1)-INDEX('Mass attenuation coefficients'!$A$2:$A$37,MATCH($C679,'Mass attenuation coefficients'!$A$2:$A$37,1)))),0.997*$C679*'Mass attenuation coefficients'!$B$2/'Mass attenuation coefficients'!$A$2)","v":6.8306412156000001E-2},{"$f":"_xlfn.IFNA(INDEX('Shultis Faw'!$C$2:$C$26,MATCH($C679,'Shultis Faw'!$A$2:$A$26,1))+($C679-INDEX('Shultis Faw'!$A$2:$A$26,MATCH($C679,'Shultis Faw'!$A$2:$A$26,1)))*(INDEX('Shultis Faw'!$C$2:$C$26,MATCH($C679,'Shultis Faw'!$A$2:$A$26,1)+1)-INDEX('Shultis Faw'!$C$2:$C$26,MATCH($C679,'Shultis Faw'!$A$2:$A$26,1)))/(INDEX('Shultis Faw'!$A$2:$A$26,MATCH($C679,'Shultis Faw'!$A$2:$A$26,1)+1)-INDEX('Shultis Faw'!$A$2:$A$26,MATCH($C679,'Shultis Faw'!$A$2:$A$26,1))),$C679*'Shultis Faw'!$C$2/'Shultis Faw'!$A$2)","v":2.0788264000000001},{"$f":"_xlfn.IFNA(INDEX('Shultis Faw'!$D$2:$D$26,MATCH($C679,'Shultis Faw'!$A$2:$A$26,1))+($C679-INDEX('Shultis Faw'!$A$2:$A$26,MATCH($C679,'Shultis Faw'!$A$2:$A$26,1)))*(INDEX('Shultis Faw'!$D$2:$D$26,MATCH($C679,'Shultis Faw'!$A$2:$A$26,1)+1)-INDEX('Shultis Faw'!$D$2:$D$26,MATCH($C679,'Shultis Faw'!$A$2:$A$26,1)))/(INDEX('Shultis Faw'!$A$2:$A$26,MATCH($C679,'Shultis Faw'!$A$2:$A$26,1)+1)-INDEX('Shultis Faw'!$A$2:$A$26,MATCH($C679,'Shultis Faw'!$A$2:$A$26,1))),$C679*'Shultis Faw'!$D$2/'Shultis Faw'!$A$2)","v":1.4156472},{"$f":"_xlfn.IFNA(INDEX('Shultis Faw'!$B$2:$B$26,MATCH($C679,'Shultis Faw'!$A$2:$A$26,1))+($C679-INDEX('Shultis Faw'!$A$2:$A$26,MATCH($C679,'Shultis Faw'!$A$2:$A$26,1)))*(INDEX('Shultis Faw'!$B$2:$B$26,MATCH($C679,'Shultis Faw'!$A$2:$A$26,1)+1)-INDEX('Shultis Faw'!$B$2:$B$26,MATCH($C679,'Shultis Faw'!$A$2:$A$26,1)))/(INDEX('Shultis Faw'!$A$2:$A$26,MATCH($C679,'Shultis Faw'!$A$2:$A$26,1)+1)-INDEX('Shultis Faw'!$A$2:$A$26,MATCH($C679,'Shultis Faw'!$A$2:$A$26,1))),$C679*'Shultis Faw'!$B$2/'Shultis Faw'!$A$2)","v":-8.4430599999999995E-2},{"$f":"_xlfn.IFNA(INDEX('Shultis Faw'!$E$2:$E$26,MATCH($C679,'Shultis Faw'!$A$2:$A$26,1))+($C679-INDEX('Shultis Faw'!$A$2:$A$26,MATCH($C679,'Shultis Faw'!$A$2:$A$26,1)))*(INDEX('Shultis Faw'!$E$2:$E$26,MATCH($C679,'Shultis Faw'!$A$2:$A$26,1)+1)-INDEX('Shultis Faw'!$E$2:$E$26,MATCH($C679,'Shultis Faw'!$A$2:$A$26,1)))/(INDEX('Shultis Faw'!$A$2:$A$26,MATCH($C679,'Shultis Faw'!$A$2:$A$26,1)+1)-INDEX('Shultis Faw'!$A$2:$A$26,MATCH($C679,'Shultis Faw'!$A$2:$A$26,1))),$C679*'Shultis Faw'!$E$2/'Shultis Faw'!$A$2)","v":3.5854319999999995E-2},{"$f":"_xlfn.IFNA(INDEX('Shultis Faw'!$F$2:$F$26,MATCH($C679,'Shultis Faw'!$A$2:$A$26,1))+($C679-INDEX('Shultis Faw'!$A$2:$A$26,MATCH($C679,'Shultis Faw'!$A$2:$A$26,1)))*(INDEX('Shultis Faw'!$F$2:$F$26,MATCH($C679,'Shultis Faw'!$A$2:$A$26,1)+1)-INDEX('Shultis Faw'!$F$2:$F$26,MATCH($C679,'Shultis Faw'!$A$2:$A$26,1)))/(INDEX('Shultis Faw'!$A$2:$A$26,MATCH($C679,'Shultis Faw'!$A$2:$A$26,1)+1)-INDEX('Shultis Faw'!$A$2:$A$26,MATCH($C679,'Shultis Faw'!$A$2:$A$26,1))),$C679*'Shultis Faw'!$F$2/'Shultis Faw'!$A$2)","v":14.26422},{"$f":"J679*(H679*'Externe blootstelling'!$D$23/2)^K679+L679*(TANH(((H679*'Externe blootstelling'!$D$23)/(2*M679))-2)-TANH(-2))/(1-TANH(-2))","v":1.412845269248026},{"$f":"IF(N679=1,1+(I679-1)*H679*'Externe blootstelling'!$D$23/2,1+(I679-1)*(N679^(H679*'Externe blootstelling'!$D$23/2)-1)/(N679-1))","v":2.1103440991102085},{"$f":"G679*EXP(-H679*'Externe blootstelling'!$D$23/2)*O679","v":1.1824313675439348E-5}]
["215Po","X-ray",1.2201449999999999E-2,1.9522319999999998E-15,7.0999999999999998E-6,{"$f":"_xlfn.IFNA(INDEX('hp (pSv cm2)'!$B$2:$B$52,MATCH($C680,'hp (pSv cm2)'!$A$2:$A$52,1))+($C680-INDEX('hp (pSv cm2)'!$A$2:$A$52,MATCH($C680,'hp (pSv cm2)'!$A$2:$A$52,1)))*(INDEX('hp (pSv cm2)'!$B$2:$B$52,MATCH($C680,'hp (pSv cm2)'!$A$2:$A$52,1)+1)-INDEX('hp (pSv cm2)'!$B$2:$B$52,MATCH($C680,'hp (pSv cm2)'!$A$2:$A$52,1)))/(INDEX('hp (pSv cm2)'!$A$2:$A$52,MATCH($C680,'hp (pSv cm2)'!$A$2:$A$52,1)+1)-INDEX('hp (pSv cm2)'!$A$2:$A$52,MATCH($C680,'hp (pSv cm2)'!$A$2:$A$52,1))),$C680*'hp (pSv cm2)'!$B$2/'hp (pSv cm2)'!$A$2)","v":0.10842464999999998},7.6981501499999986E-7,{"$f":"_xlfn.IFNA(0.997*(INDEX('Mass attenuation coefficients'!$B$2:$B$37,MATCH($C680,'Mass attenuation coefficients'!$A$2:$A$37,1))+($C680-INDEX('Mass attenuation coefficients'!$A$2:$A$37,MATCH($C680,'Mass attenuation coefficients'!$A$2:$A$37,1)))*(INDEX('Mass attenuation coefficients'!$B$2:$B$37,MATCH($C680,'Mass attenuation coefficients'!$A$2:$A$37,1)+1)-INDEX('Mass attenuation coefficients'!$B$2:$B$37,MATCH($C680,'Mass attenuation coefficients'!$A$2:$A$37,1)))/(INDEX('Mass attenuation coefficients'!$A$2:$A$37,MATCH($C680,'Mass attenuation coefficients'!$A$2:$A$37,1)+1)-INDEX('Mass attenuation coefficients'!$A$2:$A$37,MATCH($C680,'Mass attenuation coefficients'!$A$2:$A$37,1)))),0.997*$C680*'Mass attenuation coefficients'!$B$2/'Mass attenuation coefficients'!$A$2)","v":3.7081418607200001},{"$f":"_xlfn.IFNA(INDEX('Shultis Faw'!$C$2:$C$26,MATCH($C680,'Shultis Faw'!$A$2:$A$26,1))+($C680-INDEX('Shultis Faw'!$A$2:$A$26,MATCH($C680,'Shultis Faw'!$A$2:$A$26,1)))*(INDEX('Shultis Faw'!$C$2:$C$26,MATCH($C680,'Shultis Faw'!$A$2:$A$26,1)+1)-INDEX('Shultis Faw'!$C$2:$C$26,MATCH($C680,'Shultis Faw'!$A$2:$A$26,1)))/(INDEX('Shultis Faw'!$A$2:$A$26,MATCH($C680,'Shultis Faw'!$A$2:$A$26,1)+1)-INDEX('Shultis Faw'!$A$2:$A$26,MATCH($C680,'Shultis Faw'!$A$2:$A$26,1))),$C680*'Shultis Faw'!$C$2/'Shultis Faw'!$A$2)","v":0.96147425999999991},{"$f":"_xlfn.IFNA(INDEX('Shultis Faw'!$D$2:$D$26,MATCH($C680,'Shultis Faw'!$A$2:$A$26,1))+($C680-INDEX('Shultis Faw'!$A$2:$A$26,MATCH($C680,'Shultis Faw'!$A$2:$A$26,1)))*(INDEX('Shultis Faw'!$D$2:$D$26,MATCH($C680,'Shultis Faw'!$A$2:$A$26,1)+1)-INDEX('Shultis Faw'!$D$2:$D$26,MATCH($C680,'Shultis Faw'!$A$2:$A$26,1)))/(INDEX('Shultis Faw'!$A$2:$A$26,MATCH($C680,'Shultis Faw'!$A$2:$A$26,1)+1)-INDEX('Shultis Faw'!$A$2:$A$26,MATCH($C680,'Shultis Faw'!$A$2:$A$26,1))),$C680*'Shultis Faw'!$D$2/'Shultis Faw'!$A$2)","v":0.37661808999999996},{"$f":"_xlfn.IFNA(INDEX('Shultis Faw'!$B$2:$B$26,MATCH($C680,'Shultis Faw'!$A$2:$A$26,1))+($C680-INDEX('Shultis Faw'!$A$2:$A$26,MATCH($C680,'Shultis Faw'!$A$2:$A$26,1)))*(INDEX('Shultis Faw'!$B$2:$B$26,MATCH($C680,'Shultis Faw'!$A$2:$A$26,1)+1)-INDEX('Shultis Faw'!$B$2:$B$26,MATCH($C680,'Shultis Faw'!$A$2:$A$26,1)))/(INDEX('Shultis Faw'!$A$2:$A$26,MATCH($C680,'Shultis Faw'!$A$2:$A$26,1)+1)-INDEX('Shultis Faw'!$A$2:$A$26,MATCH($C680,'Shultis Faw'!$A$2:$A$26,1))),$C680*'Shultis Faw'!$B$2/'Shultis Faw'!$A$2)","v":0.13990996},{"$f":"_xlfn.IFNA(INDEX('Shultis Faw'!$E$2:$E$26,MATCH($C680,'Shultis Faw'!$A$2:$A$26,1))+($C680-INDEX('Shultis Faw'!$A$2:$A$26,MATCH($C680,'Shultis Faw'!$A$2:$A$26,1)))*(INDEX('Shultis Faw'!$E$2:$E$26,MATCH($C680,'Shultis Faw'!$A$2:$A$26,1)+1)-INDEX('Shultis Faw'!$E$2:$E$26,MATCH($C680,'Shultis Faw'!$A$2:$A$26,1)))/(INDEX('Shultis Faw'!$A$2:$A$26,MATCH($C680,'Shultis Faw'!$A$2:$A$26,1)+1)-INDEX('Shultis Faw'!$A$2:$A$26,MATCH($C680,'Shultis Faw'!$A$2:$A$26,1))),$C680*'Shultis Faw'!$E$2/'Shultis Faw'!$A$2)","v":-7.3859443999999996E-2},{"$f":"_xlfn.IFNA(INDEX('Shultis Faw'!$F$2:$F$26,MATCH($C680,'Shultis Faw'!$A$2:$A$26,1))+($C680-INDEX('Shultis Faw'!$A$2:$A$26,MATCH($C680,'Shultis Faw'!$A$2:$A$26,1)))*(INDEX('Shultis Faw'!$F$2:$F$26,MATCH($C680,'Shultis Faw'!$A$2:$A$26,1)+1)-INDEX('Shultis Faw'!$F$2:$F$26,MATCH($C680,'Shultis Faw'!$A$2:$A$26,1)))/(INDEX('Shultis Faw'!$A$2:$A$26,MATCH($C680,'Shultis Faw'!$A$2:$A$26,1)+1)-INDEX('Shultis Faw'!$A$2:$A$26,MATCH($C680,'Shultis Faw'!$A$2:$A$26,1))),$C680*'Shultis Faw'!$F$2/'Shultis Faw'!$A$2)","v":11.5751089},{"$f":"J680*(H680*'Externe blootstelling'!$D$23/2)^K680+L680*(TANH(((H680*'Externe blootstelling'!$D$23)/(2*M680))-2)-TANH(-2))/(1-TANH(-2))","v":0.58722791556449105},{"$f":"IF(N680=1,1+(I680-1)*H680*'Externe blootstelling'!$D$23/2,1+(I680-1)*(N680^(H680*'Externe blootstelling'!$D$23/2)-1)/(N680-1))","v":0.90666582975764687},{"$f":"G680*EXP(-H680*'Externe blootstelling'!$D$23/2)*O680","v":4.8691191564637846E-31}]
[null,"X-ray",7.2804900000000006E-2,1.1648784000000001E-14,4.5000000000000001E-6,{"$f":"_xlfn.IFNA(INDEX('hp (pSv cm2)'!$B$2:$B$52,MATCH($C681,'hp (pSv cm2)'!$A$2:$A$52,1))+($C681-INDEX('hp (pSv cm2)'!$A$2:$A$52,MATCH($C681,'hp (pSv cm2)'!$A$2:$A$52,1)))*(INDEX('hp (pSv cm2)'!$B$2:$B$52,MATCH($C681,'hp (pSv cm2)'!$A$2:$A$52,1)+1)-INDEX('hp (pSv cm2)'!$B$2:$B$52,MATCH($C681,'hp (pSv cm2)'!$A$2:$A$52,1)))/(INDEX('hp (pSv cm2)'!$A$2:$A$52,MATCH($C681,'hp (pSv cm2)'!$A$2:$A$52,1)+1)-INDEX('hp (pSv cm2)'!$A$2:$A$52,MATCH($C681,'hp (pSv cm2)'!$A$2:$A$52,1))),$C681*'hp (pSv cm2)'!$B$2/'hp (pSv cm2)'!$A$2)","v":0.41997567999999996},1.88989056E-6,{"$f":"_xlfn.IFNA(0.997*(INDEX('Mass attenuation coefficients'!$B$2:$B$37,MATCH($C681,'Mass attenuation coefficients'!$A$2:$A$37,1))+($C681-INDEX('Mass attenuation coefficients'!$A$2:$A$37,MATCH($C681,'Mass attenuation coefficients'!$A$2:$A$37,1)))*(INDEX('Mass attenuation coefficients'!$B$2:$B$37,MATCH($C681,'Mass attenuation coefficients'!$A$2:$A$37,1)+1)-INDEX('Mass attenuation coefficients'!$B$2:$B$37,MATCH($C681,'Mass attenuation coefficients'!$A$2:$A$37,1)))/(INDEX('Mass attenuation coefficients'!$A$2:$A$37,MATCH($C681,'Mass attenuation coefficients'!$A$2:$A$37,1)+1)-INDEX('Mass attenuation coefficients'!$A$2:$A$37,MATCH($C681,'Mass attenuation coefficients'!$A$2:$A$37,1)))),0.997*$C681*'Mass attenuation coefficients'!$B$2/'Mass attenuation coefficients'!$A$2)","v":0.191111501317},{"$f":"_xlfn.IFNA(INDEX('Shultis Faw'!$C$2:$C$26,MATCH($C681,'Shultis Faw'!$A$2:$A$26,1))+($C681-INDEX('Shultis Faw'!$A$2:$A$26,MATCH($C681,'Shultis Faw'!$A$2:$A$26,1)))*(INDEX('Shultis Faw'!$C$2:$C$26,MATCH($C681,'Shultis Faw'!$A$2:$A$26,1)+1)-INDEX('Shultis Faw'!$C$2:$C$26,MATCH($C681,'Shultis Faw'!$A$2:$A$26,1)))/(INDEX('Shultis Faw'!$A$2:$A$26,MATCH($C681,'Shultis Faw'!$A$2:$A$26,1)+1)-INDEX('Shultis Faw'!$A$2:$A$26,MATCH($C681,'Shultis Faw'!$A$2:$A$26,1))),$C681*'Shultis Faw'!$C$2/'Shultis Faw'!$A$2)","v":5.03165862},{"$f":"_xlfn.IFNA(INDEX('Shultis Faw'!$D$2:$D$26,MATCH($C681,'Shultis Faw'!$A$2:$A$26,1))+($C681-INDEX('Shultis Faw'!$A$2:$A$26,MATCH($C681,'Shultis Faw'!$A$2:$A$26,1)))*(INDEX('Shultis Faw'!$D$2:$D$26,MATCH($C681,'Shultis Faw'!$A$2:$A$26,1)+1)-INDEX('Shultis Faw'!$D$2:$D$26,MATCH($C681,'Shultis Faw'!$A$2:$A$26,1)))/(INDEX('Shultis Faw'!$A$2:$A$26,MATCH($C681,'Shultis Faw'!$A$2:$A$26,1)+1)-INDEX('Shultis Faw'!$A$2:$A$26,MATCH($C681,'Shultis Faw'!$A$2:$A$26,1))),$C681*'Shultis Faw'!$D$2/'Shultis Faw'!$A$2)","v":1.9406406050000002},{"$f":"_xlfn.IFNA(INDEX('Shultis Faw'!$B$2:$B$26,MATCH($C681,'Shultis Faw'!$A$2:$A$26,1))+($C681-INDEX('Shultis Faw'!$A$2:$A$26,MATCH($C681,'Shultis Faw'!$A$2:$A$26,1)))*(INDEX('Shultis Faw'!$B$2:$B$26,MATCH($C681,'Shultis Faw'!$A$2:$A$26,1)+1)-INDEX('Shultis Faw'!$B$2:$B$26,MATCH($C681,'Shultis Faw'!$A$2:$A$26,1)))/(INDEX('Shultis Faw'!$A$2:$A$26,MATCH($C681,'Shultis Faw'!$A$2:$A$26,1)+1)-INDEX('Shultis Faw'!$A$2:$A$26,MATCH($C681,'Shultis Faw'!$A$2:$A$26,1))),$C681*'Shultis Faw'!$B$2/'Shultis Faw'!$A$2)","v":-0.15289029000000001},{"$f":"_xlfn.IFNA(INDEX('Shultis Faw'!$E$2:$E$26,MATCH($C681,'Shultis Faw'!$A$2:$A$26,1))+($C681-INDEX('Shultis Faw'!$A$2:$A$26,MATCH($C681,'Shultis Faw'!$A$2:$A$26,1)))*(INDEX('Shultis Faw'!$E$2:$E$26,MATCH($C681,'Shultis Faw'!$A$2:$A$26,1)+1)-INDEX('Shultis Faw'!$E$2:$E$26,MATCH($C681,'Shultis Faw'!$A$2:$A$26,1)))/(INDEX('Shultis Faw'!$A$2:$A$26,MATCH($C681,'Shultis Faw'!$A$2:$A$26,1)+1)-INDEX('Shultis Faw'!$A$2:$A$26,MATCH($C681,'Shultis Faw'!$A$2:$A$26,1))),$C681*'Shultis Faw'!$E$2/'Shultis Faw'!$A$2)","v":6.9481120500000007E-2},{"$f":"_xlfn.IFNA(INDEX('Shultis Faw'!$F$2:$F$26,MATCH($C681,'Shultis Faw'!$A$2:$A$26,1))+($C681-INDEX('Shultis Faw'!$A$2:$A$26,MATCH($C681,'Shultis Faw'!$A$2:$A$26,1)))*(INDEX('Shultis Faw'!$F$2:$F$26,MATCH($C681,'Shultis Faw'!$A$2:$A$26,1)+1)-INDEX('Shultis Faw'!$F$2:$F$26,MATCH($C681,'Shultis Faw'!$A$2:$A$26,1)))/(INDEX('Shultis Faw'!$A$2:$A$26,MATCH($C681,'Shultis Faw'!$A$2:$A$26,1)+1)-INDEX('Shultis Faw'!$A$2:$A$26,MATCH($C681,'Shultis Faw'!$A$2:$A$26,1))),$C681*'Shultis Faw'!$F$2/'Shultis Faw'!$A$2)","v":13.659207350000001},{"$f":"J681*(H681*'Externe blootstelling'!$D$23/2)^K681+L681*(TANH(((H681*'Externe blootstelling'!$D$23)/(2*M681))-2)-TANH(-2))/(1-TANH(-2))","v":1.6526701058573368},{"$f":"IF(N681=1,1+(I681-1)*H681*'Externe blootstelling'!$D$23/2,1+(I681-1)*(N681^(H681*'Externe blootstelling'!$D$23/2)-1)/(N681-1))","v":20.899865550623343},{"$f":"G681*EXP(-H681*'Externe blootstelling'!$D$23/2)*O681","v":2.2469845758370374E-6}]
[null,"X-ray",7.4969999999999995E-2,1.1995199999999999E-14,7.5000000000000002E-6,{"$f":"_xlfn.IFNA(INDEX('hp (pSv cm2)'!$B$2:$B$52,MATCH($C682,'hp (pSv cm2)'!$A$2:$A$52,1))+($C682-INDEX('hp (pSv cm2)'!$A$2:$A$52,MATCH($C682,'hp (pSv cm2)'!$A$2:$A$52,1)))*(INDEX('hp (pSv cm2)'!$B$2:$B$52,MATCH($C682,'hp (pSv cm2)'!$A$2:$A$52,1)+1)-INDEX('hp (pSv cm2)'!$B$2:$B$52,MATCH($C682,'hp (pSv cm2)'!$A$2:$A$52,1)))/(INDEX('hp (pSv cm2)'!$A$2:$A$52,MATCH($C682,'hp (pSv cm2)'!$A$2:$A$52,1)+1)-INDEX('hp (pSv cm2)'!$A$2:$A$52,MATCH($C682,'hp (pSv cm2)'!$A$2:$A$52,1))),$C682*'hp (pSv cm2)'!$B$2/'hp (pSv cm2)'!$A$2)","v":0.42690399999999995},3.2017799999999999E-6,{"$f":"_xlfn.IFNA(0.997*(INDEX('Mass attenuation coefficients'!$B$2:$B$37,MATCH($C682,'Mass attenuation coefficients'!$A$2:$A$37,1))+($C682-INDEX('Mass attenuation coefficients'!$A$2:$A$37,MATCH($C682,'Mass attenuation coefficients'!$A$2:$A$37,1)))*(INDEX('Mass attenuation coefficients'!$B$2:$B$37,MATCH($C682,'Mass attenuation coefficients'!$A$2:$A$37,1)+1)-INDEX('Mass attenuation coefficients'!$B$2:$B$37,MATCH($C682,'Mass attenuation coefficients'!$A$2:$A$37,1)))/(INDEX('Mass attenuation coefficients'!$A$2:$A$37,MATCH($C682,'Mass attenuation coefficients'!$A$2:$A$37,1)+1)-INDEX('Mass attenuation coefficients'!$A$2:$A$37,MATCH($C682,'Mass attenuation coefficients'!$A$2:$A$37,1)))),0.997*$C682*'Mass attenuation coefficients'!$B$2/'Mass attenuation coefficients'!$A$2)","v":0.18871545010000002},{"$f":"_xlfn.IFNA(INDEX('Shultis Faw'!$C$2:$C$26,MATCH($C682,'Shultis Faw'!$A$2:$A$26,1))+($C682-INDEX('Shultis Faw'!$A$2:$A$26,MATCH($C682,'Shultis Faw'!$A$2:$A$26,1)))*(INDEX('Shultis Faw'!$C$2:$C$26,MATCH($C682,'Shultis Faw'!$A$2:$A$26,1)+1)-INDEX('Shultis Faw'!$C$2:$C$26,MATCH($C682,'Shultis Faw'!$A$2:$A$26,1)))/(INDEX('Shultis Faw'!$A$2:$A$26,MATCH($C682,'Shultis Faw'!$A$2:$A$26,1)+1)-INDEX('Shultis Faw'!$A$2:$A$26,MATCH($C682,'Shultis Faw'!$A$2:$A$26,1))),$C682*'Shultis Faw'!$C$2/'Shultis Faw'!$A$2)","v":5.0398860000000001},{"$f":"_xlfn.IFNA(INDEX('Shultis Faw'!$D$2:$D$26,MATCH($C682,'Shultis Faw'!$A$2:$A$26,1))+($C682-INDEX('Shultis Faw'!$A$2:$A$26,MATCH($C682,'Shultis Faw'!$A$2:$A$26,1)))*(INDEX('Shultis Faw'!$D$2:$D$26,MATCH($C682,'Shultis Faw'!$A$2:$A$26,1)+1)-INDEX('Shultis Faw'!$D$2:$D$26,MATCH($C682,'Shultis Faw'!$A$2:$A$26,1)))/(INDEX('Shultis Faw'!$A$2:$A$26,MATCH($C682,'Shultis Faw'!$A$2:$A$26,1)+1)-INDEX('Shultis Faw'!$A$2:$A$26,MATCH($C682,'Shultis Faw'!$A$2:$A$26,1))),$C682*'Shultis Faw'!$D$2/'Shultis Faw'!$A$2)","v":1.9762565000000001},{"$f":"_xlfn.IFNA(INDEX('Shultis Faw'!$B$2:$B$26,MATCH($C682,'Shultis Faw'!$A$2:$A$26,1))+($C682-INDEX('Shultis Faw'!$A$2:$A$26,MATCH($C682,'Shultis Faw'!$A$2:$A$26,1)))*(INDEX('Shultis Faw'!$B$2:$B$26,MATCH($C682,'Shultis Faw'!$A$2:$A$26,1)+1)-INDEX('Shultis Faw'!$B$2:$B$26,MATCH($C682,'Shultis Faw'!$A$2:$A$26,1)))/(INDEX('Shultis Faw'!$A$2:$A$26,MATCH($C682,'Shultis Faw'!$A$2:$A$26,1)+1)-INDEX('Shultis Faw'!$A$2:$A$26,MATCH($C682,'Shultis Faw'!$A$2:$A$26,1))),$C682*'Shultis Faw'!$B$2/'Shultis Faw'!$A$2)","v":-0.15743699999999999},{"$f":"_xlfn.IFNA(INDEX('Shultis Faw'!$E$2:$E$26,MATCH($C682,'Shultis Faw'!$A$2:$A$26,1))+($C682-INDEX('Shultis Faw'!$A$2:$A$26,MATCH($C682,'Shultis Faw'!$A$2:$A$26,1)))*(INDEX('Shultis Faw'!$E$2:$E$26,MATCH($C682,'Shultis Faw'!$A$2:$A$26,1)+1)-INDEX('Shultis Faw'!$E$2:$E$26,MATCH($C682,'Shultis Faw'!$A$2:$A$26,1)))/(INDEX('Shultis Faw'!$A$2:$A$26,MATCH($C682,'Shultis Faw'!$A$2:$A$26,1)+1)-INDEX('Shultis Faw'!$A$2:$A$26,MATCH($C682,'Shultis Faw'!$A$2:$A$26,1))),$C682*'Shultis Faw'!$E$2/'Shultis Faw'!$A$2)","v":7.1743649999999992E-2},{"$f":"_xlfn.IFNA(INDEX('Shultis Faw'!$F$2:$F$26,MATCH($C682,'Shultis Faw'!$A$2:$A$26,1))+($C682-INDEX('Shultis Faw'!$A$2:$A$26,MATCH($C682,'Shultis Faw'!$A$2:$A$26,1)))*(INDEX('Shultis Faw'!$F$2:$F$26,MATCH($C682,'Shultis Faw'!$A$2:$A$26,1)+1)-INDEX('Shultis Faw'!$F$2:$F$26,MATCH($C682,'Shultis Faw'!$A$2:$A$26,1)))/(INDEX('Shultis Faw'!$A$2:$A$26,MATCH($C682,'Shultis Faw'!$A$2:$A$26,1)+1)-INDEX('Shultis Faw'!$A$2:$A$26,MATCH($C682,'Shultis Faw'!$A$2:$A$26,1))),$C682*'Shultis Faw'!$F$2/'Shultis Faw'!$A$2)","v":13.662455},{"$f":"J682*(H682*'Externe blootstelling'!$D$23/2)^K682+L682*(TANH(((H682*'Externe blootstelling'!$D$23)/(2*M682))-2)-TANH(-2))/(1-TANH(-2))","v":1.6782924560523043},{"$f":"IF(N682=1,1+(I682-1)*H682*'Externe blootstelling'!$D$23/2,1+(I682-1)*(N682^(H682*'Externe blootstelling'!$D$23/2)-1)/(N682-1))","v":20.836455563966105},{"$f":"G682*EXP(-H682*'Externe blootstelling'!$D$23/2)*O682","v":3.9340887426181919E-6}]
[null,"X-ray",8.4952699999999992E-2,1.3592432E-14,2.5999999999999997E-6,{"$f":"_xlfn.IFNA(INDEX('hp (pSv cm2)'!$B$2:$B$52,MATCH($C683,'hp (pSv cm2)'!$A$2:$A$52,1))+($C683-INDEX('hp (pSv cm2)'!$A$2:$A$52,MATCH($C683,'hp (pSv cm2)'!$A$2:$A$52,1)))*(INDEX('hp (pSv cm2)'!$B$2:$B$52,MATCH($C683,'hp (pSv cm2)'!$A$2:$A$52,1)+1)-INDEX('hp (pSv cm2)'!$B$2:$B$52,MATCH($C683,'hp (pSv cm2)'!$A$2:$A$52,1)))/(INDEX('hp (pSv cm2)'!$A$2:$A$52,MATCH($C683,'hp (pSv cm2)'!$A$2:$A$52,1)+1)-INDEX('hp (pSv cm2)'!$A$2:$A$52,MATCH($C683,'hp (pSv cm2)'!$A$2:$A$52,1))),$C683*'hp (pSv cm2)'!$B$2/'hp (pSv cm2)'!$A$2)","v":0.46157262499999996},1.2000888249999998E-6,{"$f":"_xlfn.IFNA(0.997*(INDEX('Mass attenuation coefficients'!$B$2:$B$37,MATCH($C683,'Mass attenuation coefficients'!$A$2:$A$37,1))+($C683-INDEX('Mass attenuation coefficients'!$A$2:$A$37,MATCH($C683,'Mass attenuation coefficients'!$A$2:$A$37,1)))*(INDEX('Mass attenuation coefficients'!$B$2:$B$37,MATCH($C683,'Mass attenuation coefficients'!$A$2:$A$37,1)+1)-INDEX('Mass attenuation coefficients'!$B$2:$B$37,MATCH($C683,'Mass attenuation coefficients'!$A$2:$A$37,1)))/(INDEX('Mass attenuation coefficients'!$A$2:$A$37,MATCH($C683,'Mass attenuation coefficients'!$A$2:$A$37,1)+1)-INDEX('Mass attenuation coefficients'!$A$2:$A$37,MATCH($C683,'Mass attenuation coefficients'!$A$2:$A$37,1)))),0.997*$C683*'Mass attenuation coefficients'!$B$2/'Mass attenuation coefficients'!$A$2)","v":0.179939302765},{"$f":"_xlfn.IFNA(INDEX('Shultis Faw'!$C$2:$C$26,MATCH($C683,'Shultis Faw'!$A$2:$A$26,1))+($C683-INDEX('Shultis Faw'!$A$2:$A$26,MATCH($C683,'Shultis Faw'!$A$2:$A$26,1)))*(INDEX('Shultis Faw'!$C$2:$C$26,MATCH($C683,'Shultis Faw'!$A$2:$A$26,1)+1)-INDEX('Shultis Faw'!$C$2:$C$26,MATCH($C683,'Shultis Faw'!$A$2:$A$26,1)))/(INDEX('Shultis Faw'!$A$2:$A$26,MATCH($C683,'Shultis Faw'!$A$2:$A$26,1)+1)-INDEX('Shultis Faw'!$A$2:$A$26,MATCH($C683,'Shultis Faw'!$A$2:$A$26,1))),$C683*'Shultis Faw'!$C$2/'Shultis Faw'!$A$2)","v":4.9609365400000005},{"$f":"_xlfn.IFNA(INDEX('Shultis Faw'!$D$2:$D$26,MATCH($C683,'Shultis Faw'!$A$2:$A$26,1))+($C683-INDEX('Shultis Faw'!$A$2:$A$26,MATCH($C683,'Shultis Faw'!$A$2:$A$26,1)))*(INDEX('Shultis Faw'!$D$2:$D$26,MATCH($C683,'Shultis Faw'!$A$2:$A$26,1)+1)-INDEX('Shultis Faw'!$D$2:$D$26,MATCH($C683,'Shultis Faw'!$A$2:$A$26,1)))/(INDEX('Shultis Faw'!$A$2:$A$26,MATCH($C683,'Shultis Faw'!$A$2:$A$26,1)+1)-INDEX('Shultis Faw'!$A$2:$A$26,MATCH($C683,'Shultis Faw'!$A$2:$A$26,1))),$C683*'Shultis Faw'!$D$2/'Shultis Faw'!$A$2)","v":2.09911687},{"$f":"_xlfn.IFNA(INDEX('Shultis Faw'!$B$2:$B$26,MATCH($C683,'Shultis Faw'!$A$2:$A$26,1))+($C683-INDEX('Shultis Faw'!$A$2:$A$26,MATCH($C683,'Shultis Faw'!$A$2:$A$26,1)))*(INDEX('Shultis Faw'!$B$2:$B$26,MATCH($C683,'Shultis Faw'!$A$2:$A$26,1)+1)-INDEX('Shultis Faw'!$B$2:$B$26,MATCH($C683,'Shultis Faw'!$A$2:$A$26,1)))/(INDEX('Shultis Faw'!$A$2:$A$26,MATCH($C683,'Shultis Faw'!$A$2:$A$26,1)+1)-INDEX('Shultis Faw'!$A$2:$A$26,MATCH($C683,'Shultis Faw'!$A$2:$A$26,1))),$C683*'Shultis Faw'!$B$2/'Shultis Faw'!$A$2)","v":-0.17245742999999999},{"$f":"_xlfn.IFNA(INDEX('Shultis Faw'!$E$2:$E$26,MATCH($C683,'Shultis Faw'!$A$2:$A$26,1))+($C683-INDEX('Shultis Faw'!$A$2:$A$26,MATCH($C683,'Shultis Faw'!$A$2:$A$26,1)))*(INDEX('Shultis Faw'!$E$2:$E$26,MATCH($C683,'Shultis Faw'!$A$2:$A$26,1)+1)-INDEX('Shultis Faw'!$E$2:$E$26,MATCH($C683,'Shultis Faw'!$A$2:$A$26,1)))/(INDEX('Shultis Faw'!$A$2:$A$26,MATCH($C683,'Shultis Faw'!$A$2:$A$26,1)+1)-INDEX('Shultis Faw'!$A$2:$A$26,MATCH($C683,'Shultis Faw'!$A$2:$A$26,1))),$C683*'Shultis Faw'!$E$2/'Shultis Faw'!$A$2)","v":7.8386756000000002E-2},{"$f":"_xlfn.IFNA(INDEX('Shultis Faw'!$F$2:$F$26,MATCH($C683,'Shultis Faw'!$A$2:$A$26,1))+($C683-INDEX('Shultis Faw'!$A$2:$A$26,MATCH($C683,'Shultis Faw'!$A$2:$A$26,1)))*(INDEX('Shultis Faw'!$F$2:$F$26,MATCH($C683,'Shultis Faw'!$A$2:$A$26,1)+1)-INDEX('Shultis Faw'!$F$2:$F$26,MATCH($C683,'Shultis Faw'!$A$2:$A$26,1)))/(INDEX('Shultis Faw'!$A$2:$A$26,MATCH($C683,'Shultis Faw'!$A$2:$A$26,1)+1)-INDEX('Shultis Faw'!$A$2:$A$26,MATCH($C683,'Shultis Faw'!$A$2:$A$26,1))),$C683*'Shultis Faw'!$F$2/'Shultis Faw'!$A$2)","v":13.585804100000001},{"$f":"J683*(H683*'Externe blootstelling'!$D$23/2)^K683+L683*(TANH(((H683*'Externe blootstelling'!$D$23)/(2*M683))-2)-TANH(-2))/(1-TANH(-2))","v":1.7694462607678387},{"$f":"IF(N683=1,1+(I683-1)*H683*'Externe blootstelling'!$D$23/2,1+(I683-1)*(N683^(H683*'Externe blootstelling'!$D$23/2)-1)/(N683-1))","v":19.871221385009456},{"$f":"G683*EXP(-H683*'Externe blootstelling'!$D$23/2)*O683","v":1.6041251929804948E-6}]
[null,"X-ray",8.757630000000001E-2,1.4012208E-14,7.7999999999999994E-7,{"$f":"_xlfn.IFNA(INDEX('hp (pSv cm2)'!$B$2:$B$52,MATCH($C684,'hp (pSv cm2)'!$A$2:$A$52,1))+($C684-INDEX('hp (pSv cm2)'!$A$2:$A$52,MATCH($C684,'hp (pSv cm2)'!$A$2:$A$52,1)))*(INDEX('hp (pSv cm2)'!$B$2:$B$52,MATCH($C684,'hp (pSv cm2)'!$A$2:$A$52,1)+1)-INDEX('hp (pSv cm2)'!$B$2:$B$52,MATCH($C684,'hp (pSv cm2)'!$A$2:$A$52,1)))/(INDEX('hp (pSv cm2)'!$A$2:$A$52,MATCH($C684,'hp (pSv cm2)'!$A$2:$A$52,1)+1)-INDEX('hp (pSv cm2)'!$A$2:$A$52,MATCH($C684,'hp (pSv cm2)'!$A$2:$A$52,1))),$C684*'hp (pSv cm2)'!$B$2/'hp (pSv cm2)'!$A$2)","v":0.47141112500000004},3.6770067750000001E-7,{"$f":"_xlfn.IFNA(0.997*(INDEX('Mass attenuation coefficients'!$B$2:$B$37,MATCH($C684,'Mass attenuation coefficients'!$A$2:$A$37,1))+($C684-INDEX('Mass attenuation coefficients'!$A$2:$A$37,MATCH($C684,'Mass attenuation coefficients'!$A$2:$A$37,1)))*(INDEX('Mass attenuation coefficients'!$B$2:$B$37,MATCH($C684,'Mass attenuation coefficients'!$A$2:$A$37,1)+1)-INDEX('Mass attenuation coefficients'!$B$2:$B$37,MATCH($C684,'Mass attenuation coefficients'!$A$2:$A$37,1)))/(INDEX('Mass attenuation coefficients'!$A$2:$A$37,MATCH($C684,'Mass attenuation coefficients'!$A$2:$A$37,1)+1)-INDEX('Mass attenuation coefficients'!$A$2:$A$37,MATCH($C684,'Mass attenuation coefficients'!$A$2:$A$37,1)))),0.997*$C684*'Mass attenuation coefficients'!$B$2/'Mass attenuation coefficients'!$A$2)","v":0.178239078785},{"$f":"_xlfn.IFNA(INDEX('Shultis Faw'!$C$2:$C$26,MATCH($C684,'Shultis Faw'!$A$2:$A$26,1))+($C684-INDEX('Shultis Faw'!$A$2:$A$26,MATCH($C684,'Shultis Faw'!$A$2:$A$26,1)))*(INDEX('Shultis Faw'!$C$2:$C$26,MATCH($C684,'Shultis Faw'!$A$2:$A$26,1)+1)-INDEX('Shultis Faw'!$C$2:$C$26,MATCH($C684,'Shultis Faw'!$A$2:$A$26,1)))/(INDEX('Shultis Faw'!$A$2:$A$26,MATCH($C684,'Shultis Faw'!$A$2:$A$26,1)+1)-INDEX('Shultis Faw'!$A$2:$A$26,MATCH($C684,'Shultis Faw'!$A$2:$A$26,1))),$C684*'Shultis Faw'!$C$2/'Shultis Faw'!$A$2)","v":4.9089892600000002},{"$f":"_xlfn.IFNA(INDEX('Shultis Faw'!$D$2:$D$26,MATCH($C684,'Shultis Faw'!$A$2:$A$26,1))+($C684-INDEX('Shultis Faw'!$A$2:$A$26,MATCH($C684,'Shultis Faw'!$A$2:$A$26,1)))*(INDEX('Shultis Faw'!$D$2:$D$26,MATCH($C684,'Shultis Faw'!$A$2:$A$26,1)+1)-INDEX('Shultis Faw'!$D$2:$D$26,MATCH($C684,'Shultis Faw'!$A$2:$A$26,1)))/(INDEX('Shultis Faw'!$A$2:$A$26,MATCH($C684,'Shultis Faw'!$A$2:$A$26,1)+1)-INDEX('Shultis Faw'!$A$2:$A$26,MATCH($C684,'Shultis Faw'!$A$2:$A$26,1))),$C684*'Shultis Faw'!$D$2/'Shultis Faw'!$A$2)","v":2.1203680300000003},{"$f":"_xlfn.IFNA(INDEX('Shultis Faw'!$B$2:$B$26,MATCH($C684,'Shultis Faw'!$A$2:$A$26,1))+($C684-INDEX('Shultis Faw'!$A$2:$A$26,MATCH($C684,'Shultis Faw'!$A$2:$A$26,1)))*(INDEX('Shultis Faw'!$B$2:$B$26,MATCH($C684,'Shultis Faw'!$A$2:$A$26,1)+1)-INDEX('Shultis Faw'!$B$2:$B$26,MATCH($C684,'Shultis Faw'!$A$2:$A$26,1)))/(INDEX('Shultis Faw'!$A$2:$A$26,MATCH($C684,'Shultis Faw'!$A$2:$A$26,1)+1)-INDEX('Shultis Faw'!$A$2:$A$26,MATCH($C684,'Shultis Faw'!$A$2:$A$26,1))),$C684*'Shultis Faw'!$B$2/'Shultis Faw'!$A$2)","v":-0.17481867000000001},{"$f":"_xlfn.IFNA(INDEX('Shultis Faw'!$E$2:$E$26,MATCH($C684,'Shultis Faw'!$A$2:$A$26,1))+($C684-INDEX('Shultis Faw'!$A$2:$A$26,MATCH($C684,'Shultis Faw'!$A$2:$A$26,1)))*(INDEX('Shultis Faw'!$E$2:$E$26,MATCH($C684,'Shultis Faw'!$A$2:$A$26,1)+1)-INDEX('Shultis Faw'!$E$2:$E$26,MATCH($C684,'Shultis Faw'!$A$2:$A$26,1)))/(INDEX('Shultis Faw'!$A$2:$A$26,MATCH($C684,'Shultis Faw'!$A$2:$A$26,1)+1)-INDEX('Shultis Faw'!$A$2:$A$26,MATCH($C684,'Shultis Faw'!$A$2:$A$26,1))),$C684*'Shultis Faw'!$E$2/'Shultis Faw'!$A$2)","v":7.9121364E-2},{"$f":"_xlfn.IFNA(INDEX('Shultis Faw'!$F$2:$F$26,MATCH($C684,'Shultis Faw'!$A$2:$A$26,1))+($C684-INDEX('Shultis Faw'!$A$2:$A$26,MATCH($C684,'Shultis Faw'!$A$2:$A$26,1)))*(INDEX('Shultis Faw'!$F$2:$F$26,MATCH($C684,'Shultis Faw'!$A$2:$A$26,1)+1)-INDEX('Shultis Faw'!$F$2:$F$26,MATCH($C684,'Shultis Faw'!$A$2:$A$26,1)))/(INDEX('Shultis Faw'!$A$2:$A$26,MATCH($C684,'Shultis Faw'!$A$2:$A$26,1)+1)-INDEX('Shultis Faw'!$A$2:$A$26,MATCH($C684,'Shultis Faw'!$A$2:$A$26,1))),$C684*'Shultis Faw'!$F$2/'Shultis Faw'!$A$2)","v":13.5412029},{"$f":"J684*(H684*'Externe blootstelling'!$D$23/2)^K684+L684*(TANH(((H684*'Externe blootstelling'!$D$23)/(2*M684))-2)-TANH(-2))/(1-TANH(-2))","v":1.7861311386611352},{"$f":"IF(N684=1,1+(I684-1)*H684*'Externe blootstelling'!$D$23/2,1+(I684-1)*(N684^(H684*'Externe blootstelling'!$D$23/2)-1)/(N684-1))","v":19.474249029157679},{"$f":"G684*EXP(-H684*'Externe blootstelling'!$D$23/2)*O684","v":4.941188519865425E-7}]
[null," g ",0.43889999999999996,7.0223999999999989E-14,5.8E-4,{"$f":"_xlfn.IFNA(INDEX('hp (pSv cm2)'!$B$2:$B$52,MATCH($C685,'hp (pSv cm2)'!$A$2:$A$52,1))+($C685-INDEX('hp (pSv cm2)'!$A$2:$A$52,MATCH($C685,'hp (pSv cm2)'!$A$2:$A$52,1)))*(INDEX('hp (pSv cm2)'!$B$2:$B$52,MATCH($C685,'hp (pSv cm2)'!$A$2:$A$52,1)+1)-INDEX('hp (pSv cm2)'!$B$2:$B$52,MATCH($C685,'hp (pSv cm2)'!$A$2:$A$52,1)))/(INDEX('hp (pSv cm2)'!$A$2:$A$52,MATCH($C685,'hp (pSv cm2)'!$A$2:$A$52,1)+1)-INDEX('hp (pSv cm2)'!$A$2:$A$52,MATCH($C685,'hp (pSv cm2)'!$A$2:$A$52,1))),$C685*'hp (pSv cm2)'!$B$2/'hp (pSv cm2)'!$A$2)","v":2.1828299999999996},1.2660413999999998E-3,{"$f":"_xlfn.IFNA(0.997*(INDEX('Mass attenuation coefficients'!$B$2:$B$37,MATCH($C685,'Mass attenuation coefficients'!$A$2:$A$37,1))+($C685-INDEX('Mass attenuation coefficients'!$A$2:$A$37,MATCH($C685,'Mass attenuation coefficients'!$A$2:$A$37,1)))*(INDEX('Mass attenuation coefficients'!$B$2:$B$37,MATCH($C685,'Mass attenuation coefficients'!$A$2:$A$37,1)+1)-INDEX('Mass attenuation coefficients'!$B$2:$B$37,MATCH($C685,'Mass attenuation coefficients'!$A$2:$A$37,1)))/(INDEX('Mass attenuation coefficients'!$A$2:$A$37,MATCH($C685,'Mass attenuation coefficients'!$A$2:$A$37,1)+1)-INDEX('Mass attenuation coefficients'!$A$2:$A$37,MATCH($C685,'Mass attenuation coefficients'!$A$2:$A$37,1)))),0.997*$C685*'Mass attenuation coefficients'!$B$2/'Mass attenuation coefficients'!$A$2)","v":0.10220200141000001},{"$f":"_xlfn.IFNA(INDEX('Shultis Faw'!$C$2:$C$26,MATCH($C685,'Shultis Faw'!$A$2:$A$26,1))+($C685-INDEX('Shultis Faw'!$A$2:$A$26,MATCH($C685,'Shultis Faw'!$A$2:$A$26,1)))*(INDEX('Shultis Faw'!$C$2:$C$26,MATCH($C685,'Shultis Faw'!$A$2:$A$26,1)+1)-INDEX('Shultis Faw'!$C$2:$C$26,MATCH($C685,'Shultis Faw'!$A$2:$A$26,1)))/(INDEX('Shultis Faw'!$A$2:$A$26,MATCH($C685,'Shultis Faw'!$A$2:$A$26,1)+1)-INDEX('Shultis Faw'!$A$2:$A$26,MATCH($C685,'Shultis Faw'!$A$2:$A$26,1))),$C685*'Shultis Faw'!$C$2/'Shultis Faw'!$A$2)","v":2.5977600000000001},{"$f":"_xlfn.IFNA(INDEX('Shultis Faw'!$D$2:$D$26,MATCH($C685,'Shultis Faw'!$A$2:$A$26,1))+($C685-INDEX('Shultis Faw'!$A$2:$A$26,MATCH($C685,'Shultis Faw'!$A$2:$A$26,1)))*(INDEX('Shultis Faw'!$D$2:$D$26,MATCH($C685,'Shultis Faw'!$A$2:$A$26,1)+1)-INDEX('Shultis Faw'!$D$2:$D$26,MATCH($C685,'Shultis Faw'!$A$2:$A$26,1)))/(INDEX('Shultis Faw'!$A$2:$A$26,MATCH($C685,'Shultis Faw'!$A$2:$A$26,1)+1)-INDEX('Shultis Faw'!$A$2:$A$26,MATCH($C685,'Shultis Faw'!$A$2:$A$26,1))),$C685*'Shultis Faw'!$D$2/'Shultis Faw'!$A$2)","v":1.836876},{"$f":"_xlfn.IFNA(INDEX('Shultis Faw'!$B$2:$B$26,MATCH($C685,'Shultis Faw'!$A$2:$A$26,1))+($C685-INDEX('Shultis Faw'!$A$2:$A$26,MATCH($C685,'Shultis Faw'!$A$2:$A$26,1)))*(INDEX('Shultis Faw'!$B$2:$B$26,MATCH($C685,'Shultis Faw'!$A$2:$A$26,1)+1)-INDEX('Shultis Faw'!$B$2:$B$26,MATCH($C685,'Shultis Faw'!$A$2:$A$26,1)))/(INDEX('Shultis Faw'!$A$2:$A$26,MATCH($C685,'Shultis Faw'!$A$2:$A$26,1)+1)-INDEX('Shultis Faw'!$A$2:$A$26,MATCH($C685,'Shultis Faw'!$A$2:$A$26,1))),$C685*'Shultis Faw'!$B$2/'Shultis Faw'!$A$2)","v":-0.14355400000000001},{"$f":"_xlfn.IFNA(INDEX('Shultis Faw'!$E$2:$E$26,MATCH($C685,'Shultis Faw'!$A$2:$A$26,1))+($C685-INDEX('Shultis Faw'!$A$2:$A$26,MATCH($C685,'Shultis Faw'!$A$2:$A$26,1)))*(INDEX('Shultis Faw'!$E$2:$E$26,MATCH($C685,'Shultis Faw'!$A$2:$A$26,1)+1)-INDEX('Shultis Faw'!$E$2:$E$26,MATCH($C685,'Shultis Faw'!$A$2:$A$26,1)))/(INDEX('Shultis Faw'!$A$2:$A$26,MATCH($C685,'Shultis Faw'!$A$2:$A$26,1)+1)-INDEX('Shultis Faw'!$A$2:$A$26,MATCH($C685,'Shultis Faw'!$A$2:$A$26,1))),$C685*'Shultis Faw'!$E$2/'Shultis Faw'!$A$2)","v":5.7593900000000003E-2},{"$f":"_xlfn.IFNA(INDEX('Shultis Faw'!$F$2:$F$26,MATCH($C685,'Shultis Faw'!$A$2:$A$26,1))+($C685-INDEX('Shultis Faw'!$A$2:$A$26,MATCH($C685,'Shultis Faw'!$A$2:$A$26,1)))*(INDEX('Shultis Faw'!$F$2:$F$26,MATCH($C685,'Shultis Faw'!$A$2:$A$26,1)+1)-INDEX('Shultis Faw'!$F$2:$F$26,MATCH($C685,'Shultis Faw'!$A$2:$A$26,1)))/(INDEX('Shultis Faw'!$A$2:$A$26,MATCH($C685,'Shultis Faw'!$A$2:$A$26,1)+1)-INDEX('Shultis Faw'!$A$2:$A$26,MATCH($C685,'Shultis Faw'!$A$2:$A$26,1))),$C685*'Shultis Faw'!$F$2/'Shultis Faw'!$A$2)","v":14.27501},{"$f":"J685*(H685*'Externe blootstelling'!$D$23/2)^K685+L685*(TANH(((H685*'Externe blootstelling'!$D$23)/(2*M685))-2)-TANH(-2))/(1-TANH(-2))","v":1.7278475490314673},{"$f":"IF(N685=1,1+(I685-1)*H685*'Externe blootstelling'!$D$23/2,1+(I685-1)*(N685^(H685*'Externe blootstelling'!$D$23/2)-1)/(N685-1))","v":3.8814280761239299},{"$f":"G685*EXP(-H685*'Externe blootstelling'!$D$23/2)*O685","v":1.0608475352835935E-3}]
["211Pb","X-ray",1.2564550000000001E-2,2.010328E-15,4.9399999999999999E-3,{"$f":"_xlfn.IFNA(INDEX('hp (pSv cm2)'!$B$2:$B$52,MATCH($C686,'hp (pSv cm2)'!$A$2:$A$52,1))+($C686-INDEX('hp (pSv cm2)'!$A$2:$A$52,MATCH($C686,'hp (pSv cm2)'!$A$2:$A$52,1)))*(INDEX('hp (pSv cm2)'!$B$2:$B$52,MATCH($C686,'hp (pSv cm2)'!$A$2:$A$52,1)+1)-INDEX('hp (pSv cm2)'!$B$2:$B$52,MATCH($C686,'hp (pSv cm2)'!$A$2:$A$52,1)))/(INDEX('hp (pSv cm2)'!$A$2:$A$52,MATCH($C686,'hp (pSv cm2)'!$A$2:$A$52,1)+1)-INDEX('hp (pSv cm2)'!$A$2:$A$52,MATCH($C686,'hp (pSv cm2)'!$A$2:$A$52,1))),$C686*'hp (pSv cm2)'!$B$2/'hp (pSv cm2)'!$A$2)","v":0.11459735000000001},5.6611090900000004E-4,{"$f":"_xlfn.IFNA(0.997*(INDEX('Mass attenuation coefficients'!$B$2:$B$37,MATCH($C686,'Mass attenuation coefficients'!$A$2:$A$37,1))+($C686-INDEX('Mass attenuation coefficients'!$A$2:$A$37,MATCH($C686,'Mass attenuation coefficients'!$A$2:$A$37,1)))*(INDEX('Mass attenuation coefficients'!$B$2:$B$37,MATCH($C686,'Mass attenuation coefficients'!$A$2:$A$37,1)+1)-INDEX('Mass attenuation coefficients'!$B$2:$B$37,MATCH($C686,'Mass attenuation coefficients'!$A$2:$A$37,1)))/(INDEX('Mass attenuation coefficients'!$A$2:$A$37,MATCH($C686,'Mass attenuation coefficients'!$A$2:$A$37,1)+1)-INDEX('Mass attenuation coefficients'!$A$2:$A$37,MATCH($C686,'Mass attenuation coefficients'!$A$2:$A$37,1)))),0.997*$C686*'Mass attenuation coefficients'!$B$2/'Mass attenuation coefficients'!$A$2)","v":3.4434396368799991},{"$f":"_xlfn.IFNA(INDEX('Shultis Faw'!$C$2:$C$26,MATCH($C686,'Shultis Faw'!$A$2:$A$26,1))+($C686-INDEX('Shultis Faw'!$A$2:$A$26,MATCH($C686,'Shultis Faw'!$A$2:$A$26,1)))*(INDEX('Shultis Faw'!$C$2:$C$26,MATCH($C686,'Shultis Faw'!$A$2:$A$26,1)+1)-INDEX('Shultis Faw'!$C$2:$C$26,MATCH($C686,'Shultis Faw'!$A$2:$A$26,1)))/(INDEX('Shultis Faw'!$A$2:$A$26,MATCH($C686,'Shultis Faw'!$A$2:$A$26,1)+1)-INDEX('Shultis Faw'!$A$2:$A$26,MATCH($C686,'Shultis Faw'!$A$2:$A$26,1))),$C686*'Shultis Faw'!$C$2/'Shultis Faw'!$A$2)","v":0.99008654000000007},{"$f":"_xlfn.IFNA(INDEX('Shultis Faw'!$D$2:$D$26,MATCH($C686,'Shultis Faw'!$A$2:$A$26,1))+($C686-INDEX('Shultis Faw'!$A$2:$A$26,MATCH($C686,'Shultis Faw'!$A$2:$A$26,1)))*(INDEX('Shultis Faw'!$D$2:$D$26,MATCH($C686,'Shultis Faw'!$A$2:$A$26,1)+1)-INDEX('Shultis Faw'!$D$2:$D$26,MATCH($C686,'Shultis Faw'!$A$2:$A$26,1)))/(INDEX('Shultis Faw'!$A$2:$A$26,MATCH($C686,'Shultis Faw'!$A$2:$A$26,1)+1)-INDEX('Shultis Faw'!$A$2:$A$26,MATCH($C686,'Shultis Faw'!$A$2:$A$26,1))),$C686*'Shultis Faw'!$D$2/'Shultis Faw'!$A$2)","v":0.38782577666666673},{"$f":"_xlfn.IFNA(INDEX('Shultis Faw'!$B$2:$B$26,MATCH($C686,'Shultis Faw'!$A$2:$A$26,1))+($C686-INDEX('Shultis Faw'!$A$2:$A$26,MATCH($C686,'Shultis Faw'!$A$2:$A$26,1)))*(INDEX('Shultis Faw'!$B$2:$B$26,MATCH($C686,'Shultis Faw'!$A$2:$A$26,1)+1)-INDEX('Shultis Faw'!$B$2:$B$26,MATCH($C686,'Shultis Faw'!$A$2:$A$26,1)))/(INDEX('Shultis Faw'!$A$2:$A$26,MATCH($C686,'Shultis Faw'!$A$2:$A$26,1)+1)-INDEX('Shultis Faw'!$A$2:$A$26,MATCH($C686,'Shultis Faw'!$A$2:$A$26,1))),$C686*'Shultis Faw'!$B$2/'Shultis Faw'!$A$2)","v":0.14407350666666668},{"$f":"_xlfn.IFNA(INDEX('Shultis Faw'!$E$2:$E$26,MATCH($C686,'Shultis Faw'!$A$2:$A$26,1))+($C686-INDEX('Shultis Faw'!$A$2:$A$26,MATCH($C686,'Shultis Faw'!$A$2:$A$26,1)))*(INDEX('Shultis Faw'!$E$2:$E$26,MATCH($C686,'Shultis Faw'!$A$2:$A$26,1)+1)-INDEX('Shultis Faw'!$E$2:$E$26,MATCH($C686,'Shultis Faw'!$A$2:$A$26,1)))/(INDEX('Shultis Faw'!$A$2:$A$26,MATCH($C686,'Shultis Faw'!$A$2:$A$26,1)+1)-INDEX('Shultis Faw'!$A$2:$A$26,MATCH($C686,'Shultis Faw'!$A$2:$A$26,1))),$C686*'Shultis Faw'!$E$2/'Shultis Faw'!$A$2)","v":-7.605740933333334E-2},{"$f":"_xlfn.IFNA(INDEX('Shultis Faw'!$F$2:$F$26,MATCH($C686,'Shultis Faw'!$A$2:$A$26,1))+($C686-INDEX('Shultis Faw'!$A$2:$A$26,MATCH($C686,'Shultis Faw'!$A$2:$A$26,1)))*(INDEX('Shultis Faw'!$F$2:$F$26,MATCH($C686,'Shultis Faw'!$A$2:$A$26,1)+1)-INDEX('Shultis Faw'!$F$2:$F$26,MATCH($C686,'Shultis Faw'!$A$2:$A$26,1)))/(INDEX('Shultis Faw'!$A$2:$A$26,MATCH($C686,'Shultis Faw'!$A$2:$A$26,1)+1)-INDEX('Shultis Faw'!$A$2:$A$26,MATCH($C686,'Shultis Faw'!$A$2:$A$26,1))),$C686*'Shultis Faw'!$F$2/'Shultis Faw'!$A$2)","v":11.919569766666667},{"$f":"J686*(H686*'Externe blootstelling'!$D$23/2)^K686+L686*(TANH(((H686*'Externe blootstelling'!$D$23)/(2*M686))-2)-TANH(-2))/(1-TANH(-2))","v":0.60927948108347751},{"$f":"IF(N686=1,1+(I686-1)*H686*'Externe blootstelling'!$D$23/2,1+(I686-1)*(N686^(H686*'Externe blootstelling'!$D$23/2)-1)/(N686-1))","v":0.9746277466373815},{"$f":"G686*EXP(-H686*'Externe blootstelling'!$D$23/2)*O686","v":2.0405056377309585E-26}]
[null," g ",6.5304000000000001E-2,{"$f":"C687*1000000*1.6E-19","v":1.0448639999999999E-14},7.6999999999999996E-4,{"$f":"_xlfn.IFNA(INDEX('hp (pSv cm2)'!$B$2:$B$52,MATCH($C687,'hp (pSv cm2)'!$A$2:$A$52,1))+($C687-INDEX('hp (pSv cm2)'!$A$2:$A$52,MATCH($C687,'hp (pSv cm2)'!$A$2:$A$52,1)))*(INDEX('hp (pSv cm2)'!$B$2:$B$52,MATCH($C687,'hp (pSv cm2)'!$A$2:$A$52,1)+1)-INDEX('hp (pSv cm2)'!$B$2:$B$52,MATCH($C687,'hp (pSv cm2)'!$A$2:$A$52,1)))/(INDEX('hp (pSv cm2)'!$A$2:$A$52,MATCH($C687,'hp (pSv cm2)'!$A$2:$A$52,1)+1)-INDEX('hp (pSv cm2)'!$A$2:$A$52,MATCH($C687,'hp (pSv cm2)'!$A$2:$A$52,1))),$C687*'hp (pSv cm2)'!$B$2/'hp (pSv cm2)'!$A$2)","v":0.40066879999999999},{"$f":"F687*E687","v":3.0851497599999997E-4},{"$f":"_xlfn.IFNA(0.997*(INDEX('Mass attenuation coefficients'!$B$2:$B$37,MATCH($C687,'Mass attenuation coefficients'!$A$2:$A$37,1))+($C687-INDEX('Mass attenuation coefficients'!$A$2:$A$37,MATCH($C687,'Mass attenuation coefficients'!$A$2:$A$37,1)))*(INDEX('Mass attenuation coefficients'!$B$2:$B$37,MATCH($C687,'Mass attenuation coefficients'!$A$2:$A$37,1)+1)-INDEX('Mass attenuation coefficients'!$B$2:$B$37,MATCH($C687,'Mass attenuation coefficients'!$A$2:$A$37,1)))/(INDEX('Mass attenuation coefficients'!$A$2:$A$37,MATCH($C687,'Mass attenuation coefficients'!$A$2:$A$37,1)+1)-INDEX('Mass attenuation coefficients'!$A$2:$A$37,MATCH($C687,'Mass attenuation coefficients'!$A$2:$A$37,1)))),0.997*$C687*'Mass attenuation coefficients'!$B$2/'Mass attenuation coefficients'!$A$2)","v":0.19941252232000001},{"$f":"_xlfn.IFNA(INDEX('Shultis Faw'!$C$2:$C$26,MATCH($C687,'Shultis Faw'!$A$2:$A$26,1))+($C687-INDEX('Shultis Faw'!$A$2:$A$26,MATCH($C687,'Shultis Faw'!$A$2:$A$26,1)))*(INDEX('Shultis Faw'!$C$2:$C$26,MATCH($C687,'Shultis Faw'!$A$2:$A$26,1)+1)-INDEX('Shultis Faw'!$C$2:$C$26,MATCH($C687,'Shultis Faw'!$A$2:$A$26,1)))/(INDEX('Shultis Faw'!$A$2:$A$26,MATCH($C687,'Shultis Faw'!$A$2:$A$26,1)+1)-INDEX('Shultis Faw'!$A$2:$A$26,MATCH($C687,'Shultis Faw'!$A$2:$A$26,1))),$C687*'Shultis Faw'!$C$2/'Shultis Faw'!$A$2)","v":5.0031552000000001},{"$f":"_xlfn.IFNA(INDEX('Shultis Faw'!$D$2:$D$26,MATCH($C687,'Shultis Faw'!$A$2:$A$26,1))+($C687-INDEX('Shultis Faw'!$A$2:$A$26,MATCH($C687,'Shultis Faw'!$A$2:$A$26,1)))*(INDEX('Shultis Faw'!$D$2:$D$26,MATCH($C687,'Shultis Faw'!$A$2:$A$26,1)+1)-INDEX('Shultis Faw'!$D$2:$D$26,MATCH($C687,'Shultis Faw'!$A$2:$A$26,1)))/(INDEX('Shultis Faw'!$A$2:$A$26,MATCH($C687,'Shultis Faw'!$A$2:$A$26,1)+1)-INDEX('Shultis Faw'!$A$2:$A$26,MATCH($C687,'Shultis Faw'!$A$2:$A$26,1))),$C687*'Shultis Faw'!$D$2/'Shultis Faw'!$A$2)","v":1.8172508000000001},{"$f":"_xlfn.IFNA(INDEX('Shultis Faw'!$B$2:$B$26,MATCH($C687,'Shultis Faw'!$A$2:$A$26,1))+($C687-INDEX('Shultis Faw'!$A$2:$A$26,MATCH($C687,'Shultis Faw'!$A$2:$A$26,1)))*(INDEX('Shultis Faw'!$B$2:$B$26,MATCH($C687,'Shultis Faw'!$A$2:$A$26,1)+1)-INDEX('Shultis Faw'!$B$2:$B$26,MATCH($C687,'Shultis Faw'!$A$2:$A$26,1)))/(INDEX('Shultis Faw'!$A$2:$A$26,MATCH($C687,'Shultis Faw'!$A$2:$A$26,1)+1)-INDEX('Shultis Faw'!$A$2:$A$26,MATCH($C687,'Shultis Faw'!$A$2:$A$26,1))),$C687*'Shultis Faw'!$B$2/'Shultis Faw'!$A$2)","v":-0.13713840000000002},{"$f":"_xlfn.IFNA(INDEX('Shultis Faw'!$E$2:$E$26,MATCH($C687,'Shultis Faw'!$A$2:$A$26,1))+($C687-INDEX('Shultis Faw'!$A$2:$A$26,MATCH($C687,'Shultis Faw'!$A$2:$A$26,1)))*(INDEX('Shultis Faw'!$E$2:$E$26,MATCH($C687,'Shultis Faw'!$A$2:$A$26,1)+1)-INDEX('Shultis Faw'!$E$2:$E$26,MATCH($C687,'Shultis Faw'!$A$2:$A$26,1)))/(INDEX('Shultis Faw'!$A$2:$A$26,MATCH($C687,'Shultis Faw'!$A$2:$A$26,1)+1)-INDEX('Shultis Faw'!$A$2:$A$26,MATCH($C687,'Shultis Faw'!$A$2:$A$26,1))),$C687*'Shultis Faw'!$E$2/'Shultis Faw'!$A$2)","v":6.1642679999999998E-2},{"$f":"_xlfn.IFNA(INDEX('Shultis Faw'!$F$2:$F$26,MATCH($C687,'Shultis Faw'!$A$2:$A$26,1))+($C687-INDEX('Shultis Faw'!$A$2:$A$26,MATCH($C687,'Shultis Faw'!$A$2:$A$26,1)))*(INDEX('Shultis Faw'!$F$2:$F$26,MATCH($C687,'Shultis Faw'!$A$2:$A$26,1)+1)-INDEX('Shultis Faw'!$F$2:$F$26,MATCH($C687,'Shultis Faw'!$A$2:$A$26,1)))/(INDEX('Shultis Faw'!$A$2:$A$26,MATCH($C687,'Shultis Faw'!$A$2:$A$26,1)+1)-INDEX('Shultis Faw'!$A$2:$A$26,MATCH($C687,'Shultis Faw'!$A$2:$A$26,1))),$C687*'Shultis Faw'!$F$2/'Shultis Faw'!$A$2)","v":13.647956000000001},{"$f":"J687*(H687*'Externe blootstelling'!$D$23/2)^K687+L687*(TANH(((H687*'Externe blootstelling'!$D$23)/(2*M687))-2)-TANH(-2))/(1-TANH(-2))","v":1.5643219263470303},{"$f":"IF(N687=1,1+(I687-1)*H687*'Externe blootstelling'!$D$23/2,1+(I687-1)*(N687^(H687*'Externe blootstelling'!$D$23/2)-1)/(N687-1))","v":20.954649078679292},{"$f":"G687*EXP(-H687*'Externe blootstelling'!$D$23/2)*O687","v":3.2471344533954038E-4}]
[null,"X-ray",7.4815700000000013E-2,1.1970512000000001E-14,2.2799999999999999E-3,{"$f":"_xlfn.IFNA(INDEX('hp (pSv cm2)'!$B$2:$B$52,MATCH($C688,'hp (pSv cm2)'!$A$2:$A$52,1))+($C688-INDEX('hp (pSv cm2)'!$A$2:$A$52,MATCH($C688,'hp (pSv cm2)'!$A$2:$A$52,1)))*(INDEX('hp (pSv cm2)'!$B$2:$B$52,MATCH($C688,'hp (pSv cm2)'!$A$2:$A$52,1)+1)-INDEX('hp (pSv cm2)'!$B$2:$B$52,MATCH($C688,'hp (pSv cm2)'!$A$2:$A$52,1)))/(INDEX('hp (pSv cm2)'!$A$2:$A$52,MATCH($C688,'hp (pSv cm2)'!$A$2:$A$52,1)+1)-INDEX('hp (pSv cm2)'!$A$2:$A$52,MATCH($C688,'hp (pSv cm2)'!$A$2:$A$52,1))),$C688*'hp (pSv cm2)'!$B$2/'hp (pSv cm2)'!$A$2)","v":0.42641024},9.7221534719999999E-4,{"$f":"_xlfn.IFNA(0.997*(INDEX('Mass attenuation coefficients'!$B$2:$B$37,MATCH($C688,'Mass attenuation coefficients'!$A$2:$A$37,1))+($C688-INDEX('Mass attenuation coefficients'!$A$2:$A$37,MATCH($C688,'Mass attenuation coefficients'!$A$2:$A$37,1)))*(INDEX('Mass attenuation coefficients'!$B$2:$B$37,MATCH($C688,'Mass attenuation coefficients'!$A$2:$A$37,1)+1)-INDEX('Mass attenuation coefficients'!$B$2:$B$37,MATCH($C688,'Mass attenuation coefficients'!$A$2:$A$37,1)))/(INDEX('Mass attenuation coefficients'!$A$2:$A$37,MATCH($C688,'Mass attenuation coefficients'!$A$2:$A$37,1)+1)-INDEX('Mass attenuation coefficients'!$A$2:$A$37,MATCH($C688,'Mass attenuation coefficients'!$A$2:$A$37,1)))),0.997*$C688*'Mass attenuation coefficients'!$B$2/'Mass attenuation coefficients'!$A$2)","v":0.188886209281},{"$f":"_xlfn.IFNA(INDEX('Shultis Faw'!$C$2:$C$26,MATCH($C688,'Shultis Faw'!$A$2:$A$26,1))+($C688-INDEX('Shultis Faw'!$A$2:$A$26,MATCH($C688,'Shultis Faw'!$A$2:$A$26,1)))*(INDEX('Shultis Faw'!$C$2:$C$26,MATCH($C688,'Shultis Faw'!$A$2:$A$26,1)+1)-INDEX('Shultis Faw'!$C$2:$C$26,MATCH($C688,'Shultis Faw'!$A$2:$A$26,1)))/(INDEX('Shultis Faw'!$A$2:$A$26,MATCH($C688,'Shultis Faw'!$A$2:$A$26,1)+1)-INDEX('Shultis Faw'!$A$2:$A$26,MATCH($C688,'Shultis Faw'!$A$2:$A$26,1))),$C688*'Shultis Faw'!$C$2/'Shultis Faw'!$A$2)","v":5.0392996600000002},{"$f":"_xlfn.IFNA(INDEX('Shultis Faw'!$D$2:$D$26,MATCH($C688,'Shultis Faw'!$A$2:$A$26,1))+($C688-INDEX('Shultis Faw'!$A$2:$A$26,MATCH($C688,'Shultis Faw'!$A$2:$A$26,1)))*(INDEX('Shultis Faw'!$D$2:$D$26,MATCH($C688,'Shultis Faw'!$A$2:$A$26,1)+1)-INDEX('Shultis Faw'!$D$2:$D$26,MATCH($C688,'Shultis Faw'!$A$2:$A$26,1)))/(INDEX('Shultis Faw'!$A$2:$A$26,MATCH($C688,'Shultis Faw'!$A$2:$A$26,1)+1)-INDEX('Shultis Faw'!$A$2:$A$26,MATCH($C688,'Shultis Faw'!$A$2:$A$26,1))),$C688*'Shultis Faw'!$D$2/'Shultis Faw'!$A$2)","v":1.9737182650000002},{"$f":"_xlfn.IFNA(INDEX('Shultis Faw'!$B$2:$B$26,MATCH($C688,'Shultis Faw'!$A$2:$A$26,1))+($C688-INDEX('Shultis Faw'!$A$2:$A$26,MATCH($C688,'Shultis Faw'!$A$2:$A$26,1)))*(INDEX('Shultis Faw'!$B$2:$B$26,MATCH($C688,'Shultis Faw'!$A$2:$A$26,1)+1)-INDEX('Shultis Faw'!$B$2:$B$26,MATCH($C688,'Shultis Faw'!$A$2:$A$26,1)))/(INDEX('Shultis Faw'!$A$2:$A$26,MATCH($C688,'Shultis Faw'!$A$2:$A$26,1)+1)-INDEX('Shultis Faw'!$A$2:$A$26,MATCH($C688,'Shultis Faw'!$A$2:$A$26,1))),$C688*'Shultis Faw'!$B$2/'Shultis Faw'!$A$2)","v":-0.15711297000000005},{"$f":"_xlfn.IFNA(INDEX('Shultis Faw'!$E$2:$E$26,MATCH($C688,'Shultis Faw'!$A$2:$A$26,1))+($C688-INDEX('Shultis Faw'!$A$2:$A$26,MATCH($C688,'Shultis Faw'!$A$2:$A$26,1)))*(INDEX('Shultis Faw'!$E$2:$E$26,MATCH($C688,'Shultis Faw'!$A$2:$A$26,1)+1)-INDEX('Shultis Faw'!$E$2:$E$26,MATCH($C688,'Shultis Faw'!$A$2:$A$26,1)))/(INDEX('Shultis Faw'!$A$2:$A$26,MATCH($C688,'Shultis Faw'!$A$2:$A$26,1)+1)-INDEX('Shultis Faw'!$A$2:$A$26,MATCH($C688,'Shultis Faw'!$A$2:$A$26,1))),$C688*'Shultis Faw'!$E$2/'Shultis Faw'!$A$2)","v":7.1582406500000015E-2},{"$f":"_xlfn.IFNA(INDEX('Shultis Faw'!$F$2:$F$26,MATCH($C688,'Shultis Faw'!$A$2:$A$26,1))+($C688-INDEX('Shultis Faw'!$A$2:$A$26,MATCH($C688,'Shultis Faw'!$A$2:$A$26,1)))*(INDEX('Shultis Faw'!$F$2:$F$26,MATCH($C688,'Shultis Faw'!$A$2:$A$26,1)+1)-INDEX('Shultis Faw'!$F$2:$F$26,MATCH($C688,'Shultis Faw'!$A$2:$A$26,1)))/(INDEX('Shultis Faw'!$A$2:$A$26,MATCH($C688,'Shultis Faw'!$A$2:$A$26,1)+1)-INDEX('Shultis Faw'!$A$2:$A$26,MATCH($C688,'Shultis Faw'!$A$2:$A$26,1))),$C688*'Shultis Faw'!$F$2/'Shultis Faw'!$A$2)","v":13.66222355},{"$f":"J688*(H688*'Externe blootstelling'!$D$23/2)^K688+L688*(TANH(((H688*'Externe blootstelling'!$D$23)/(2*M688))-2)-TANH(-2))/(1-TANH(-2))","v":1.6764638743363578},{"$f":"IF(N688=1,1+(I688-1)*H688*'Externe blootstelling'!$D$23/2,1+(I688-1)*(N688^(H688*'Externe blootstelling'!$D$23/2)-1)/(N688-1))","v":20.841655212734207},{"$f":"G688*EXP(-H688*'Externe blootstelling'!$D$23/2)*O688","v":1.191821192224953E-3}]
[null,"X-ray",7.7108800000000005E-2,1.2337407999999999E-14,3.81E-3,{"$f":"_xlfn.IFNA(INDEX('hp (pSv cm2)'!$B$2:$B$52,MATCH($C689,'hp (pSv cm2)'!$A$2:$A$52,1))+($C689-INDEX('hp (pSv cm2)'!$A$2:$A$52,MATCH($C689,'hp (pSv cm2)'!$A$2:$A$52,1)))*(INDEX('hp (pSv cm2)'!$B$2:$B$52,MATCH($C689,'hp (pSv cm2)'!$A$2:$A$52,1)+1)-INDEX('hp (pSv cm2)'!$B$2:$B$52,MATCH($C689,'hp (pSv cm2)'!$A$2:$A$52,1)))/(INDEX('hp (pSv cm2)'!$A$2:$A$52,MATCH($C689,'hp (pSv cm2)'!$A$2:$A$52,1)+1)-INDEX('hp (pSv cm2)'!$A$2:$A$52,MATCH($C689,'hp (pSv cm2)'!$A$2:$A$52,1))),$C689*'hp (pSv cm2)'!$B$2/'hp (pSv cm2)'!$A$2)","v":0.43374815999999999},1.6525804895999999E-3,{"$f":"_xlfn.IFNA(0.997*(INDEX('Mass attenuation coefficients'!$B$2:$B$37,MATCH($C689,'Mass attenuation coefficients'!$A$2:$A$37,1))+($C689-INDEX('Mass attenuation coefficients'!$A$2:$A$37,MATCH($C689,'Mass attenuation coefficients'!$A$2:$A$37,1)))*(INDEX('Mass attenuation coefficients'!$B$2:$B$37,MATCH($C689,'Mass attenuation coefficients'!$A$2:$A$37,1)+1)-INDEX('Mass attenuation coefficients'!$B$2:$B$37,MATCH($C689,'Mass attenuation coefficients'!$A$2:$A$37,1)))/(INDEX('Mass attenuation coefficients'!$A$2:$A$37,MATCH($C689,'Mass attenuation coefficients'!$A$2:$A$37,1)+1)-INDEX('Mass attenuation coefficients'!$A$2:$A$37,MATCH($C689,'Mass attenuation coefficients'!$A$2:$A$37,1)))),0.997*$C689*'Mass attenuation coefficients'!$B$2/'Mass attenuation coefficients'!$A$2)","v":0.18634850430400002},{"$f":"_xlfn.IFNA(INDEX('Shultis Faw'!$C$2:$C$26,MATCH($C689,'Shultis Faw'!$A$2:$A$26,1))+($C689-INDEX('Shultis Faw'!$A$2:$A$26,MATCH($C689,'Shultis Faw'!$A$2:$A$26,1)))*(INDEX('Shultis Faw'!$C$2:$C$26,MATCH($C689,'Shultis Faw'!$A$2:$A$26,1)+1)-INDEX('Shultis Faw'!$C$2:$C$26,MATCH($C689,'Shultis Faw'!$A$2:$A$26,1)))/(INDEX('Shultis Faw'!$A$2:$A$26,MATCH($C689,'Shultis Faw'!$A$2:$A$26,1)+1)-INDEX('Shultis Faw'!$A$2:$A$26,MATCH($C689,'Shultis Faw'!$A$2:$A$26,1))),$C689*'Shultis Faw'!$C$2/'Shultis Faw'!$A$2)","v":5.0480134400000001},{"$f":"_xlfn.IFNA(INDEX('Shultis Faw'!$D$2:$D$26,MATCH($C689,'Shultis Faw'!$A$2:$A$26,1))+($C689-INDEX('Shultis Faw'!$A$2:$A$26,MATCH($C689,'Shultis Faw'!$A$2:$A$26,1)))*(INDEX('Shultis Faw'!$D$2:$D$26,MATCH($C689,'Shultis Faw'!$A$2:$A$26,1)+1)-INDEX('Shultis Faw'!$D$2:$D$26,MATCH($C689,'Shultis Faw'!$A$2:$A$26,1)))/(INDEX('Shultis Faw'!$A$2:$A$26,MATCH($C689,'Shultis Faw'!$A$2:$A$26,1)+1)-INDEX('Shultis Faw'!$A$2:$A$26,MATCH($C689,'Shultis Faw'!$A$2:$A$26,1))),$C689*'Shultis Faw'!$D$2/'Shultis Faw'!$A$2)","v":2.01143976},{"$f":"_xlfn.IFNA(INDEX('Shultis Faw'!$B$2:$B$26,MATCH($C689,'Shultis Faw'!$A$2:$A$26,1))+($C689-INDEX('Shultis Faw'!$A$2:$A$26,MATCH($C689,'Shultis Faw'!$A$2:$A$26,1)))*(INDEX('Shultis Faw'!$B$2:$B$26,MATCH($C689,'Shultis Faw'!$A$2:$A$26,1)+1)-INDEX('Shultis Faw'!$B$2:$B$26,MATCH($C689,'Shultis Faw'!$A$2:$A$26,1)))/(INDEX('Shultis Faw'!$A$2:$A$26,MATCH($C689,'Shultis Faw'!$A$2:$A$26,1)+1)-INDEX('Shultis Faw'!$A$2:$A$26,MATCH($C689,'Shultis Faw'!$A$2:$A$26,1))),$C689*'Shultis Faw'!$B$2/'Shultis Faw'!$A$2)","v":-0.16192848000000001},{"$f":"_xlfn.IFNA(INDEX('Shultis Faw'!$E$2:$E$26,MATCH($C689,'Shultis Faw'!$A$2:$A$26,1))+($C689-INDEX('Shultis Faw'!$A$2:$A$26,MATCH($C689,'Shultis Faw'!$A$2:$A$26,1)))*(INDEX('Shultis Faw'!$E$2:$E$26,MATCH($C689,'Shultis Faw'!$A$2:$A$26,1)+1)-INDEX('Shultis Faw'!$E$2:$E$26,MATCH($C689,'Shultis Faw'!$A$2:$A$26,1)))/(INDEX('Shultis Faw'!$A$2:$A$26,MATCH($C689,'Shultis Faw'!$A$2:$A$26,1)+1)-INDEX('Shultis Faw'!$A$2:$A$26,MATCH($C689,'Shultis Faw'!$A$2:$A$26,1))),$C689*'Shultis Faw'!$E$2/'Shultis Faw'!$A$2)","v":7.397869600000001E-2},{"$f":"_xlfn.IFNA(INDEX('Shultis Faw'!$F$2:$F$26,MATCH($C689,'Shultis Faw'!$A$2:$A$26,1))+($C689-INDEX('Shultis Faw'!$A$2:$A$26,MATCH($C689,'Shultis Faw'!$A$2:$A$26,1)))*(INDEX('Shultis Faw'!$F$2:$F$26,MATCH($C689,'Shultis Faw'!$A$2:$A$26,1)+1)-INDEX('Shultis Faw'!$F$2:$F$26,MATCH($C689,'Shultis Faw'!$A$2:$A$26,1)))/(INDEX('Shultis Faw'!$A$2:$A$26,MATCH($C689,'Shultis Faw'!$A$2:$A$26,1)+1)-INDEX('Shultis Faw'!$A$2:$A$26,MATCH($C689,'Shultis Faw'!$A$2:$A$26,1))),$C689*'Shultis Faw'!$F$2/'Shultis Faw'!$A$2)","v":13.665663200000001},{"$f":"J689*(H689*'Externe blootstelling'!$D$23/2)^K689+L689*(TANH(((H689*'Externe blootstelling'!$D$23)/(2*M689))-2)-TANH(-2))/(1-TANH(-2))","v":1.703685025585868},{"$f":"IF(N689=1,1+(I689-1)*H689*'Externe blootstelling'!$D$23/2,1+(I689-1)*(N689^(H689*'Externe blootstelling'!$D$23/2)-1)/(N689-1))","v":20.753821087653634},{"$f":"G689*EXP(-H689*'Externe blootstelling'!$D$23/2)*O689","v":2.0956018959900763E-3}]
[null,"X-ray",8.7346999999999994E-2,1.397552E-14,1.2999999999999999E-3,{"$f":"_xlfn.IFNA(INDEX('hp (pSv cm2)'!$B$2:$B$52,MATCH($C690,'hp (pSv cm2)'!$A$2:$A$52,1))+($C690-INDEX('hp (pSv cm2)'!$A$2:$A$52,MATCH($C690,'hp (pSv cm2)'!$A$2:$A$52,1)))*(INDEX('hp (pSv cm2)'!$B$2:$B$52,MATCH($C690,'hp (pSv cm2)'!$A$2:$A$52,1)+1)-INDEX('hp (pSv cm2)'!$B$2:$B$52,MATCH($C690,'hp (pSv cm2)'!$A$2:$A$52,1)))/(INDEX('hp (pSv cm2)'!$A$2:$A$52,MATCH($C690,'hp (pSv cm2)'!$A$2:$A$52,1)+1)-INDEX('hp (pSv cm2)'!$A$2:$A$52,MATCH($C690,'hp (pSv cm2)'!$A$2:$A$52,1))),$C690*'hp (pSv cm2)'!$B$2/'hp (pSv cm2)'!$A$2)","v":0.47055124999999998},6.1171662499999999E-4,{"$f":"_xlfn.IFNA(0.997*(INDEX('Mass attenuation coefficients'!$B$2:$B$37,MATCH($C690,'Mass attenuation coefficients'!$A$2:$A$37,1))+($C690-INDEX('Mass attenuation coefficients'!$A$2:$A$37,MATCH($C690,'Mass attenuation coefficients'!$A$2:$A$37,1)))*(INDEX('Mass attenuation coefficients'!$B$2:$B$37,MATCH($C690,'Mass attenuation coefficients'!$A$2:$A$37,1)+1)-INDEX('Mass attenuation coefficients'!$B$2:$B$37,MATCH($C690,'Mass attenuation coefficients'!$A$2:$A$37,1)))/(INDEX('Mass attenuation coefficients'!$A$2:$A$37,MATCH($C690,'Mass attenuation coefficients'!$A$2:$A$37,1)+1)-INDEX('Mass attenuation coefficients'!$A$2:$A$37,MATCH($C690,'Mass attenuation coefficients'!$A$2:$A$37,1)))),0.997*$C690*'Mass attenuation coefficients'!$B$2/'Mass attenuation coefficients'!$A$2)","v":0.17838767665000002},{"$f":"_xlfn.IFNA(INDEX('Shultis Faw'!$C$2:$C$26,MATCH($C690,'Shultis Faw'!$A$2:$A$26,1))+($C690-INDEX('Shultis Faw'!$A$2:$A$26,MATCH($C690,'Shultis Faw'!$A$2:$A$26,1)))*(INDEX('Shultis Faw'!$C$2:$C$26,MATCH($C690,'Shultis Faw'!$A$2:$A$26,1)+1)-INDEX('Shultis Faw'!$C$2:$C$26,MATCH($C690,'Shultis Faw'!$A$2:$A$26,1)))/(INDEX('Shultis Faw'!$A$2:$A$26,MATCH($C690,'Shultis Faw'!$A$2:$A$26,1)+1)-INDEX('Shultis Faw'!$A$2:$A$26,MATCH($C690,'Shultis Faw'!$A$2:$A$26,1))),$C690*'Shultis Faw'!$C$2/'Shultis Faw'!$A$2)","v":4.9135294000000007},{"$f":"_xlfn.IFNA(INDEX('Shultis Faw'!$D$2:$D$26,MATCH($C690,'Shultis Faw'!$A$2:$A$26,1))+($C690-INDEX('Shultis Faw'!$A$2:$A$26,MATCH($C690,'Shultis Faw'!$A$2:$A$26,1)))*(INDEX('Shultis Faw'!$D$2:$D$26,MATCH($C690,'Shultis Faw'!$A$2:$A$26,1)+1)-INDEX('Shultis Faw'!$D$2:$D$26,MATCH($C690,'Shultis Faw'!$A$2:$A$26,1)))/(INDEX('Shultis Faw'!$A$2:$A$26,MATCH($C690,'Shultis Faw'!$A$2:$A$26,1)+1)-INDEX('Shultis Faw'!$A$2:$A$26,MATCH($C690,'Shultis Faw'!$A$2:$A$26,1))),$C690*'Shultis Faw'!$D$2/'Shultis Faw'!$A$2)","v":2.1185106999999999},{"$f":"_xlfn.IFNA(INDEX('Shultis Faw'!$B$2:$B$26,MATCH($C690,'Shultis Faw'!$A$2:$A$26,1))+($C690-INDEX('Shultis Faw'!$A$2:$A$26,MATCH($C690,'Shultis Faw'!$A$2:$A$26,1)))*(INDEX('Shultis Faw'!$B$2:$B$26,MATCH($C690,'Shultis Faw'!$A$2:$A$26,1)+1)-INDEX('Shultis Faw'!$B$2:$B$26,MATCH($C690,'Shultis Faw'!$A$2:$A$26,1)))/(INDEX('Shultis Faw'!$A$2:$A$26,MATCH($C690,'Shultis Faw'!$A$2:$A$26,1)+1)-INDEX('Shultis Faw'!$A$2:$A$26,MATCH($C690,'Shultis Faw'!$A$2:$A$26,1))),$C690*'Shultis Faw'!$B$2/'Shultis Faw'!$A$2)","v":-0.1746123},{"$f":"_xlfn.IFNA(INDEX('Shultis Faw'!$E$2:$E$26,MATCH($C690,'Shultis Faw'!$A$2:$A$26,1))+($C690-INDEX('Shultis Faw'!$A$2:$A$26,MATCH($C690,'Shultis Faw'!$A$2:$A$26,1)))*(INDEX('Shultis Faw'!$E$2:$E$26,MATCH($C690,'Shultis Faw'!$A$2:$A$26,1)+1)-INDEX('Shultis Faw'!$E$2:$E$26,MATCH($C690,'Shultis Faw'!$A$2:$A$26,1)))/(INDEX('Shultis Faw'!$A$2:$A$26,MATCH($C690,'Shultis Faw'!$A$2:$A$26,1)+1)-INDEX('Shultis Faw'!$A$2:$A$26,MATCH($C690,'Shultis Faw'!$A$2:$A$26,1))),$C690*'Shultis Faw'!$E$2/'Shultis Faw'!$A$2)","v":7.9057160000000001E-2},{"$f":"_xlfn.IFNA(INDEX('Shultis Faw'!$F$2:$F$26,MATCH($C690,'Shultis Faw'!$A$2:$A$26,1))+($C690-INDEX('Shultis Faw'!$A$2:$A$26,MATCH($C690,'Shultis Faw'!$A$2:$A$26,1)))*(INDEX('Shultis Faw'!$F$2:$F$26,MATCH($C690,'Shultis Faw'!$A$2:$A$26,1)+1)-INDEX('Shultis Faw'!$F$2:$F$26,MATCH($C690,'Shultis Faw'!$A$2:$A$26,1)))/(INDEX('Shultis Faw'!$A$2:$A$26,MATCH($C690,'Shultis Faw'!$A$2:$A$26,1)+1)-INDEX('Shultis Faw'!$A$2:$A$26,MATCH($C690,'Shultis Faw'!$A$2:$A$26,1))),$C690*'Shultis Faw'!$F$2/'Shultis Faw'!$A$2)","v":13.545101000000001},{"$f":"J690*(H690*'Externe blootstelling'!$D$23/2)^K690+L690*(TANH(((H690*'Externe blootstelling'!$D$23)/(2*M690))-2)-TANH(-2))/(1-TANH(-2))","v":1.7846695337440068},{"$f":"IF(N690=1,1+(I690-1)*H690*'Externe blootstelling'!$D$23/2,1+(I690-1)*(N690^(H690*'Externe blootstelling'!$D$23/2)-1)/(N690-1))","v":19.509057705095799},{"$f":"G690*EXP(-H690*'Externe blootstelling'!$D$23/2)*O690","v":8.2166506614140601E-4}]
[null,"X-ray",9.0075699999999995E-2,1.4412112E-14,3.9899999999999999E-4,{"$f":"_xlfn.IFNA(INDEX('hp (pSv cm2)'!$B$2:$B$52,MATCH($C691,'hp (pSv cm2)'!$A$2:$A$52,1))+($C691-INDEX('hp (pSv cm2)'!$A$2:$A$52,MATCH($C691,'hp (pSv cm2)'!$A$2:$A$52,1)))*(INDEX('hp (pSv cm2)'!$B$2:$B$52,MATCH($C691,'hp (pSv cm2)'!$A$2:$A$52,1)+1)-INDEX('hp (pSv cm2)'!$B$2:$B$52,MATCH($C691,'hp (pSv cm2)'!$A$2:$A$52,1)))/(INDEX('hp (pSv cm2)'!$A$2:$A$52,MATCH($C691,'hp (pSv cm2)'!$A$2:$A$52,1)+1)-INDEX('hp (pSv cm2)'!$A$2:$A$52,MATCH($C691,'hp (pSv cm2)'!$A$2:$A$52,1))),$C691*'hp (pSv cm2)'!$B$2/'hp (pSv cm2)'!$A$2)","v":0.48078387499999997},1.9183276612499999E-4,{"$f":"_xlfn.IFNA(0.997*(INDEX('Mass attenuation coefficients'!$B$2:$B$37,MATCH($C691,'Mass attenuation coefficients'!$A$2:$A$37,1))+($C691-INDEX('Mass attenuation coefficients'!$A$2:$A$37,MATCH($C691,'Mass attenuation coefficients'!$A$2:$A$37,1)))*(INDEX('Mass attenuation coefficients'!$B$2:$B$37,MATCH($C691,'Mass attenuation coefficients'!$A$2:$A$37,1)+1)-INDEX('Mass attenuation coefficients'!$B$2:$B$37,MATCH($C691,'Mass attenuation coefficients'!$A$2:$A$37,1)))/(INDEX('Mass attenuation coefficients'!$A$2:$A$37,MATCH($C691,'Mass attenuation coefficients'!$A$2:$A$37,1)+1)-INDEX('Mass attenuation coefficients'!$A$2:$A$37,MATCH($C691,'Mass attenuation coefficients'!$A$2:$A$37,1)))),0.997*$C691*'Mass attenuation coefficients'!$B$2/'Mass attenuation coefficients'!$A$2)","v":0.17661934261500001},{"$f":"_xlfn.IFNA(INDEX('Shultis Faw'!$C$2:$C$26,MATCH($C691,'Shultis Faw'!$A$2:$A$26,1))+($C691-INDEX('Shultis Faw'!$A$2:$A$26,MATCH($C691,'Shultis Faw'!$A$2:$A$26,1)))*(INDEX('Shultis Faw'!$C$2:$C$26,MATCH($C691,'Shultis Faw'!$A$2:$A$26,1)+1)-INDEX('Shultis Faw'!$C$2:$C$26,MATCH($C691,'Shultis Faw'!$A$2:$A$26,1)))/(INDEX('Shultis Faw'!$A$2:$A$26,MATCH($C691,'Shultis Faw'!$A$2:$A$26,1)+1)-INDEX('Shultis Faw'!$A$2:$A$26,MATCH($C691,'Shultis Faw'!$A$2:$A$26,1))),$C691*'Shultis Faw'!$C$2/'Shultis Faw'!$A$2)","v":4.8595011400000008},{"$f":"_xlfn.IFNA(INDEX('Shultis Faw'!$D$2:$D$26,MATCH($C691,'Shultis Faw'!$A$2:$A$26,1))+($C691-INDEX('Shultis Faw'!$A$2:$A$26,MATCH($C691,'Shultis Faw'!$A$2:$A$26,1)))*(INDEX('Shultis Faw'!$D$2:$D$26,MATCH($C691,'Shultis Faw'!$A$2:$A$26,1)+1)-INDEX('Shultis Faw'!$D$2:$D$26,MATCH($C691,'Shultis Faw'!$A$2:$A$26,1)))/(INDEX('Shultis Faw'!$A$2:$A$26,MATCH($C691,'Shultis Faw'!$A$2:$A$26,1)+1)-INDEX('Shultis Faw'!$A$2:$A$26,MATCH($C691,'Shultis Faw'!$A$2:$A$26,1))),$C691*'Shultis Faw'!$D$2/'Shultis Faw'!$A$2)","v":2.14061317},{"$f":"_xlfn.IFNA(INDEX('Shultis Faw'!$B$2:$B$26,MATCH($C691,'Shultis Faw'!$A$2:$A$26,1))+($C691-INDEX('Shultis Faw'!$A$2:$A$26,MATCH($C691,'Shultis Faw'!$A$2:$A$26,1)))*(INDEX('Shultis Faw'!$B$2:$B$26,MATCH($C691,'Shultis Faw'!$A$2:$A$26,1)+1)-INDEX('Shultis Faw'!$B$2:$B$26,MATCH($C691,'Shultis Faw'!$A$2:$A$26,1)))/(INDEX('Shultis Faw'!$A$2:$A$26,MATCH($C691,'Shultis Faw'!$A$2:$A$26,1)+1)-INDEX('Shultis Faw'!$A$2:$A$26,MATCH($C691,'Shultis Faw'!$A$2:$A$26,1))),$C691*'Shultis Faw'!$B$2/'Shultis Faw'!$A$2)","v":-0.17706812999999999},{"$f":"_xlfn.IFNA(INDEX('Shultis Faw'!$E$2:$E$26,MATCH($C691,'Shultis Faw'!$A$2:$A$26,1))+($C691-INDEX('Shultis Faw'!$A$2:$A$26,MATCH($C691,'Shultis Faw'!$A$2:$A$26,1)))*(INDEX('Shultis Faw'!$E$2:$E$26,MATCH($C691,'Shultis Faw'!$A$2:$A$26,1)+1)-INDEX('Shultis Faw'!$E$2:$E$26,MATCH($C691,'Shultis Faw'!$A$2:$A$26,1)))/(INDEX('Shultis Faw'!$A$2:$A$26,MATCH($C691,'Shultis Faw'!$A$2:$A$26,1)+1)-INDEX('Shultis Faw'!$A$2:$A$26,MATCH($C691,'Shultis Faw'!$A$2:$A$26,1))),$C691*'Shultis Faw'!$E$2/'Shultis Faw'!$A$2)","v":7.9821195999999997E-2},{"$f":"_xlfn.IFNA(INDEX('Shultis Faw'!$F$2:$F$26,MATCH($C691,'Shultis Faw'!$A$2:$A$26,1))+($C691-INDEX('Shultis Faw'!$A$2:$A$26,MATCH($C691,'Shultis Faw'!$A$2:$A$26,1)))*(INDEX('Shultis Faw'!$F$2:$F$26,MATCH($C691,'Shultis Faw'!$A$2:$A$26,1)+1)-INDEX('Shultis Faw'!$F$2:$F$26,MATCH($C691,'Shultis Faw'!$A$2:$A$26,1)))/(INDEX('Shultis Faw'!$A$2:$A$26,MATCH($C691,'Shultis Faw'!$A$2:$A$26,1)+1)-INDEX('Shultis Faw'!$A$2:$A$26,MATCH($C691,'Shultis Faw'!$A$2:$A$26,1))),$C691*'Shultis Faw'!$F$2/'Shultis Faw'!$A$2)","v":13.4987131},{"$f":"J691*(H691*'Externe blootstelling'!$D$23/2)^K691+L691*(TANH(((H691*'Externe blootstelling'!$D$23)/(2*M691))-2)-TANH(-2))/(1-TANH(-2))","v":1.8021061429271934},{"$f":"IF(N691=1,1+(I691-1)*H691*'Externe blootstelling'!$D$23/2,1+(I691-1)*(N691^(H691*'Externe blootstelling'!$D$23/2)-1)/(N691-1))","v":19.093578133577189},{"$f":"G691*EXP(-H691*'Externe blootstelling'!$D$23/2)*O691","v":2.5896318238253217E-4}]
[null," g ",9.5129999999999992E-2,1.5220799999999998E-14,1.7999999999999998E-4,{"$f":"_xlfn.IFNA(INDEX('hp (pSv cm2)'!$B$2:$B$52,MATCH($C692,'hp (pSv cm2)'!$A$2:$A$52,1))+($C692-INDEX('hp (pSv cm2)'!$A$2:$A$52,MATCH($C692,'hp (pSv cm2)'!$A$2:$A$52,1)))*(INDEX('hp (pSv cm2)'!$B$2:$B$52,MATCH($C692,'hp (pSv cm2)'!$A$2:$A$52,1)+1)-INDEX('hp (pSv cm2)'!$B$2:$B$52,MATCH($C692,'hp (pSv cm2)'!$A$2:$A$52,1)))/(INDEX('hp (pSv cm2)'!$A$2:$A$52,MATCH($C692,'hp (pSv cm2)'!$A$2:$A$52,1)+1)-INDEX('hp (pSv cm2)'!$A$2:$A$52,MATCH($C692,'hp (pSv cm2)'!$A$2:$A$52,1))),$C692*'hp (pSv cm2)'!$B$2/'hp (pSv cm2)'!$A$2)","v":0.49973749999999995},8.995274999999998E-5,{"$f":"_xlfn.IFNA(0.997*(INDEX('Mass attenuation coefficients'!$B$2:$B$37,MATCH($C692,'Mass attenuation coefficients'!$A$2:$A$37,1))+($C692-INDEX('Mass attenuation coefficients'!$A$2:$A$37,MATCH($C692,'Mass attenuation coefficients'!$A$2:$A$37,1)))*(INDEX('Mass attenuation coefficients'!$B$2:$B$37,MATCH($C692,'Mass attenuation coefficients'!$A$2:$A$37,1)+1)-INDEX('Mass attenuation coefficients'!$B$2:$B$37,MATCH($C692,'Mass attenuation coefficients'!$A$2:$A$37,1)))/(INDEX('Mass attenuation coefficients'!$A$2:$A$37,MATCH($C692,'Mass attenuation coefficients'!$A$2:$A$37,1)+1)-INDEX('Mass attenuation coefficients'!$A$2:$A$37,MATCH($C692,'Mass attenuation coefficients'!$A$2:$A$37,1)))),0.997*$C692*'Mass attenuation coefficients'!$B$2/'Mass attenuation coefficients'!$A$2)","v":0.17334390350000001},{"$f":"_xlfn.IFNA(INDEX('Shultis Faw'!$C$2:$C$26,MATCH($C692,'Shultis Faw'!$A$2:$A$26,1))+($C692-INDEX('Shultis Faw'!$A$2:$A$26,MATCH($C692,'Shultis Faw'!$A$2:$A$26,1)))*(INDEX('Shultis Faw'!$C$2:$C$26,MATCH($C692,'Shultis Faw'!$A$2:$A$26,1)+1)-INDEX('Shultis Faw'!$C$2:$C$26,MATCH($C692,'Shultis Faw'!$A$2:$A$26,1)))/(INDEX('Shultis Faw'!$A$2:$A$26,MATCH($C692,'Shultis Faw'!$A$2:$A$26,1)+1)-INDEX('Shultis Faw'!$A$2:$A$26,MATCH($C692,'Shultis Faw'!$A$2:$A$26,1))),$C692*'Shultis Faw'!$C$2/'Shultis Faw'!$A$2)","v":4.7594260000000004},{"$f":"_xlfn.IFNA(INDEX('Shultis Faw'!$D$2:$D$26,MATCH($C692,'Shultis Faw'!$A$2:$A$26,1))+($C692-INDEX('Shultis Faw'!$A$2:$A$26,MATCH($C692,'Shultis Faw'!$A$2:$A$26,1)))*(INDEX('Shultis Faw'!$D$2:$D$26,MATCH($C692,'Shultis Faw'!$A$2:$A$26,1)+1)-INDEX('Shultis Faw'!$D$2:$D$26,MATCH($C692,'Shultis Faw'!$A$2:$A$26,1)))/(INDEX('Shultis Faw'!$A$2:$A$26,MATCH($C692,'Shultis Faw'!$A$2:$A$26,1)+1)-INDEX('Shultis Faw'!$A$2:$A$26,MATCH($C692,'Shultis Faw'!$A$2:$A$26,1))),$C692*'Shultis Faw'!$D$2/'Shultis Faw'!$A$2)","v":2.1815530000000001},{"$f":"_xlfn.IFNA(INDEX('Shultis Faw'!$B$2:$B$26,MATCH($C692,'Shultis Faw'!$A$2:$A$26,1))+($C692-INDEX('Shultis Faw'!$A$2:$A$26,MATCH($C692,'Shultis Faw'!$A$2:$A$26,1)))*(INDEX('Shultis Faw'!$B$2:$B$26,MATCH($C692,'Shultis Faw'!$A$2:$A$26,1)+1)-INDEX('Shultis Faw'!$B$2:$B$26,MATCH($C692,'Shultis Faw'!$A$2:$A$26,1)))/(INDEX('Shultis Faw'!$A$2:$A$26,MATCH($C692,'Shultis Faw'!$A$2:$A$26,1)+1)-INDEX('Shultis Faw'!$A$2:$A$26,MATCH($C692,'Shultis Faw'!$A$2:$A$26,1))),$C692*'Shultis Faw'!$B$2/'Shultis Faw'!$A$2)","v":-0.181617},{"$f":"_xlfn.IFNA(INDEX('Shultis Faw'!$E$2:$E$26,MATCH($C692,'Shultis Faw'!$A$2:$A$26,1))+($C692-INDEX('Shultis Faw'!$A$2:$A$26,MATCH($C692,'Shultis Faw'!$A$2:$A$26,1)))*(INDEX('Shultis Faw'!$E$2:$E$26,MATCH($C692,'Shultis Faw'!$A$2:$A$26,1)+1)-INDEX('Shultis Faw'!$E$2:$E$26,MATCH($C692,'Shultis Faw'!$A$2:$A$26,1)))/(INDEX('Shultis Faw'!$A$2:$A$26,MATCH($C692,'Shultis Faw'!$A$2:$A$26,1)+1)-INDEX('Shultis Faw'!$A$2:$A$26,MATCH($C692,'Shultis Faw'!$A$2:$A$26,1))),$C692*'Shultis Faw'!$E$2/'Shultis Faw'!$A$2)","v":8.12364E-2},{"$f":"_xlfn.IFNA(INDEX('Shultis Faw'!$F$2:$F$26,MATCH($C692,'Shultis Faw'!$A$2:$A$26,1))+($C692-INDEX('Shultis Faw'!$A$2:$A$26,MATCH($C692,'Shultis Faw'!$A$2:$A$26,1)))*(INDEX('Shultis Faw'!$F$2:$F$26,MATCH($C692,'Shultis Faw'!$A$2:$A$26,1)+1)-INDEX('Shultis Faw'!$F$2:$F$26,MATCH($C692,'Shultis Faw'!$A$2:$A$26,1)))/(INDEX('Shultis Faw'!$A$2:$A$26,MATCH($C692,'Shultis Faw'!$A$2:$A$26,1)+1)-INDEX('Shultis Faw'!$A$2:$A$26,MATCH($C692,'Shultis Faw'!$A$2:$A$26,1))),$C692*'Shultis Faw'!$F$2/'Shultis Faw'!$A$2)","v":13.412790000000001},{"$f":"J692*(H692*'Externe blootstelling'!$D$23/2)^K692+L692*(TANH(((H692*'Externe blootstelling'!$D$23)/(2*M692))-2)-TANH(-2))/(1-TANH(-2))","v":1.834666787721837},{"$f":"IF(N692=1,1+(I692-1)*H692*'Externe blootstelling'!$D$23/2,1+(I692-1)*(N692^(H692*'Externe blootstelling'!$D$23/2)-1)/(N692-1))","v":18.318115193646875},{"$f":"G692*EXP(-H692*'Externe blootstelling'!$D$23/2)*O692","v":1.2236598749013571E-4}]
[null," g ",0.31395999999999996,5.0233599999999987E-14,2.6800000000000001E-4,{"$f":"_xlfn.IFNA(INDEX('hp (pSv cm2)'!$B$2:$B$52,MATCH($C693,'hp (pSv cm2)'!$A$2:$A$52,1))+($C693-INDEX('hp (pSv cm2)'!$A$2:$A$52,MATCH($C693,'hp (pSv cm2)'!$A$2:$A$52,1)))*(INDEX('hp (pSv cm2)'!$B$2:$B$52,MATCH($C693,'hp (pSv cm2)'!$A$2:$A$52,1)+1)-INDEX('hp (pSv cm2)'!$B$2:$B$52,MATCH($C693,'hp (pSv cm2)'!$A$2:$A$52,1)))/(INDEX('hp (pSv cm2)'!$A$2:$A$52,MATCH($C693,'hp (pSv cm2)'!$A$2:$A$52,1)+1)-INDEX('hp (pSv cm2)'!$A$2:$A$52,MATCH($C693,'hp (pSv cm2)'!$A$2:$A$52,1))),$C693*'hp (pSv cm2)'!$B$2/'hp (pSv cm2)'!$A$2)","v":1.5784039999999999},4.2301227200000001E-4,{"$f":"_xlfn.IFNA(0.997*(INDEX('Mass attenuation coefficients'!$B$2:$B$37,MATCH($C693,'Mass attenuation coefficients'!$A$2:$A$37,1))+($C693-INDEX('Mass attenuation coefficients'!$A$2:$A$37,MATCH($C693,'Mass attenuation coefficients'!$A$2:$A$37,1)))*(INDEX('Mass attenuation coefficients'!$B$2:$B$37,MATCH($C693,'Mass attenuation coefficients'!$A$2:$A$37,1)+1)-INDEX('Mass attenuation coefficients'!$B$2:$B$37,MATCH($C693,'Mass attenuation coefficients'!$A$2:$A$37,1)))/(INDEX('Mass attenuation coefficients'!$A$2:$A$37,MATCH($C693,'Mass attenuation coefficients'!$A$2:$A$37,1)+1)-INDEX('Mass attenuation coefficients'!$A$2:$A$37,MATCH($C693,'Mass attenuation coefficients'!$A$2:$A$37,1)))),0.997*$C693*'Mass attenuation coefficients'!$B$2/'Mass attenuation coefficients'!$A$2)","v":0.116504435},{"$f":"_xlfn.IFNA(INDEX('Shultis Faw'!$C$2:$C$26,MATCH($C693,'Shultis Faw'!$A$2:$A$26,1))+($C693-INDEX('Shultis Faw'!$A$2:$A$26,MATCH($C693,'Shultis Faw'!$A$2:$A$26,1)))*(INDEX('Shultis Faw'!$C$2:$C$26,MATCH($C693,'Shultis Faw'!$A$2:$A$26,1)+1)-INDEX('Shultis Faw'!$C$2:$C$26,MATCH($C693,'Shultis Faw'!$A$2:$A$26,1)))/(INDEX('Shultis Faw'!$A$2:$A$26,MATCH($C693,'Shultis Faw'!$A$2:$A$26,1)+1)-INDEX('Shultis Faw'!$A$2:$A$26,MATCH($C693,'Shultis Faw'!$A$2:$A$26,1))),$C693*'Shultis Faw'!$C$2/'Shultis Faw'!$A$2)","v":2.8837039999999998},{"$f":"_xlfn.IFNA(INDEX('Shultis Faw'!$D$2:$D$26,MATCH($C693,'Shultis Faw'!$A$2:$A$26,1))+($C693-INDEX('Shultis Faw'!$A$2:$A$26,MATCH($C693,'Shultis Faw'!$A$2:$A$26,1)))*(INDEX('Shultis Faw'!$D$2:$D$26,MATCH($C693,'Shultis Faw'!$A$2:$A$26,1)+1)-INDEX('Shultis Faw'!$D$2:$D$26,MATCH($C693,'Shultis Faw'!$A$2:$A$26,1)))/(INDEX('Shultis Faw'!$A$2:$A$26,MATCH($C693,'Shultis Faw'!$A$2:$A$26,1)+1)-INDEX('Shultis Faw'!$A$2:$A$26,MATCH($C693,'Shultis Faw'!$A$2:$A$26,1))),$C693*'Shultis Faw'!$D$2/'Shultis Faw'!$A$2)","v":2.002456},{"$f":"_xlfn.IFNA(INDEX('Shultis Faw'!$B$2:$B$26,MATCH($C693,'Shultis Faw'!$A$2:$A$26,1))+($C693-INDEX('Shultis Faw'!$A$2:$A$26,MATCH($C693,'Shultis Faw'!$A$2:$A$26,1)))*(INDEX('Shultis Faw'!$B$2:$B$26,MATCH($C693,'Shultis Faw'!$A$2:$A$26,1)+1)-INDEX('Shultis Faw'!$B$2:$B$26,MATCH($C693,'Shultis Faw'!$A$2:$A$26,1)))/(INDEX('Shultis Faw'!$A$2:$A$26,MATCH($C693,'Shultis Faw'!$A$2:$A$26,1)+1)-INDEX('Shultis Faw'!$A$2:$A$26,MATCH($C693,'Shultis Faw'!$A$2:$A$26,1))),$C693*'Shultis Faw'!$B$2/'Shultis Faw'!$A$2)","v":-0.16190600000000002},{"$f":"_xlfn.IFNA(INDEX('Shultis Faw'!$E$2:$E$26,MATCH($C693,'Shultis Faw'!$A$2:$A$26,1))+($C693-INDEX('Shultis Faw'!$A$2:$A$26,MATCH($C693,'Shultis Faw'!$A$2:$A$26,1)))*(INDEX('Shultis Faw'!$E$2:$E$26,MATCH($C693,'Shultis Faw'!$A$2:$A$26,1)+1)-INDEX('Shultis Faw'!$E$2:$E$26,MATCH($C693,'Shultis Faw'!$A$2:$A$26,1)))/(INDEX('Shultis Faw'!$A$2:$A$26,MATCH($C693,'Shultis Faw'!$A$2:$A$26,1)+1)-INDEX('Shultis Faw'!$A$2:$A$26,MATCH($C693,'Shultis Faw'!$A$2:$A$26,1))),$C693*'Shultis Faw'!$E$2/'Shultis Faw'!$A$2)","v":6.4662400000000009E-2},{"$f":"_xlfn.IFNA(INDEX('Shultis Faw'!$F$2:$F$26,MATCH($C693,'Shultis Faw'!$A$2:$A$26,1))+($C693-INDEX('Shultis Faw'!$A$2:$A$26,MATCH($C693,'Shultis Faw'!$A$2:$A$26,1)))*(INDEX('Shultis Faw'!$F$2:$F$26,MATCH($C693,'Shultis Faw'!$A$2:$A$26,1)+1)-INDEX('Shultis Faw'!$F$2:$F$26,MATCH($C693,'Shultis Faw'!$A$2:$A$26,1)))/(INDEX('Shultis Faw'!$A$2:$A$26,MATCH($C693,'Shultis Faw'!$A$2:$A$26,1)+1)-INDEX('Shultis Faw'!$A$2:$A$26,MATCH($C693,'Shultis Faw'!$A$2:$A$26,1))),$C693*'Shultis Faw'!$F$2/'Shultis Faw'!$A$2)","v":14.214188},{"$f":"J693*(H693*'Externe blootstelling'!$D$23/2)^K693+L693*(TANH(((H693*'Externe blootstelling'!$D$23)/(2*M693))-2)-TANH(-2))/(1-TANH(-2))","v":1.8297345262673494},{"$f":"IF(N693=1,1+(I693-1)*H693*'Externe blootstelling'!$D$23/2,1+(I693-1)*(N693^(H693*'Externe blootstelling'!$D$23/2)-1)/(N693-1))","v":5.255256001257278},{"$f":"G693*EXP(-H693*'Externe blootstelling'!$D$23/2)*O693","v":3.872472524862659E-4}]
[null," g ",0.34282999999999997,5.4852799999999989E-14,2.9E-4,{"$f":"_xlfn.IFNA(INDEX('hp (pSv cm2)'!$B$2:$B$52,MATCH($C694,'hp (pSv cm2)'!$A$2:$A$52,1))+($C694-INDEX('hp (pSv cm2)'!$A$2:$A$52,MATCH($C694,'hp (pSv cm2)'!$A$2:$A$52,1)))*(INDEX('hp (pSv cm2)'!$B$2:$B$52,MATCH($C694,'hp (pSv cm2)'!$A$2:$A$52,1)+1)-INDEX('hp (pSv cm2)'!$B$2:$B$52,MATCH($C694,'hp (pSv cm2)'!$A$2:$A$52,1)))/(INDEX('hp (pSv cm2)'!$A$2:$A$52,MATCH($C694,'hp (pSv cm2)'!$A$2:$A$52,1)+1)-INDEX('hp (pSv cm2)'!$A$2:$A$52,MATCH($C694,'hp (pSv cm2)'!$A$2:$A$52,1))),$C694*'hp (pSv cm2)'!$B$2/'hp (pSv cm2)'!$A$2)","v":1.7198669999999998},4.9876142999999993E-4,{"$f":"_xlfn.IFNA(0.997*(INDEX('Mass attenuation coefficients'!$B$2:$B$37,MATCH($C694,'Mass attenuation coefficients'!$A$2:$A$37,1))+($C694-INDEX('Mass attenuation coefficients'!$A$2:$A$37,MATCH($C694,'Mass attenuation coefficients'!$A$2:$A$37,1)))*(INDEX('Mass attenuation coefficients'!$B$2:$B$37,MATCH($C694,'Mass attenuation coefficients'!$A$2:$A$37,1)+1)-INDEX('Mass attenuation coefficients'!$B$2:$B$37,MATCH($C694,'Mass attenuation coefficients'!$A$2:$A$37,1)))/(INDEX('Mass attenuation coefficients'!$A$2:$A$37,MATCH($C694,'Mass attenuation coefficients'!$A$2:$A$37,1)+1)-INDEX('Mass attenuation coefficients'!$A$2:$A$37,MATCH($C694,'Mass attenuation coefficients'!$A$2:$A$37,1)))),0.997*$C694*'Mass attenuation coefficients'!$B$2/'Mass attenuation coefficients'!$A$2)","v":0.11290651125000001},{"$f":"_xlfn.IFNA(INDEX('Shultis Faw'!$C$2:$C$26,MATCH($C694,'Shultis Faw'!$A$2:$A$26,1))+($C694-INDEX('Shultis Faw'!$A$2:$A$26,MATCH($C694,'Shultis Faw'!$A$2:$A$26,1)))*(INDEX('Shultis Faw'!$C$2:$C$26,MATCH($C694,'Shultis Faw'!$A$2:$A$26,1)+1)-INDEX('Shultis Faw'!$C$2:$C$26,MATCH($C694,'Shultis Faw'!$A$2:$A$26,1)))/(INDEX('Shultis Faw'!$A$2:$A$26,MATCH($C694,'Shultis Faw'!$A$2:$A$26,1)+1)-INDEX('Shultis Faw'!$A$2:$A$26,MATCH($C694,'Shultis Faw'!$A$2:$A$26,1))),$C694*'Shultis Faw'!$C$2/'Shultis Faw'!$A$2)","v":2.8086420000000003},{"$f":"_xlfn.IFNA(INDEX('Shultis Faw'!$D$2:$D$26,MATCH($C694,'Shultis Faw'!$A$2:$A$26,1))+($C694-INDEX('Shultis Faw'!$A$2:$A$26,MATCH($C694,'Shultis Faw'!$A$2:$A$26,1)))*(INDEX('Shultis Faw'!$D$2:$D$26,MATCH($C694,'Shultis Faw'!$A$2:$A$26,1)+1)-INDEX('Shultis Faw'!$D$2:$D$26,MATCH($C694,'Shultis Faw'!$A$2:$A$26,1)))/(INDEX('Shultis Faw'!$A$2:$A$26,MATCH($C694,'Shultis Faw'!$A$2:$A$26,1)+1)-INDEX('Shultis Faw'!$A$2:$A$26,MATCH($C694,'Shultis Faw'!$A$2:$A$26,1))),$C694*'Shultis Faw'!$D$2/'Shultis Faw'!$A$2)","v":1.9620379999999999},{"$f":"_xlfn.IFNA(INDEX('Shultis Faw'!$B$2:$B$26,MATCH($C694,'Shultis Faw'!$A$2:$A$26,1))+($C694-INDEX('Shultis Faw'!$A$2:$A$26,MATCH($C694,'Shultis Faw'!$A$2:$A$26,1)))*(INDEX('Shultis Faw'!$B$2:$B$26,MATCH($C694,'Shultis Faw'!$A$2:$A$26,1)+1)-INDEX('Shultis Faw'!$B$2:$B$26,MATCH($C694,'Shultis Faw'!$A$2:$A$26,1)))/(INDEX('Shultis Faw'!$A$2:$A$26,MATCH($C694,'Shultis Faw'!$A$2:$A$26,1)+1)-INDEX('Shultis Faw'!$A$2:$A$26,MATCH($C694,'Shultis Faw'!$A$2:$A$26,1))),$C694*'Shultis Faw'!$B$2/'Shultis Faw'!$A$2)","v":-0.15757550000000001},{"$f":"_xlfn.IFNA(INDEX('Shultis Faw'!$E$2:$E$26,MATCH($C694,'Shultis Faw'!$A$2:$A$26,1))+($C694-INDEX('Shultis Faw'!$A$2:$A$26,MATCH($C694,'Shultis Faw'!$A$2:$A$26,1)))*(INDEX('Shultis Faw'!$E$2:$E$26,MATCH($C694,'Shultis Faw'!$A$2:$A$26,1)+1)-INDEX('Shultis Faw'!$E$2:$E$26,MATCH($C694,'Shultis Faw'!$A$2:$A$26,1)))/(INDEX('Shultis Faw'!$A$2:$A$26,MATCH($C694,'Shultis Faw'!$A$2:$A$26,1)+1)-INDEX('Shultis Faw'!$A$2:$A$26,MATCH($C694,'Shultis Faw'!$A$2:$A$26,1))),$C694*'Shultis Faw'!$E$2/'Shultis Faw'!$A$2)","v":6.2930200000000006E-2},{"$f":"_xlfn.IFNA(INDEX('Shultis Faw'!$F$2:$F$26,MATCH($C694,'Shultis Faw'!$A$2:$A$26,1))+($C694-INDEX('Shultis Faw'!$A$2:$A$26,MATCH($C694,'Shultis Faw'!$A$2:$A$26,1)))*(INDEX('Shultis Faw'!$F$2:$F$26,MATCH($C694,'Shultis Faw'!$A$2:$A$26,1)+1)-INDEX('Shultis Faw'!$F$2:$F$26,MATCH($C694,'Shultis Faw'!$A$2:$A$26,1)))/(INDEX('Shultis Faw'!$A$2:$A$26,MATCH($C694,'Shultis Faw'!$A$2:$A$26,1)+1)-INDEX('Shultis Faw'!$A$2:$A$26,MATCH($C694,'Shultis Faw'!$A$2:$A$26,1))),$C694*'Shultis Faw'!$F$2/'Shultis Faw'!$A$2)","v":14.222849},{"$f":"J694*(H694*'Externe blootstelling'!$D$23/2)^K694+L694*(TANH(((H694*'Externe blootstelling'!$D$23)/(2*M694))-2)-TANH(-2))/(1-TANH(-2))","v":1.8060317003637683},{"$f":"IF(N694=1,1+(I694-1)*H694*'Externe blootstelling'!$D$23/2,1+(I694-1)*(N694^(H694*'Externe blootstelling'!$D$23/2)-1)/(N694-1))","v":4.8625820032842126},{"$f":"G694*EXP(-H694*'Externe blootstelling'!$D$23/2)*O694","v":4.459022643226332E-4}]
[null," g ",0.361846,5.7895360000000001E-14,4.2000000000000002E-4,{"$f":"_xlfn.IFNA(INDEX('hp (pSv cm2)'!$B$2:$B$52,MATCH($C695,'hp (pSv cm2)'!$A$2:$A$52,1))+($C695-INDEX('hp (pSv cm2)'!$A$2:$A$52,MATCH($C695,'hp (pSv cm2)'!$A$2:$A$52,1)))*(INDEX('hp (pSv cm2)'!$B$2:$B$52,MATCH($C695,'hp (pSv cm2)'!$A$2:$A$52,1)+1)-INDEX('hp (pSv cm2)'!$B$2:$B$52,MATCH($C695,'hp (pSv cm2)'!$A$2:$A$52,1)))/(INDEX('hp (pSv cm2)'!$A$2:$A$52,MATCH($C695,'hp (pSv cm2)'!$A$2:$A$52,1)+1)-INDEX('hp (pSv cm2)'!$A$2:$A$52,MATCH($C695,'hp (pSv cm2)'!$A$2:$A$52,1))),$C695*'hp (pSv cm2)'!$B$2/'hp (pSv cm2)'!$A$2)","v":1.8130454},7.6147906800000007E-4,{"$f":"_xlfn.IFNA(0.997*(INDEX('Mass attenuation coefficients'!$B$2:$B$37,MATCH($C695,'Mass attenuation coefficients'!$A$2:$A$37,1))+($C695-INDEX('Mass attenuation coefficients'!$A$2:$A$37,MATCH($C695,'Mass attenuation coefficients'!$A$2:$A$37,1)))*(INDEX('Mass attenuation coefficients'!$B$2:$B$37,MATCH($C695,'Mass attenuation coefficients'!$A$2:$A$37,1)+1)-INDEX('Mass attenuation coefficients'!$B$2:$B$37,MATCH($C695,'Mass attenuation coefficients'!$A$2:$A$37,1)))/(INDEX('Mass attenuation coefficients'!$A$2:$A$37,MATCH($C695,'Mass attenuation coefficients'!$A$2:$A$37,1)+1)-INDEX('Mass attenuation coefficients'!$A$2:$A$37,MATCH($C695,'Mass attenuation coefficients'!$A$2:$A$37,1)))),0.997*$C695*'Mass attenuation coefficients'!$B$2/'Mass attenuation coefficients'!$A$2)","v":0.11053664225},{"$f":"_xlfn.IFNA(INDEX('Shultis Faw'!$C$2:$C$26,MATCH($C695,'Shultis Faw'!$A$2:$A$26,1))+($C695-INDEX('Shultis Faw'!$A$2:$A$26,MATCH($C695,'Shultis Faw'!$A$2:$A$26,1)))*(INDEX('Shultis Faw'!$C$2:$C$26,MATCH($C695,'Shultis Faw'!$A$2:$A$26,1)+1)-INDEX('Shultis Faw'!$C$2:$C$26,MATCH($C695,'Shultis Faw'!$A$2:$A$26,1)))/(INDEX('Shultis Faw'!$A$2:$A$26,MATCH($C695,'Shultis Faw'!$A$2:$A$26,1)+1)-INDEX('Shultis Faw'!$A$2:$A$26,MATCH($C695,'Shultis Faw'!$A$2:$A$26,1))),$C695*'Shultis Faw'!$C$2/'Shultis Faw'!$A$2)","v":2.7592004000000001},{"$f":"_xlfn.IFNA(INDEX('Shultis Faw'!$D$2:$D$26,MATCH($C695,'Shultis Faw'!$A$2:$A$26,1))+($C695-INDEX('Shultis Faw'!$A$2:$A$26,MATCH($C695,'Shultis Faw'!$A$2:$A$26,1)))*(INDEX('Shultis Faw'!$D$2:$D$26,MATCH($C695,'Shultis Faw'!$A$2:$A$26,1)+1)-INDEX('Shultis Faw'!$D$2:$D$26,MATCH($C695,'Shultis Faw'!$A$2:$A$26,1)))/(INDEX('Shultis Faw'!$A$2:$A$26,MATCH($C695,'Shultis Faw'!$A$2:$A$26,1)+1)-INDEX('Shultis Faw'!$A$2:$A$26,MATCH($C695,'Shultis Faw'!$A$2:$A$26,1))),$C695*'Shultis Faw'!$D$2/'Shultis Faw'!$A$2)","v":1.9354155999999998},{"$f":"_xlfn.IFNA(INDEX('Shultis Faw'!$B$2:$B$26,MATCH($C695,'Shultis Faw'!$A$2:$A$26,1))+($C695-INDEX('Shultis Faw'!$A$2:$A$26,MATCH($C695,'Shultis Faw'!$A$2:$A$26,1)))*(INDEX('Shultis Faw'!$B$2:$B$26,MATCH($C695,'Shultis Faw'!$A$2:$A$26,1)+1)-INDEX('Shultis Faw'!$B$2:$B$26,MATCH($C695,'Shultis Faw'!$A$2:$A$26,1)))/(INDEX('Shultis Faw'!$A$2:$A$26,MATCH($C695,'Shultis Faw'!$A$2:$A$26,1)+1)-INDEX('Shultis Faw'!$A$2:$A$26,MATCH($C695,'Shultis Faw'!$A$2:$A$26,1))),$C695*'Shultis Faw'!$B$2/'Shultis Faw'!$A$2)","v":-0.1547231},{"$f":"_xlfn.IFNA(INDEX('Shultis Faw'!$E$2:$E$26,MATCH($C695,'Shultis Faw'!$A$2:$A$26,1))+($C695-INDEX('Shultis Faw'!$A$2:$A$26,MATCH($C695,'Shultis Faw'!$A$2:$A$26,1)))*(INDEX('Shultis Faw'!$E$2:$E$26,MATCH($C695,'Shultis Faw'!$A$2:$A$26,1)+1)-INDEX('Shultis Faw'!$E$2:$E$26,MATCH($C695,'Shultis Faw'!$A$2:$A$26,1)))/(INDEX('Shultis Faw'!$A$2:$A$26,MATCH($C695,'Shultis Faw'!$A$2:$A$26,1)+1)-INDEX('Shultis Faw'!$A$2:$A$26,MATCH($C695,'Shultis Faw'!$A$2:$A$26,1))),$C695*'Shultis Faw'!$E$2/'Shultis Faw'!$A$2)","v":6.1789240000000002E-2},{"$f":"_xlfn.IFNA(INDEX('Shultis Faw'!$F$2:$F$26,MATCH($C695,'Shultis Faw'!$A$2:$A$26,1))+($C695-INDEX('Shultis Faw'!$A$2:$A$26,MATCH($C695,'Shultis Faw'!$A$2:$A$26,1)))*(INDEX('Shultis Faw'!$F$2:$F$26,MATCH($C695,'Shultis Faw'!$A$2:$A$26,1)+1)-INDEX('Shultis Faw'!$F$2:$F$26,MATCH($C695,'Shultis Faw'!$A$2:$A$26,1)))/(INDEX('Shultis Faw'!$A$2:$A$26,MATCH($C695,'Shultis Faw'!$A$2:$A$26,1)+1)-INDEX('Shultis Faw'!$A$2:$A$26,MATCH($C695,'Shultis Faw'!$A$2:$A$26,1))),$C695*'Shultis Faw'!$F$2/'Shultis Faw'!$A$2)","v":14.2285538},{"$f":"J695*(H695*'Externe blootstelling'!$D$23/2)^K695+L695*(TANH(((H695*'Externe blootstelling'!$D$23)/(2*M695))-2)-TANH(-2))/(1-TANH(-2))","v":1.7900611480986091},{"$f":"IF(N695=1,1+(I695-1)*H695*'Externe blootstelling'!$D$23/2,1+(I695-1)*(N695^(H695*'Externe blootstelling'!$D$23/2)-1)/(N695-1))","v":4.6201881640328697},{"$f":"G695*EXP(-H695*'Externe blootstelling'!$D$23/2)*O695","v":6.7024846221257076E-4}]
[null," g ",0.40483400000000003,6.4773439999999997E-14,3.8300000000000001E-2,{"$f":"_xlfn.IFNA(INDEX('hp (pSv cm2)'!$B$2:$B$52,MATCH($C696,'hp (pSv cm2)'!$A$2:$A$52,1))+($C696-INDEX('hp (pSv cm2)'!$A$2:$A$52,MATCH($C696,'hp (pSv cm2)'!$A$2:$A$52,1)))*(INDEX('hp (pSv cm2)'!$B$2:$B$52,MATCH($C696,'hp (pSv cm2)'!$A$2:$A$52,1)+1)-INDEX('hp (pSv cm2)'!$B$2:$B$52,MATCH($C696,'hp (pSv cm2)'!$A$2:$A$52,1)))/(INDEX('hp (pSv cm2)'!$A$2:$A$52,MATCH($C696,'hp (pSv cm2)'!$A$2:$A$52,1)+1)-INDEX('hp (pSv cm2)'!$A$2:$A$52,MATCH($C696,'hp (pSv cm2)'!$A$2:$A$52,1))),$C696*'hp (pSv cm2)'!$B$2/'hp (pSv cm2)'!$A$2)","v":2.0227198},7.7470168340000006E-2,{"$f":"_xlfn.IFNA(0.997*(INDEX('Mass attenuation coefficients'!$B$2:$B$37,MATCH($C696,'Mass attenuation coefficients'!$A$2:$A$37,1))+($C696-INDEX('Mass attenuation coefficients'!$A$2:$A$37,MATCH($C696,'Mass attenuation coefficients'!$A$2:$A$37,1)))*(INDEX('Mass attenuation coefficients'!$B$2:$B$37,MATCH($C696,'Mass attenuation coefficients'!$A$2:$A$37,1)+1)-INDEX('Mass attenuation coefficients'!$B$2:$B$37,MATCH($C696,'Mass attenuation coefficients'!$A$2:$A$37,1)))/(INDEX('Mass attenuation coefficients'!$A$2:$A$37,MATCH($C696,'Mass attenuation coefficients'!$A$2:$A$37,1)+1)-INDEX('Mass attenuation coefficients'!$A$2:$A$37,MATCH($C696,'Mass attenuation coefficients'!$A$2:$A$37,1)))),0.997*$C696*'Mass attenuation coefficients'!$B$2/'Mass attenuation coefficients'!$A$2)","v":0.1053368603346},{"$f":"_xlfn.IFNA(INDEX('Shultis Faw'!$C$2:$C$26,MATCH($C696,'Shultis Faw'!$A$2:$A$26,1))+($C696-INDEX('Shultis Faw'!$A$2:$A$26,MATCH($C696,'Shultis Faw'!$A$2:$A$26,1)))*(INDEX('Shultis Faw'!$C$2:$C$26,MATCH($C696,'Shultis Faw'!$A$2:$A$26,1)+1)-INDEX('Shultis Faw'!$C$2:$C$26,MATCH($C696,'Shultis Faw'!$A$2:$A$26,1)))/(INDEX('Shultis Faw'!$A$2:$A$26,MATCH($C696,'Shultis Faw'!$A$2:$A$26,1)+1)-INDEX('Shultis Faw'!$A$2:$A$26,MATCH($C696,'Shultis Faw'!$A$2:$A$26,1))),$C696*'Shultis Faw'!$C$2/'Shultis Faw'!$A$2)","v":2.6522656000000002},{"$f":"_xlfn.IFNA(INDEX('Shultis Faw'!$D$2:$D$26,MATCH($C696,'Shultis Faw'!$A$2:$A$26,1))+($C696-INDEX('Shultis Faw'!$A$2:$A$26,MATCH($C696,'Shultis Faw'!$A$2:$A$26,1)))*(INDEX('Shultis Faw'!$D$2:$D$26,MATCH($C696,'Shultis Faw'!$A$2:$A$26,1)+1)-INDEX('Shultis Faw'!$D$2:$D$26,MATCH($C696,'Shultis Faw'!$A$2:$A$26,1)))/(INDEX('Shultis Faw'!$A$2:$A$26,MATCH($C696,'Shultis Faw'!$A$2:$A$26,1)+1)-INDEX('Shultis Faw'!$A$2:$A$26,MATCH($C696,'Shultis Faw'!$A$2:$A$26,1))),$C696*'Shultis Faw'!$D$2/'Shultis Faw'!$A$2)","v":1.87639256},{"$f":"_xlfn.IFNA(INDEX('Shultis Faw'!$B$2:$B$26,MATCH($C696,'Shultis Faw'!$A$2:$A$26,1))+($C696-INDEX('Shultis Faw'!$A$2:$A$26,MATCH($C696,'Shultis Faw'!$A$2:$A$26,1)))*(INDEX('Shultis Faw'!$B$2:$B$26,MATCH($C696,'Shultis Faw'!$A$2:$A$26,1)+1)-INDEX('Shultis Faw'!$B$2:$B$26,MATCH($C696,'Shultis Faw'!$A$2:$A$26,1)))/(INDEX('Shultis Faw'!$A$2:$A$26,MATCH($C696,'Shultis Faw'!$A$2:$A$26,1)+1)-INDEX('Shultis Faw'!$A$2:$A$26,MATCH($C696,'Shultis Faw'!$A$2:$A$26,1))),$C696*'Shultis Faw'!$B$2/'Shultis Faw'!$A$2)","v":-0.14832324},{"$f":"_xlfn.IFNA(INDEX('Shultis Faw'!$E$2:$E$26,MATCH($C696,'Shultis Faw'!$A$2:$A$26,1))+($C696-INDEX('Shultis Faw'!$A$2:$A$26,MATCH($C696,'Shultis Faw'!$A$2:$A$26,1)))*(INDEX('Shultis Faw'!$E$2:$E$26,MATCH($C696,'Shultis Faw'!$A$2:$A$26,1)+1)-INDEX('Shultis Faw'!$E$2:$E$26,MATCH($C696,'Shultis Faw'!$A$2:$A$26,1)))/(INDEX('Shultis Faw'!$A$2:$A$26,MATCH($C696,'Shultis Faw'!$A$2:$A$26,1)+1)-INDEX('Shultis Faw'!$A$2:$A$26,MATCH($C696,'Shultis Faw'!$A$2:$A$26,1))),$C696*'Shultis Faw'!$E$2/'Shultis Faw'!$A$2)","v":5.9263133999999995E-2},{"$f":"_xlfn.IFNA(INDEX('Shultis Faw'!$F$2:$F$26,MATCH($C696,'Shultis Faw'!$A$2:$A$26,1))+($C696-INDEX('Shultis Faw'!$A$2:$A$26,MATCH($C696,'Shultis Faw'!$A$2:$A$26,1)))*(INDEX('Shultis Faw'!$F$2:$F$26,MATCH($C696,'Shultis Faw'!$A$2:$A$26,1)+1)-INDEX('Shultis Faw'!$F$2:$F$26,MATCH($C696,'Shultis Faw'!$A$2:$A$26,1)))/(INDEX('Shultis Faw'!$A$2:$A$26,MATCH($C696,'Shultis Faw'!$A$2:$A$26,1)+1)-INDEX('Shultis Faw'!$A$2:$A$26,MATCH($C696,'Shultis Faw'!$A$2:$A$26,1))),$C696*'Shultis Faw'!$F$2/'Shultis Faw'!$A$2)","v":14.244350600000001},{"$f":"J696*(H696*'Externe blootstelling'!$D$23/2)^K696+L696*(TANH(((H696*'Externe blootstelling'!$D$23)/(2*M696))-2)-TANH(-2))/(1-TANH(-2))","v":1.7535629731697262},{"$f":"IF(N696=1,1+(I696-1)*H696*'Externe blootstelling'!$D$23/2,1+(I696-1)*(N696^(H696*'Externe blootstelling'!$D$23/2)-1)/(N696-1))","v":4.1330007293127},{"$f":"G696*EXP(-H696*'Externe blootstelling'!$D$23/2)*O696","v":6.5946495867527988E-2}]
[null," g ",0.42714999999999997,6.8344000000000001E-14,1.8100000000000002E-2,{"$f":"_xlfn.IFNA(INDEX('hp (pSv cm2)'!$B$2:$B$52,MATCH($C697,'hp (pSv cm2)'!$A$2:$A$52,1))+($C697-INDEX('hp (pSv cm2)'!$A$2:$A$52,MATCH($C697,'hp (pSv cm2)'!$A$2:$A$52,1)))*(INDEX('hp (pSv cm2)'!$B$2:$B$52,MATCH($C697,'hp (pSv cm2)'!$A$2:$A$52,1)+1)-INDEX('hp (pSv cm2)'!$B$2:$B$52,MATCH($C697,'hp (pSv cm2)'!$A$2:$A$52,1)))/(INDEX('hp (pSv cm2)'!$A$2:$A$52,MATCH($C697,'hp (pSv cm2)'!$A$2:$A$52,1)+1)-INDEX('hp (pSv cm2)'!$A$2:$A$52,MATCH($C697,'hp (pSv cm2)'!$A$2:$A$52,1))),$C697*'hp (pSv cm2)'!$B$2/'hp (pSv cm2)'!$A$2)","v":2.127605},3.8509650499999999E-2,{"$f":"_xlfn.IFNA(0.997*(INDEX('Mass attenuation coefficients'!$B$2:$B$37,MATCH($C697,'Mass attenuation coefficients'!$A$2:$A$37,1))+($C697-INDEX('Mass attenuation coefficients'!$A$2:$A$37,MATCH($C697,'Mass attenuation coefficients'!$A$2:$A$37,1)))*(INDEX('Mass attenuation coefficients'!$B$2:$B$37,MATCH($C697,'Mass attenuation coefficients'!$A$2:$A$37,1)+1)-INDEX('Mass attenuation coefficients'!$B$2:$B$37,MATCH($C697,'Mass attenuation coefficients'!$A$2:$A$37,1)))/(INDEX('Mass attenuation coefficients'!$A$2:$A$37,MATCH($C697,'Mass attenuation coefficients'!$A$2:$A$37,1)+1)-INDEX('Mass attenuation coefficients'!$A$2:$A$37,MATCH($C697,'Mass attenuation coefficients'!$A$2:$A$37,1)))),0.997*$C697*'Mass attenuation coefficients'!$B$2/'Mass attenuation coefficients'!$A$2)","v":0.10328327283500001},{"$f":"_xlfn.IFNA(INDEX('Shultis Faw'!$C$2:$C$26,MATCH($C697,'Shultis Faw'!$A$2:$A$26,1))+($C697-INDEX('Shultis Faw'!$A$2:$A$26,MATCH($C697,'Shultis Faw'!$A$2:$A$26,1)))*(INDEX('Shultis Faw'!$C$2:$C$26,MATCH($C697,'Shultis Faw'!$A$2:$A$26,1)+1)-INDEX('Shultis Faw'!$C$2:$C$26,MATCH($C697,'Shultis Faw'!$A$2:$A$26,1)))/(INDEX('Shultis Faw'!$A$2:$A$26,MATCH($C697,'Shultis Faw'!$A$2:$A$26,1)+1)-INDEX('Shultis Faw'!$A$2:$A$26,MATCH($C697,'Shultis Faw'!$A$2:$A$26,1))),$C697*'Shultis Faw'!$C$2/'Shultis Faw'!$A$2)","v":2.6165600000000002},{"$f":"_xlfn.IFNA(INDEX('Shultis Faw'!$D$2:$D$26,MATCH($C697,'Shultis Faw'!$A$2:$A$26,1))+($C697-INDEX('Shultis Faw'!$A$2:$A$26,MATCH($C697,'Shultis Faw'!$A$2:$A$26,1)))*(INDEX('Shultis Faw'!$D$2:$D$26,MATCH($C697,'Shultis Faw'!$A$2:$A$26,1)+1)-INDEX('Shultis Faw'!$D$2:$D$26,MATCH($C697,'Shultis Faw'!$A$2:$A$26,1)))/(INDEX('Shultis Faw'!$A$2:$A$26,MATCH($C697,'Shultis Faw'!$A$2:$A$26,1)+1)-INDEX('Shultis Faw'!$A$2:$A$26,MATCH($C697,'Shultis Faw'!$A$2:$A$26,1))),$C697*'Shultis Faw'!$D$2/'Shultis Faw'!$A$2)","v":1.850506},{"$f":"_xlfn.IFNA(INDEX('Shultis Faw'!$B$2:$B$26,MATCH($C697,'Shultis Faw'!$A$2:$A$26,1))+($C697-INDEX('Shultis Faw'!$A$2:$A$26,MATCH($C697,'Shultis Faw'!$A$2:$A$26,1)))*(INDEX('Shultis Faw'!$B$2:$B$26,MATCH($C697,'Shultis Faw'!$A$2:$A$26,1)+1)-INDEX('Shultis Faw'!$B$2:$B$26,MATCH($C697,'Shultis Faw'!$A$2:$A$26,1)))/(INDEX('Shultis Faw'!$A$2:$A$26,MATCH($C697,'Shultis Faw'!$A$2:$A$26,1)+1)-INDEX('Shultis Faw'!$A$2:$A$26,MATCH($C697,'Shultis Faw'!$A$2:$A$26,1))),$C697*'Shultis Faw'!$B$2/'Shultis Faw'!$A$2)","v":-0.14519899999999999},{"$f":"_xlfn.IFNA(INDEX('Shultis Faw'!$E$2:$E$26,MATCH($C697,'Shultis Faw'!$A$2:$A$26,1))+($C697-INDEX('Shultis Faw'!$A$2:$A$26,MATCH($C697,'Shultis Faw'!$A$2:$A$26,1)))*(INDEX('Shultis Faw'!$E$2:$E$26,MATCH($C697,'Shultis Faw'!$A$2:$A$26,1)+1)-INDEX('Shultis Faw'!$E$2:$E$26,MATCH($C697,'Shultis Faw'!$A$2:$A$26,1)))/(INDEX('Shultis Faw'!$A$2:$A$26,MATCH($C697,'Shultis Faw'!$A$2:$A$26,1)+1)-INDEX('Shultis Faw'!$A$2:$A$26,MATCH($C697,'Shultis Faw'!$A$2:$A$26,1))),$C697*'Shultis Faw'!$E$2/'Shultis Faw'!$A$2)","v":5.8169650000000003E-2},{"$f":"_xlfn.IFNA(INDEX('Shultis Faw'!$F$2:$F$26,MATCH($C697,'Shultis Faw'!$A$2:$A$26,1))+($C697-INDEX('Shultis Faw'!$A$2:$A$26,MATCH($C697,'Shultis Faw'!$A$2:$A$26,1)))*(INDEX('Shultis Faw'!$F$2:$F$26,MATCH($C697,'Shultis Faw'!$A$2:$A$26,1)+1)-INDEX('Shultis Faw'!$F$2:$F$26,MATCH($C697,'Shultis Faw'!$A$2:$A$26,1)))/(INDEX('Shultis Faw'!$A$2:$A$26,MATCH($C697,'Shultis Faw'!$A$2:$A$26,1)+1)-INDEX('Shultis Faw'!$A$2:$A$26,MATCH($C697,'Shultis Faw'!$A$2:$A$26,1))),$C697*'Shultis Faw'!$F$2/'Shultis Faw'!$A$2)","v":14.264435000000001},{"$f":"J697*(H697*'Externe blootstelling'!$D$23/2)^K697+L697*(TANH(((H697*'Externe blootstelling'!$D$23)/(2*M697))-2)-TANH(-2))/(1-TANH(-2))","v":1.7367938963224376},{"$f":"IF(N697=1,1+(I697-1)*H697*'Externe blootstelling'!$D$23/2,1+(I697-1)*(N697^(H697*'Externe blootstelling'!$D$23/2)-1)/(N697-1))","v":3.9662615568857209},{"$f":"G697*EXP(-H697*'Externe blootstelling'!$D$23/2)*O697","v":3.244296930960143E-2}]
[null," g ",0.42964999999999998,6.8743999999999992E-14,8.0000000000000007E-5,{"$f":"_xlfn.IFNA(INDEX('hp (pSv cm2)'!$B$2:$B$52,MATCH($C698,'hp (pSv cm2)'!$A$2:$A$52,1))+($C698-INDEX('hp (pSv cm2)'!$A$2:$A$52,MATCH($C698,'hp (pSv cm2)'!$A$2:$A$52,1)))*(INDEX('hp (pSv cm2)'!$B$2:$B$52,MATCH($C698,'hp (pSv cm2)'!$A$2:$A$52,1)+1)-INDEX('hp (pSv cm2)'!$B$2:$B$52,MATCH($C698,'hp (pSv cm2)'!$A$2:$A$52,1)))/(INDEX('hp (pSv cm2)'!$A$2:$A$52,MATCH($C698,'hp (pSv cm2)'!$A$2:$A$52,1)+1)-INDEX('hp (pSv cm2)'!$A$2:$A$52,MATCH($C698,'hp (pSv cm2)'!$A$2:$A$52,1))),$C698*'hp (pSv cm2)'!$B$2/'hp (pSv cm2)'!$A$2)","v":2.1393549999999997},1.7114839999999998E-4,{"$f":"_xlfn.IFNA(0.997*(INDEX('Mass attenuation coefficients'!$B$2:$B$37,MATCH($C698,'Mass attenuation coefficients'!$A$2:$A$37,1))+($C698-INDEX('Mass attenuation coefficients'!$A$2:$A$37,MATCH($C698,'Mass attenuation coefficients'!$A$2:$A$37,1)))*(INDEX('Mass attenuation coefficients'!$B$2:$B$37,MATCH($C698,'Mass attenuation coefficients'!$A$2:$A$37,1)+1)-INDEX('Mass attenuation coefficients'!$B$2:$B$37,MATCH($C698,'Mass attenuation coefficients'!$A$2:$A$37,1)))/(INDEX('Mass attenuation coefficients'!$A$2:$A$37,MATCH($C698,'Mass attenuation coefficients'!$A$2:$A$37,1)+1)-INDEX('Mass attenuation coefficients'!$A$2:$A$37,MATCH($C698,'Mass attenuation coefficients'!$A$2:$A$37,1)))),0.997*$C698*'Mass attenuation coefficients'!$B$2/'Mass attenuation coefficients'!$A$2)","v":0.103053215085},{"$f":"_xlfn.IFNA(INDEX('Shultis Faw'!$C$2:$C$26,MATCH($C698,'Shultis Faw'!$A$2:$A$26,1))+($C698-INDEX('Shultis Faw'!$A$2:$A$26,MATCH($C698,'Shultis Faw'!$A$2:$A$26,1)))*(INDEX('Shultis Faw'!$C$2:$C$26,MATCH($C698,'Shultis Faw'!$A$2:$A$26,1)+1)-INDEX('Shultis Faw'!$C$2:$C$26,MATCH($C698,'Shultis Faw'!$A$2:$A$26,1)))/(INDEX('Shultis Faw'!$A$2:$A$26,MATCH($C698,'Shultis Faw'!$A$2:$A$26,1)+1)-INDEX('Shultis Faw'!$A$2:$A$26,MATCH($C698,'Shultis Faw'!$A$2:$A$26,1))),$C698*'Shultis Faw'!$C$2/'Shultis Faw'!$A$2)","v":2.6125600000000002},{"$f":"_xlfn.IFNA(INDEX('Shultis Faw'!$D$2:$D$26,MATCH($C698,'Shultis Faw'!$A$2:$A$26,1))+($C698-INDEX('Shultis Faw'!$A$2:$A$26,MATCH($C698,'Shultis Faw'!$A$2:$A$26,1)))*(INDEX('Shultis Faw'!$D$2:$D$26,MATCH($C698,'Shultis Faw'!$A$2:$A$26,1)+1)-INDEX('Shultis Faw'!$D$2:$D$26,MATCH($C698,'Shultis Faw'!$A$2:$A$26,1)))/(INDEX('Shultis Faw'!$A$2:$A$26,MATCH($C698,'Shultis Faw'!$A$2:$A$26,1)+1)-INDEX('Shultis Faw'!$A$2:$A$26,MATCH($C698,'Shultis Faw'!$A$2:$A$26,1))),$C698*'Shultis Faw'!$D$2/'Shultis Faw'!$A$2)","v":1.8476060000000001},{"$f":"_xlfn.IFNA(INDEX('Shultis Faw'!$B$2:$B$26,MATCH($C698,'Shultis Faw'!$A$2:$A$26,1))+($C698-INDEX('Shultis Faw'!$A$2:$A$26,MATCH($C698,'Shultis Faw'!$A$2:$A$26,1)))*(INDEX('Shultis Faw'!$B$2:$B$26,MATCH($C698,'Shultis Faw'!$A$2:$A$26,1)+1)-INDEX('Shultis Faw'!$B$2:$B$26,MATCH($C698,'Shultis Faw'!$A$2:$A$26,1)))/(INDEX('Shultis Faw'!$A$2:$A$26,MATCH($C698,'Shultis Faw'!$A$2:$A$26,1)+1)-INDEX('Shultis Faw'!$A$2:$A$26,MATCH($C698,'Shultis Faw'!$A$2:$A$26,1))),$C698*'Shultis Faw'!$B$2/'Shultis Faw'!$A$2)","v":-0.14484900000000001},{"$f":"_xlfn.IFNA(INDEX('Shultis Faw'!$E$2:$E$26,MATCH($C698,'Shultis Faw'!$A$2:$A$26,1))+($C698-INDEX('Shultis Faw'!$A$2:$A$26,MATCH($C698,'Shultis Faw'!$A$2:$A$26,1)))*(INDEX('Shultis Faw'!$E$2:$E$26,MATCH($C698,'Shultis Faw'!$A$2:$A$26,1)+1)-INDEX('Shultis Faw'!$E$2:$E$26,MATCH($C698,'Shultis Faw'!$A$2:$A$26,1)))/(INDEX('Shultis Faw'!$A$2:$A$26,MATCH($C698,'Shultis Faw'!$A$2:$A$26,1)+1)-INDEX('Shultis Faw'!$A$2:$A$26,MATCH($C698,'Shultis Faw'!$A$2:$A$26,1))),$C698*'Shultis Faw'!$E$2/'Shultis Faw'!$A$2)","v":5.8047149999999999E-2},{"$f":"_xlfn.IFNA(INDEX('Shultis Faw'!$F$2:$F$26,MATCH($C698,'Shultis Faw'!$A$2:$A$26,1))+($C698-INDEX('Shultis Faw'!$A$2:$A$26,MATCH($C698,'Shultis Faw'!$A$2:$A$26,1)))*(INDEX('Shultis Faw'!$F$2:$F$26,MATCH($C698,'Shultis Faw'!$A$2:$A$26,1)+1)-INDEX('Shultis Faw'!$F$2:$F$26,MATCH($C698,'Shultis Faw'!$A$2:$A$26,1)))/(INDEX('Shultis Faw'!$A$2:$A$26,MATCH($C698,'Shultis Faw'!$A$2:$A$26,1)+1)-INDEX('Shultis Faw'!$A$2:$A$26,MATCH($C698,'Shultis Faw'!$A$2:$A$26,1))),$C698*'Shultis Faw'!$F$2/'Shultis Faw'!$A$2)","v":14.266685000000001},{"$f":"J698*(H698*'Externe blootstelling'!$D$23/2)^K698+L698*(TANH(((H698*'Externe blootstelling'!$D$23)/(2*M698))-2)-TANH(-2))/(1-TANH(-2))","v":1.734897177531765},{"$f":"IF(N698=1,1+(I698-1)*H698*'Externe blootstelling'!$D$23/2,1+(I698-1)*(N698^(H698*'Externe blootstelling'!$D$23/2)-1)/(N698-1))","v":3.9480435287262394},{"$f":"G698*EXP(-H698*'Externe blootstelling'!$D$23/2)*O698","v":1.4402010921555993E-4}]
[null," g ",0.50407000000000002,8.0651200000000001E-14,5.8999999999999998E-5,{"$f":"_xlfn.IFNA(INDEX('hp (pSv cm2)'!$B$2:$B$52,MATCH($C699,'hp (pSv cm2)'!$A$2:$A$52,1))+($C699-INDEX('hp (pSv cm2)'!$A$2:$A$52,MATCH($C699,'hp (pSv cm2)'!$A$2:$A$52,1)))*(INDEX('hp (pSv cm2)'!$B$2:$B$52,MATCH($C699,'hp (pSv cm2)'!$A$2:$A$52,1)+1)-INDEX('hp (pSv cm2)'!$B$2:$B$52,MATCH($C699,'hp (pSv cm2)'!$A$2:$A$52,1)))/(INDEX('hp (pSv cm2)'!$A$2:$A$52,MATCH($C699,'hp (pSv cm2)'!$A$2:$A$52,1)+1)-INDEX('hp (pSv cm2)'!$A$2:$A$52,MATCH($C699,'hp (pSv cm2)'!$A$2:$A$52,1))),$C699*'hp (pSv cm2)'!$B$2/'hp (pSv cm2)'!$A$2)","v":2.4879080000000005},1.4678657200000003E-4,{"$f":"_xlfn.IFNA(0.997*(INDEX('Mass attenuation coefficients'!$B$2:$B$37,MATCH($C699,'Mass attenuation coefficients'!$A$2:$A$37,1))+($C699-INDEX('Mass attenuation coefficients'!$A$2:$A$37,MATCH($C699,'Mass attenuation coefficients'!$A$2:$A$37,1)))*(INDEX('Mass attenuation coefficients'!$B$2:$B$37,MATCH($C699,'Mass attenuation coefficients'!$A$2:$A$37,1)+1)-INDEX('Mass attenuation coefficients'!$B$2:$B$37,MATCH($C699,'Mass attenuation coefficients'!$A$2:$A$37,1)))/(INDEX('Mass attenuation coefficients'!$A$2:$A$37,MATCH($C699,'Mass attenuation coefficients'!$A$2:$A$37,1)+1)-INDEX('Mass attenuation coefficients'!$A$2:$A$37,MATCH($C699,'Mass attenuation coefficients'!$A$2:$A$37,1)))),0.997*$C699*'Mass attenuation coefficients'!$B$2/'Mass attenuation coefficients'!$A$2)","v":9.6282765551000002E-2},{"$f":"_xlfn.IFNA(INDEX('Shultis Faw'!$C$2:$C$26,MATCH($C699,'Shultis Faw'!$A$2:$A$26,1))+($C699-INDEX('Shultis Faw'!$A$2:$A$26,MATCH($C699,'Shultis Faw'!$A$2:$A$26,1)))*(INDEX('Shultis Faw'!$C$2:$C$26,MATCH($C699,'Shultis Faw'!$A$2:$A$26,1)+1)-INDEX('Shultis Faw'!$C$2:$C$26,MATCH($C699,'Shultis Faw'!$A$2:$A$26,1)))/(INDEX('Shultis Faw'!$A$2:$A$26,MATCH($C699,'Shultis Faw'!$A$2:$A$26,1)+1)-INDEX('Shultis Faw'!$A$2:$A$26,MATCH($C699,'Shultis Faw'!$A$2:$A$26,1))),$C699*'Shultis Faw'!$C$2/'Shultis Faw'!$A$2)","v":2.4949938999999999},{"$f":"_xlfn.IFNA(INDEX('Shultis Faw'!$D$2:$D$26,MATCH($C699,'Shultis Faw'!$A$2:$A$26,1))+($C699-INDEX('Shultis Faw'!$A$2:$A$26,MATCH($C699,'Shultis Faw'!$A$2:$A$26,1)))*(INDEX('Shultis Faw'!$D$2:$D$26,MATCH($C699,'Shultis Faw'!$A$2:$A$26,1)+1)-INDEX('Shultis Faw'!$D$2:$D$26,MATCH($C699,'Shultis Faw'!$A$2:$A$26,1)))/(INDEX('Shultis Faw'!$A$2:$A$26,MATCH($C699,'Shultis Faw'!$A$2:$A$26,1)+1)-INDEX('Shultis Faw'!$A$2:$A$26,MATCH($C699,'Shultis Faw'!$A$2:$A$26,1))),$C699*'Shultis Faw'!$D$2/'Shultis Faw'!$A$2)","v":1.7624591000000001},{"$f":"_xlfn.IFNA(INDEX('Shultis Faw'!$B$2:$B$26,MATCH($C699,'Shultis Faw'!$A$2:$A$26,1))+($C699-INDEX('Shultis Faw'!$A$2:$A$26,MATCH($C699,'Shultis Faw'!$A$2:$A$26,1)))*(INDEX('Shultis Faw'!$B$2:$B$26,MATCH($C699,'Shultis Faw'!$A$2:$A$26,1)+1)-INDEX('Shultis Faw'!$B$2:$B$26,MATCH($C699,'Shultis Faw'!$A$2:$A$26,1)))/(INDEX('Shultis Faw'!$A$2:$A$26,MATCH($C699,'Shultis Faw'!$A$2:$A$26,1)+1)-INDEX('Shultis Faw'!$A$2:$A$26,MATCH($C699,'Shultis Faw'!$A$2:$A$26,1))),$C699*'Shultis Faw'!$B$2/'Shultis Faw'!$A$2)","v":-0.13455230000000001},{"$f":"_xlfn.IFNA(INDEX('Shultis Faw'!$E$2:$E$26,MATCH($C699,'Shultis Faw'!$A$2:$A$26,1))+($C699-INDEX('Shultis Faw'!$A$2:$A$26,MATCH($C699,'Shultis Faw'!$A$2:$A$26,1)))*(INDEX('Shultis Faw'!$E$2:$E$26,MATCH($C699,'Shultis Faw'!$A$2:$A$26,1)+1)-INDEX('Shultis Faw'!$E$2:$E$26,MATCH($C699,'Shultis Faw'!$A$2:$A$26,1)))/(INDEX('Shultis Faw'!$A$2:$A$26,MATCH($C699,'Shultis Faw'!$A$2:$A$26,1)+1)-INDEX('Shultis Faw'!$A$2:$A$26,MATCH($C699,'Shultis Faw'!$A$2:$A$26,1))),$C699*'Shultis Faw'!$E$2/'Shultis Faw'!$A$2)","v":5.4424989999999999E-2},{"$f":"_xlfn.IFNA(INDEX('Shultis Faw'!$F$2:$F$26,MATCH($C699,'Shultis Faw'!$A$2:$A$26,1))+($C699-INDEX('Shultis Faw'!$A$2:$A$26,MATCH($C699,'Shultis Faw'!$A$2:$A$26,1)))*(INDEX('Shultis Faw'!$F$2:$F$26,MATCH($C699,'Shultis Faw'!$A$2:$A$26,1)+1)-INDEX('Shultis Faw'!$F$2:$F$26,MATCH($C699,'Shultis Faw'!$A$2:$A$26,1)))/(INDEX('Shultis Faw'!$A$2:$A$26,MATCH($C699,'Shultis Faw'!$A$2:$A$26,1)+1)-INDEX('Shultis Faw'!$A$2:$A$26,MATCH($C699,'Shultis Faw'!$A$2:$A$26,1))),$C699*'Shultis Faw'!$F$2/'Shultis Faw'!$A$2)","v":14.32593},{"$f":"J699*(H699*'Externe blootstelling'!$D$23/2)^K699+L699*(TANH(((H699*'Externe blootstelling'!$D$23)/(2*M699))-2)-TANH(-2))/(1-TANH(-2))","v":1.6776274749819269},{"$f":"IF(N699=1,1+(I699-1)*H699*'Externe blootstelling'!$D$23/2,1+(I699-1)*(N699^(H699*'Externe blootstelling'!$D$23/2)-1)/(N699-1))","v":3.4513909671769412},{"$f":"G699*EXP(-H699*'Externe blootstelling'!$D$23/2)*O699","v":1.1952379656981564E-4}]
[null," g ",0.60954999999999993,9.7527999999999971E-14,3.3E-4,{"$f":"_xlfn.IFNA(INDEX('hp (pSv cm2)'!$B$2:$B$52,MATCH($C700,'hp (pSv cm2)'!$A$2:$A$52,1))+($C700-INDEX('hp (pSv cm2)'!$A$2:$A$52,MATCH($C700,'hp (pSv cm2)'!$A$2:$A$52,1)))*(INDEX('hp (pSv cm2)'!$B$2:$B$52,MATCH($C700,'hp (pSv cm2)'!$A$2:$A$52,1)+1)-INDEX('hp (pSv cm2)'!$B$2:$B$52,MATCH($C700,'hp (pSv cm2)'!$A$2:$A$52,1)))/(INDEX('hp (pSv cm2)'!$A$2:$A$52,MATCH($C700,'hp (pSv cm2)'!$A$2:$A$52,1)+1)-INDEX('hp (pSv cm2)'!$A$2:$A$52,MATCH($C700,'hp (pSv cm2)'!$A$2:$A$52,1))),$C700*'hp (pSv cm2)'!$B$2/'hp (pSv cm2)'!$A$2)","v":2.9491549999999997},9.7322114999999986E-4,{"$f":"_xlfn.IFNA(0.997*(INDEX('Mass attenuation coefficients'!$B$2:$B$37,MATCH($C700,'Mass attenuation coefficients'!$A$2:$A$37,1))+($C700-INDEX('Mass attenuation coefficients'!$A$2:$A$37,MATCH($C700,'Mass attenuation coefficients'!$A$2:$A$37,1)))*(INDEX('Mass attenuation coefficients'!$B$2:$B$37,MATCH($C700,'Mass attenuation coefficients'!$A$2:$A$37,1)+1)-INDEX('Mass attenuation coefficients'!$B$2:$B$37,MATCH($C700,'Mass attenuation coefficients'!$A$2:$A$37,1)))/(INDEX('Mass attenuation coefficients'!$A$2:$A$37,MATCH($C700,'Mass attenuation coefficients'!$A$2:$A$37,1)+1)-INDEX('Mass attenuation coefficients'!$A$2:$A$37,MATCH($C700,'Mass attenuation coefficients'!$A$2:$A$37,1)))),0.997*$C700*'Mass attenuation coefficients'!$B$2/'Mass attenuation coefficients'!$A$2)","v":8.8771930357500015E-2},{"$f":"_xlfn.IFNA(INDEX('Shultis Faw'!$C$2:$C$26,MATCH($C700,'Shultis Faw'!$A$2:$A$26,1))+($C700-INDEX('Shultis Faw'!$A$2:$A$26,MATCH($C700,'Shultis Faw'!$A$2:$A$26,1)))*(INDEX('Shultis Faw'!$C$2:$C$26,MATCH($C700,'Shultis Faw'!$A$2:$A$26,1)+1)-INDEX('Shultis Faw'!$C$2:$C$26,MATCH($C700,'Shultis Faw'!$A$2:$A$26,1)))/(INDEX('Shultis Faw'!$A$2:$A$26,MATCH($C700,'Shultis Faw'!$A$2:$A$26,1)+1)-INDEX('Shultis Faw'!$A$2:$A$26,MATCH($C700,'Shultis Faw'!$A$2:$A$26,1))),$C700*'Shultis Faw'!$C$2/'Shultis Faw'!$A$2)","v":2.3691212500000001},{"$f":"_xlfn.IFNA(INDEX('Shultis Faw'!$D$2:$D$26,MATCH($C700,'Shultis Faw'!$A$2:$A$26,1))+($C700-INDEX('Shultis Faw'!$A$2:$A$26,MATCH($C700,'Shultis Faw'!$A$2:$A$26,1)))*(INDEX('Shultis Faw'!$D$2:$D$26,MATCH($C700,'Shultis Faw'!$A$2:$A$26,1)+1)-INDEX('Shultis Faw'!$D$2:$D$26,MATCH($C700,'Shultis Faw'!$A$2:$A$26,1)))/(INDEX('Shultis Faw'!$A$2:$A$26,MATCH($C700,'Shultis Faw'!$A$2:$A$26,1)+1)-INDEX('Shultis Faw'!$A$2:$A$26,MATCH($C700,'Shultis Faw'!$A$2:$A$26,1))),$C700*'Shultis Faw'!$D$2/'Shultis Faw'!$A$2)","v":1.6725537500000001},{"$f":"_xlfn.IFNA(INDEX('Shultis Faw'!$B$2:$B$26,MATCH($C700,'Shultis Faw'!$A$2:$A$26,1))+($C700-INDEX('Shultis Faw'!$A$2:$A$26,MATCH($C700,'Shultis Faw'!$A$2:$A$26,1)))*(INDEX('Shultis Faw'!$B$2:$B$26,MATCH($C700,'Shultis Faw'!$A$2:$A$26,1)+1)-INDEX('Shultis Faw'!$B$2:$B$26,MATCH($C700,'Shultis Faw'!$A$2:$A$26,1)))/(INDEX('Shultis Faw'!$A$2:$A$26,MATCH($C700,'Shultis Faw'!$A$2:$A$26,1)+1)-INDEX('Shultis Faw'!$A$2:$A$26,MATCH($C700,'Shultis Faw'!$A$2:$A$26,1))),$C700*'Shultis Faw'!$B$2/'Shultis Faw'!$A$2)","v":-0.12309275},{"$f":"_xlfn.IFNA(INDEX('Shultis Faw'!$E$2:$E$26,MATCH($C700,'Shultis Faw'!$A$2:$A$26,1))+($C700-INDEX('Shultis Faw'!$A$2:$A$26,MATCH($C700,'Shultis Faw'!$A$2:$A$26,1)))*(INDEX('Shultis Faw'!$E$2:$E$26,MATCH($C700,'Shultis Faw'!$A$2:$A$26,1)+1)-INDEX('Shultis Faw'!$E$2:$E$26,MATCH($C700,'Shultis Faw'!$A$2:$A$26,1)))/(INDEX('Shultis Faw'!$A$2:$A$26,MATCH($C700,'Shultis Faw'!$A$2:$A$26,1)+1)-INDEX('Shultis Faw'!$A$2:$A$26,MATCH($C700,'Shultis Faw'!$A$2:$A$26,1))),$C700*'Shultis Faw'!$E$2/'Shultis Faw'!$A$2)","v":4.9984849999999997E-2},{"$f":"_xlfn.IFNA(INDEX('Shultis Faw'!$F$2:$F$26,MATCH($C700,'Shultis Faw'!$A$2:$A$26,1))+($C700-INDEX('Shultis Faw'!$A$2:$A$26,MATCH($C700,'Shultis Faw'!$A$2:$A$26,1)))*(INDEX('Shultis Faw'!$F$2:$F$26,MATCH($C700,'Shultis Faw'!$A$2:$A$26,1)+1)-INDEX('Shultis Faw'!$F$2:$F$26,MATCH($C700,'Shultis Faw'!$A$2:$A$26,1)))/(INDEX('Shultis Faw'!$A$2:$A$26,MATCH($C700,'Shultis Faw'!$A$2:$A$26,1)+1)-INDEX('Shultis Faw'!$A$2:$A$26,MATCH($C700,'Shultis Faw'!$A$2:$A$26,1))),$C700*'Shultis Faw'!$F$2/'Shultis Faw'!$A$2)","v":14.236207500000001},{"$f":"J700*(H700*'Externe blootstelling'!$D$23/2)^K700+L700*(TANH(((H700*'Externe blootstelling'!$D$23)/(2*M700))-2)-TANH(-2))/(1-TANH(-2))","v":1.6148083092685441},{"$f":"IF(N700=1,1+(I700-1)*H700*'Externe blootstelling'!$D$23/2,1+(I700-1)*(N700^(H700*'Externe blootstelling'!$D$23/2)-1)/(N700-1))","v":2.988423586783755},{"$f":"G700*EXP(-H700*'Externe blootstelling'!$D$23/2)*O700","v":7.6799130203492744E-4}]
[null," g ",0.67580999999999991,1.0812959999999997E-13,1.8100000000000001E-4,{"$f":"_xlfn.IFNA(INDEX('hp (pSv cm2)'!$B$2:$B$52,MATCH($C701,'hp (pSv cm2)'!$A$2:$A$52,1))+($C701-INDEX('hp (pSv cm2)'!$A$2:$A$52,MATCH($C701,'hp (pSv cm2)'!$A$2:$A$52,1)))*(INDEX('hp (pSv cm2)'!$B$2:$B$52,MATCH($C701,'hp (pSv cm2)'!$A$2:$A$52,1)+1)-INDEX('hp (pSv cm2)'!$B$2:$B$52,MATCH($C701,'hp (pSv cm2)'!$A$2:$A$52,1)))/(INDEX('hp (pSv cm2)'!$A$2:$A$52,MATCH($C701,'hp (pSv cm2)'!$A$2:$A$52,1)+1)-INDEX('hp (pSv cm2)'!$A$2:$A$52,MATCH($C701,'hp (pSv cm2)'!$A$2:$A$52,1))),$C701*'hp (pSv cm2)'!$B$2/'hp (pSv cm2)'!$A$2)","v":3.2208209999999999},5.8296860099999999E-4,{"$f":"_xlfn.IFNA(0.997*(INDEX('Mass attenuation coefficients'!$B$2:$B$37,MATCH($C701,'Mass attenuation coefficients'!$A$2:$A$37,1))+($C701-INDEX('Mass attenuation coefficients'!$A$2:$A$37,MATCH($C701,'Mass attenuation coefficients'!$A$2:$A$37,1)))*(INDEX('Mass attenuation coefficients'!$B$2:$B$37,MATCH($C701,'Mass attenuation coefficients'!$A$2:$A$37,1)+1)-INDEX('Mass attenuation coefficients'!$B$2:$B$37,MATCH($C701,'Mass attenuation coefficients'!$A$2:$A$37,1)))/(INDEX('Mass attenuation coefficients'!$A$2:$A$37,MATCH($C701,'Mass attenuation coefficients'!$A$2:$A$37,1)+1)-INDEX('Mass attenuation coefficients'!$A$2:$A$37,MATCH($C701,'Mass attenuation coefficients'!$A$2:$A$37,1)))),0.997*$C701*'Mass attenuation coefficients'!$B$2/'Mass attenuation coefficients'!$A$2)","v":8.5168290806500013E-2},{"$f":"_xlfn.IFNA(INDEX('Shultis Faw'!$C$2:$C$26,MATCH($C701,'Shultis Faw'!$A$2:$A$26,1))+($C701-INDEX('Shultis Faw'!$A$2:$A$26,MATCH($C701,'Shultis Faw'!$A$2:$A$26,1)))*(INDEX('Shultis Faw'!$C$2:$C$26,MATCH($C701,'Shultis Faw'!$A$2:$A$26,1)+1)-INDEX('Shultis Faw'!$C$2:$C$26,MATCH($C701,'Shultis Faw'!$A$2:$A$26,1)))/(INDEX('Shultis Faw'!$A$2:$A$26,MATCH($C701,'Shultis Faw'!$A$2:$A$26,1)+1)-INDEX('Shultis Faw'!$A$2:$A$26,MATCH($C701,'Shultis Faw'!$A$2:$A$26,1))),$C701*'Shultis Faw'!$C$2/'Shultis Faw'!$A$2)","v":2.3144567500000002},{"$f":"_xlfn.IFNA(INDEX('Shultis Faw'!$D$2:$D$26,MATCH($C701,'Shultis Faw'!$A$2:$A$26,1))+($C701-INDEX('Shultis Faw'!$A$2:$A$26,MATCH($C701,'Shultis Faw'!$A$2:$A$26,1)))*(INDEX('Shultis Faw'!$D$2:$D$26,MATCH($C701,'Shultis Faw'!$A$2:$A$26,1)+1)-INDEX('Shultis Faw'!$D$2:$D$26,MATCH($C701,'Shultis Faw'!$A$2:$A$26,1)))/(INDEX('Shultis Faw'!$A$2:$A$26,MATCH($C701,'Shultis Faw'!$A$2:$A$26,1)+1)-INDEX('Shultis Faw'!$A$2:$A$26,MATCH($C701,'Shultis Faw'!$A$2:$A$26,1))),$C701*'Shultis Faw'!$D$2/'Shultis Faw'!$A$2)","v":1.6278282500000001},{"$f":"_xlfn.IFNA(INDEX('Shultis Faw'!$B$2:$B$26,MATCH($C701,'Shultis Faw'!$A$2:$A$26,1))+($C701-INDEX('Shultis Faw'!$A$2:$A$26,MATCH($C701,'Shultis Faw'!$A$2:$A$26,1)))*(INDEX('Shultis Faw'!$B$2:$B$26,MATCH($C701,'Shultis Faw'!$A$2:$A$26,1)+1)-INDEX('Shultis Faw'!$B$2:$B$26,MATCH($C701,'Shultis Faw'!$A$2:$A$26,1)))/(INDEX('Shultis Faw'!$A$2:$A$26,MATCH($C701,'Shultis Faw'!$A$2:$A$26,1)+1)-INDEX('Shultis Faw'!$A$2:$A$26,MATCH($C701,'Shultis Faw'!$A$2:$A$26,1))),$C701*'Shultis Faw'!$B$2/'Shultis Faw'!$A$2)","v":-0.11679805000000001},{"$f":"_xlfn.IFNA(INDEX('Shultis Faw'!$E$2:$E$26,MATCH($C701,'Shultis Faw'!$A$2:$A$26,1))+($C701-INDEX('Shultis Faw'!$A$2:$A$26,MATCH($C701,'Shultis Faw'!$A$2:$A$26,1)))*(INDEX('Shultis Faw'!$E$2:$E$26,MATCH($C701,'Shultis Faw'!$A$2:$A$26,1)+1)-INDEX('Shultis Faw'!$E$2:$E$26,MATCH($C701,'Shultis Faw'!$A$2:$A$26,1)))/(INDEX('Shultis Faw'!$A$2:$A$26,MATCH($C701,'Shultis Faw'!$A$2:$A$26,1)+1)-INDEX('Shultis Faw'!$A$2:$A$26,MATCH($C701,'Shultis Faw'!$A$2:$A$26,1))),$C701*'Shultis Faw'!$E$2/'Shultis Faw'!$A$2)","v":4.7798270000000004E-2},{"$f":"_xlfn.IFNA(INDEX('Shultis Faw'!$F$2:$F$26,MATCH($C701,'Shultis Faw'!$A$2:$A$26,1))+($C701-INDEX('Shultis Faw'!$A$2:$A$26,MATCH($C701,'Shultis Faw'!$A$2:$A$26,1)))*(INDEX('Shultis Faw'!$F$2:$F$26,MATCH($C701,'Shultis Faw'!$A$2:$A$26,1)+1)-INDEX('Shultis Faw'!$F$2:$F$26,MATCH($C701,'Shultis Faw'!$A$2:$A$26,1)))/(INDEX('Shultis Faw'!$A$2:$A$26,MATCH($C701,'Shultis Faw'!$A$2:$A$26,1)+1)-INDEX('Shultis Faw'!$A$2:$A$26,MATCH($C701,'Shultis Faw'!$A$2:$A$26,1))),$C701*'Shultis Faw'!$F$2/'Shultis Faw'!$A$2)","v":14.2792765},{"$f":"J701*(H701*'Externe blootstelling'!$D$23/2)^K701+L701*(TANH(((H701*'Externe blootstelling'!$D$23)/(2*M701))-2)-TANH(-2))/(1-TANH(-2))","v":1.582089137363794},{"$f":"IF(N701=1,1+(I701-1)*H701*'Externe blootstelling'!$D$23/2,1+(I701-1)*(N701^(H701*'Externe blootstelling'!$D$23/2)-1)/(N701-1))","v":2.7995222049723605},{"$f":"G701*EXP(-H701*'Externe blootstelling'!$D$23/2)*O701","v":4.5489095309914502E-4}]
[null," g ",0.70467499999999994,1.1274799999999998E-13,4.6999999999999993E-3,{"$f":"_xlfn.IFNA(INDEX('hp (pSv cm2)'!$B$2:$B$52,MATCH($C702,'hp (pSv cm2)'!$A$2:$A$52,1))+($C702-INDEX('hp (pSv cm2)'!$A$2:$A$52,MATCH($C702,'hp (pSv cm2)'!$A$2:$A$52,1)))*(INDEX('hp (pSv cm2)'!$B$2:$B$52,MATCH($C702,'hp (pSv cm2)'!$A$2:$A$52,1)+1)-INDEX('hp (pSv cm2)'!$B$2:$B$52,MATCH($C702,'hp (pSv cm2)'!$A$2:$A$52,1)))/(INDEX('hp (pSv cm2)'!$A$2:$A$52,MATCH($C702,'hp (pSv cm2)'!$A$2:$A$52,1)+1)-INDEX('hp (pSv cm2)'!$A$2:$A$52,MATCH($C702,'hp (pSv cm2)'!$A$2:$A$52,1))),$C702*'hp (pSv cm2)'!$B$2/'hp (pSv cm2)'!$A$2)","v":3.3391674999999998},1.5694087249999995E-2,{"$f":"_xlfn.IFNA(0.997*(INDEX('Mass attenuation coefficients'!$B$2:$B$37,MATCH($C702,'Mass attenuation coefficients'!$A$2:$A$37,1))+($C702-INDEX('Mass attenuation coefficients'!$A$2:$A$37,MATCH($C702,'Mass attenuation coefficients'!$A$2:$A$37,1)))*(INDEX('Mass attenuation coefficients'!$B$2:$B$37,MATCH($C702,'Mass attenuation coefficients'!$A$2:$A$37,1)+1)-INDEX('Mass attenuation coefficients'!$B$2:$B$37,MATCH($C702,'Mass attenuation coefficients'!$A$2:$A$37,1)))/(INDEX('Mass attenuation coefficients'!$A$2:$A$37,MATCH($C702,'Mass attenuation coefficients'!$A$2:$A$37,1)+1)-INDEX('Mass attenuation coefficients'!$A$2:$A$37,MATCH($C702,'Mass attenuation coefficients'!$A$2:$A$37,1)))),0.997*$C702*'Mass attenuation coefficients'!$B$2/'Mass attenuation coefficients'!$A$2)","v":8.359842881375E-2},{"$f":"_xlfn.IFNA(INDEX('Shultis Faw'!$C$2:$C$26,MATCH($C702,'Shultis Faw'!$A$2:$A$26,1))+($C702-INDEX('Shultis Faw'!$A$2:$A$26,MATCH($C702,'Shultis Faw'!$A$2:$A$26,1)))*(INDEX('Shultis Faw'!$C$2:$C$26,MATCH($C702,'Shultis Faw'!$A$2:$A$26,1)+1)-INDEX('Shultis Faw'!$C$2:$C$26,MATCH($C702,'Shultis Faw'!$A$2:$A$26,1)))/(INDEX('Shultis Faw'!$A$2:$A$26,MATCH($C702,'Shultis Faw'!$A$2:$A$26,1)+1)-INDEX('Shultis Faw'!$A$2:$A$26,MATCH($C702,'Shultis Faw'!$A$2:$A$26,1))),$C702*'Shultis Faw'!$C$2/'Shultis Faw'!$A$2)","v":2.2906431249999999},{"$f":"_xlfn.IFNA(INDEX('Shultis Faw'!$D$2:$D$26,MATCH($C702,'Shultis Faw'!$A$2:$A$26,1))+($C702-INDEX('Shultis Faw'!$A$2:$A$26,MATCH($C702,'Shultis Faw'!$A$2:$A$26,1)))*(INDEX('Shultis Faw'!$D$2:$D$26,MATCH($C702,'Shultis Faw'!$A$2:$A$26,1)+1)-INDEX('Shultis Faw'!$D$2:$D$26,MATCH($C702,'Shultis Faw'!$A$2:$A$26,1)))/(INDEX('Shultis Faw'!$A$2:$A$26,MATCH($C702,'Shultis Faw'!$A$2:$A$26,1)+1)-INDEX('Shultis Faw'!$A$2:$A$26,MATCH($C702,'Shultis Faw'!$A$2:$A$26,1))),$C702*'Shultis Faw'!$D$2/'Shultis Faw'!$A$2)","v":1.6083443750000002},{"$f":"_xlfn.IFNA(INDEX('Shultis Faw'!$B$2:$B$26,MATCH($C702,'Shultis Faw'!$A$2:$A$26,1))+($C702-INDEX('Shultis Faw'!$A$2:$A$26,MATCH($C702,'Shultis Faw'!$A$2:$A$26,1)))*(INDEX('Shultis Faw'!$B$2:$B$26,MATCH($C702,'Shultis Faw'!$A$2:$A$26,1)+1)-INDEX('Shultis Faw'!$B$2:$B$26,MATCH($C702,'Shultis Faw'!$A$2:$A$26,1)))/(INDEX('Shultis Faw'!$A$2:$A$26,MATCH($C702,'Shultis Faw'!$A$2:$A$26,1)+1)-INDEX('Shultis Faw'!$A$2:$A$26,MATCH($C702,'Shultis Faw'!$A$2:$A$26,1))),$C702*'Shultis Faw'!$B$2/'Shultis Faw'!$A$2)","v":-0.114055875},{"$f":"_xlfn.IFNA(INDEX('Shultis Faw'!$E$2:$E$26,MATCH($C702,'Shultis Faw'!$A$2:$A$26,1))+($C702-INDEX('Shultis Faw'!$A$2:$A$26,MATCH($C702,'Shultis Faw'!$A$2:$A$26,1)))*(INDEX('Shultis Faw'!$E$2:$E$26,MATCH($C702,'Shultis Faw'!$A$2:$A$26,1)+1)-INDEX('Shultis Faw'!$E$2:$E$26,MATCH($C702,'Shultis Faw'!$A$2:$A$26,1)))/(INDEX('Shultis Faw'!$A$2:$A$26,MATCH($C702,'Shultis Faw'!$A$2:$A$26,1)+1)-INDEX('Shultis Faw'!$A$2:$A$26,MATCH($C702,'Shultis Faw'!$A$2:$A$26,1))),$C702*'Shultis Faw'!$E$2/'Shultis Faw'!$A$2)","v":4.6845725000000005E-2},{"$f":"_xlfn.IFNA(INDEX('Shultis Faw'!$F$2:$F$26,MATCH($C702,'Shultis Faw'!$A$2:$A$26,1))+($C702-INDEX('Shultis Faw'!$A$2:$A$26,MATCH($C702,'Shultis Faw'!$A$2:$A$26,1)))*(INDEX('Shultis Faw'!$F$2:$F$26,MATCH($C702,'Shultis Faw'!$A$2:$A$26,1)+1)-INDEX('Shultis Faw'!$F$2:$F$26,MATCH($C702,'Shultis Faw'!$A$2:$A$26,1)))/(INDEX('Shultis Faw'!$A$2:$A$26,MATCH($C702,'Shultis Faw'!$A$2:$A$26,1)+1)-INDEX('Shultis Faw'!$A$2:$A$26,MATCH($C702,'Shultis Faw'!$A$2:$A$26,1))),$C702*'Shultis Faw'!$F$2/'Shultis Faw'!$A$2)","v":14.29803875},{"$f":"J702*(H702*'Externe blootstelling'!$D$23/2)^K702+L702*(TANH(((H702*'Externe blootstelling'!$D$23)/(2*M702))-2)-TANH(-2))/(1-TANH(-2))","v":1.5675202870383331},{"$f":"IF(N702=1,1+(I702-1)*H702*'Externe blootstelling'!$D$23/2,1+(I702-1)*(N702^(H702*'Externe blootstelling'!$D$23/2)-1)/(N702-1))","v":2.7217468299509022},{"$f":"G702*EXP(-H702*'Externe blootstelling'!$D$23/2)*O702","v":1.2189580043552342E-2}]
[null," g ",0.76667999999999992,1.2266879999999999E-13,6.1999999999999998E-3,{"$f":"_xlfn.IFNA(INDEX('hp (pSv cm2)'!$B$2:$B$52,MATCH($C703,'hp (pSv cm2)'!$A$2:$A$52,1))+($C703-INDEX('hp (pSv cm2)'!$A$2:$A$52,MATCH($C703,'hp (pSv cm2)'!$A$2:$A$52,1)))*(INDEX('hp (pSv cm2)'!$B$2:$B$52,MATCH($C703,'hp (pSv cm2)'!$A$2:$A$52,1)+1)-INDEX('hp (pSv cm2)'!$B$2:$B$52,MATCH($C703,'hp (pSv cm2)'!$A$2:$A$52,1)))/(INDEX('hp (pSv cm2)'!$A$2:$A$52,MATCH($C703,'hp (pSv cm2)'!$A$2:$A$52,1)+1)-INDEX('hp (pSv cm2)'!$A$2:$A$52,MATCH($C703,'hp (pSv cm2)'!$A$2:$A$52,1))),$C703*'hp (pSv cm2)'!$B$2/'hp (pSv cm2)'!$A$2)","v":3.5933879999999996},2.2279005599999995E-2,{"$f":"_xlfn.IFNA(0.997*(INDEX('Mass attenuation coefficients'!$B$2:$B$37,MATCH($C703,'Mass attenuation coefficients'!$A$2:$A$37,1))+($C703-INDEX('Mass attenuation coefficients'!$A$2:$A$37,MATCH($C703,'Mass attenuation coefficients'!$A$2:$A$37,1)))*(INDEX('Mass attenuation coefficients'!$B$2:$B$37,MATCH($C703,'Mass attenuation coefficients'!$A$2:$A$37,1)+1)-INDEX('Mass attenuation coefficients'!$B$2:$B$37,MATCH($C703,'Mass attenuation coefficients'!$A$2:$A$37,1)))/(INDEX('Mass attenuation coefficients'!$A$2:$A$37,MATCH($C703,'Mass attenuation coefficients'!$A$2:$A$37,1)+1)-INDEX('Mass attenuation coefficients'!$A$2:$A$37,MATCH($C703,'Mass attenuation coefficients'!$A$2:$A$37,1)))),0.997*$C703*'Mass attenuation coefficients'!$B$2/'Mass attenuation coefficients'!$A$2)","v":8.0226203181999994E-2},{"$f":"_xlfn.IFNA(INDEX('Shultis Faw'!$C$2:$C$26,MATCH($C703,'Shultis Faw'!$A$2:$A$26,1))+($C703-INDEX('Shultis Faw'!$A$2:$A$26,MATCH($C703,'Shultis Faw'!$A$2:$A$26,1)))*(INDEX('Shultis Faw'!$C$2:$C$26,MATCH($C703,'Shultis Faw'!$A$2:$A$26,1)+1)-INDEX('Shultis Faw'!$C$2:$C$26,MATCH($C703,'Shultis Faw'!$A$2:$A$26,1)))/(INDEX('Shultis Faw'!$A$2:$A$26,MATCH($C703,'Shultis Faw'!$A$2:$A$26,1)+1)-INDEX('Shultis Faw'!$A$2:$A$26,MATCH($C703,'Shultis Faw'!$A$2:$A$26,1))),$C703*'Shultis Faw'!$C$2/'Shultis Faw'!$A$2)","v":2.2394890000000003},{"$f":"_xlfn.IFNA(INDEX('Shultis Faw'!$D$2:$D$26,MATCH($C703,'Shultis Faw'!$A$2:$A$26,1))+($C703-INDEX('Shultis Faw'!$A$2:$A$26,MATCH($C703,'Shultis Faw'!$A$2:$A$26,1)))*(INDEX('Shultis Faw'!$D$2:$D$26,MATCH($C703,'Shultis Faw'!$A$2:$A$26,1)+1)-INDEX('Shultis Faw'!$D$2:$D$26,MATCH($C703,'Shultis Faw'!$A$2:$A$26,1)))/(INDEX('Shultis Faw'!$A$2:$A$26,MATCH($C703,'Shultis Faw'!$A$2:$A$26,1)+1)-INDEX('Shultis Faw'!$A$2:$A$26,MATCH($C703,'Shultis Faw'!$A$2:$A$26,1))),$C703*'Shultis Faw'!$D$2/'Shultis Faw'!$A$2)","v":1.5664910000000001},{"$f":"_xlfn.IFNA(INDEX('Shultis Faw'!$B$2:$B$26,MATCH($C703,'Shultis Faw'!$A$2:$A$26,1))+($C703-INDEX('Shultis Faw'!$A$2:$A$26,MATCH($C703,'Shultis Faw'!$A$2:$A$26,1)))*(INDEX('Shultis Faw'!$B$2:$B$26,MATCH($C703,'Shultis Faw'!$A$2:$A$26,1)+1)-INDEX('Shultis Faw'!$B$2:$B$26,MATCH($C703,'Shultis Faw'!$A$2:$A$26,1)))/(INDEX('Shultis Faw'!$A$2:$A$26,MATCH($C703,'Shultis Faw'!$A$2:$A$26,1)+1)-INDEX('Shultis Faw'!$A$2:$A$26,MATCH($C703,'Shultis Faw'!$A$2:$A$26,1))),$C703*'Shultis Faw'!$B$2/'Shultis Faw'!$A$2)","v":-0.10816540000000001},{"$f":"_xlfn.IFNA(INDEX('Shultis Faw'!$E$2:$E$26,MATCH($C703,'Shultis Faw'!$A$2:$A$26,1))+($C703-INDEX('Shultis Faw'!$A$2:$A$26,MATCH($C703,'Shultis Faw'!$A$2:$A$26,1)))*(INDEX('Shultis Faw'!$E$2:$E$26,MATCH($C703,'Shultis Faw'!$A$2:$A$26,1)+1)-INDEX('Shultis Faw'!$E$2:$E$26,MATCH($C703,'Shultis Faw'!$A$2:$A$26,1)))/(INDEX('Shultis Faw'!$A$2:$A$26,MATCH($C703,'Shultis Faw'!$A$2:$A$26,1)+1)-INDEX('Shultis Faw'!$A$2:$A$26,MATCH($C703,'Shultis Faw'!$A$2:$A$26,1))),$C703*'Shultis Faw'!$E$2/'Shultis Faw'!$A$2)","v":4.4799560000000009E-2},{"$f":"_xlfn.IFNA(INDEX('Shultis Faw'!$F$2:$F$26,MATCH($C703,'Shultis Faw'!$A$2:$A$26,1))+($C703-INDEX('Shultis Faw'!$A$2:$A$26,MATCH($C703,'Shultis Faw'!$A$2:$A$26,1)))*(INDEX('Shultis Faw'!$F$2:$F$26,MATCH($C703,'Shultis Faw'!$A$2:$A$26,1)+1)-INDEX('Shultis Faw'!$F$2:$F$26,MATCH($C703,'Shultis Faw'!$A$2:$A$26,1)))/(INDEX('Shultis Faw'!$A$2:$A$26,MATCH($C703,'Shultis Faw'!$A$2:$A$26,1)+1)-INDEX('Shultis Faw'!$A$2:$A$26,MATCH($C703,'Shultis Faw'!$A$2:$A$26,1))),$C703*'Shultis Faw'!$F$2/'Shultis Faw'!$A$2)","v":14.338341999999999},{"$f":"J703*(H703*'Externe blootstelling'!$D$23/2)^K703+L703*(TANH(((H703*'Externe blootstelling'!$D$23)/(2*M703))-2)-TANH(-2))/(1-TANH(-2))","v":1.5355788124414911},{"$f":"IF(N703=1,1+(I703-1)*H703*'Externe blootstelling'!$D$23/2,1+(I703-1)*(N703^(H703*'Externe blootstelling'!$D$23/2)-1)/(N703-1))","v":2.5634345059277308},{"$f":"G703*EXP(-H703*'Externe blootstelling'!$D$23/2)*O703","v":1.7143167497766794E-2}]
[null," g ",0.83198400000000006,1.3311744E-13,3.5000000000000003E-2,{"$f":"_xlfn.IFNA(INDEX('hp (pSv cm2)'!$B$2:$B$52,MATCH($C704,'hp (pSv cm2)'!$A$2:$A$52,1))+($C704-INDEX('hp (pSv cm2)'!$A$2:$A$52,MATCH($C704,'hp (pSv cm2)'!$A$2:$A$52,1)))*(INDEX('hp (pSv cm2)'!$B$2:$B$52,MATCH($C704,'hp (pSv cm2)'!$A$2:$A$52,1)+1)-INDEX('hp (pSv cm2)'!$B$2:$B$52,MATCH($C704,'hp (pSv cm2)'!$A$2:$A$52,1)))/(INDEX('hp (pSv cm2)'!$A$2:$A$52,MATCH($C704,'hp (pSv cm2)'!$A$2:$A$52,1)+1)-INDEX('hp (pSv cm2)'!$A$2:$A$52,MATCH($C704,'hp (pSv cm2)'!$A$2:$A$52,1))),$C704*'hp (pSv cm2)'!$B$2/'hp (pSv cm2)'!$A$2)","v":3.8515391999999999},0.13480387200000002,{"$f":"_xlfn.IFNA(0.997*(INDEX('Mass attenuation coefficients'!$B$2:$B$37,MATCH($C704,'Mass attenuation coefficients'!$A$2:$A$37,1))+($C704-INDEX('Mass attenuation coefficients'!$A$2:$A$37,MATCH($C704,'Mass attenuation coefficients'!$A$2:$A$37,1)))*(INDEX('Mass attenuation coefficients'!$B$2:$B$37,MATCH($C704,'Mass attenuation coefficients'!$A$2:$A$37,1)+1)-INDEX('Mass attenuation coefficients'!$B$2:$B$37,MATCH($C704,'Mass attenuation coefficients'!$A$2:$A$37,1)))/(INDEX('Mass attenuation coefficients'!$A$2:$A$37,MATCH($C704,'Mass attenuation coefficients'!$A$2:$A$37,1)+1)-INDEX('Mass attenuation coefficients'!$A$2:$A$37,MATCH($C704,'Mass attenuation coefficients'!$A$2:$A$37,1)))),0.997*$C704*'Mass attenuation coefficients'!$B$2/'Mass attenuation coefficients'!$A$2)","v":7.7149688896800003E-2},{"$f":"_xlfn.IFNA(INDEX('Shultis Faw'!$C$2:$C$26,MATCH($C704,'Shultis Faw'!$A$2:$A$26,1))+($C704-INDEX('Shultis Faw'!$A$2:$A$26,MATCH($C704,'Shultis Faw'!$A$2:$A$26,1)))*(INDEX('Shultis Faw'!$C$2:$C$26,MATCH($C704,'Shultis Faw'!$A$2:$A$26,1)+1)-INDEX('Shultis Faw'!$C$2:$C$26,MATCH($C704,'Shultis Faw'!$A$2:$A$26,1)))/(INDEX('Shultis Faw'!$A$2:$A$26,MATCH($C704,'Shultis Faw'!$A$2:$A$26,1)+1)-INDEX('Shultis Faw'!$A$2:$A$26,MATCH($C704,'Shultis Faw'!$A$2:$A$26,1))),$C704*'Shultis Faw'!$C$2/'Shultis Faw'!$A$2)","v":2.1945687200000004},{"$f":"_xlfn.IFNA(INDEX('Shultis Faw'!$D$2:$D$26,MATCH($C704,'Shultis Faw'!$A$2:$A$26,1))+($C704-INDEX('Shultis Faw'!$A$2:$A$26,MATCH($C704,'Shultis Faw'!$A$2:$A$26,1)))*(INDEX('Shultis Faw'!$D$2:$D$26,MATCH($C704,'Shultis Faw'!$A$2:$A$26,1)+1)-INDEX('Shultis Faw'!$D$2:$D$26,MATCH($C704,'Shultis Faw'!$A$2:$A$26,1)))/(INDEX('Shultis Faw'!$A$2:$A$26,MATCH($C704,'Shultis Faw'!$A$2:$A$26,1)+1)-INDEX('Shultis Faw'!$A$2:$A$26,MATCH($C704,'Shultis Faw'!$A$2:$A$26,1))),$C704*'Shultis Faw'!$D$2/'Shultis Faw'!$A$2)","v":1.5275282400000001},{"$f":"_xlfn.IFNA(INDEX('Shultis Faw'!$B$2:$B$26,MATCH($C704,'Shultis Faw'!$A$2:$A$26,1))+($C704-INDEX('Shultis Faw'!$A$2:$A$26,MATCH($C704,'Shultis Faw'!$A$2:$A$26,1)))*(INDEX('Shultis Faw'!$B$2:$B$26,MATCH($C704,'Shultis Faw'!$A$2:$A$26,1)+1)-INDEX('Shultis Faw'!$B$2:$B$26,MATCH($C704,'Shultis Faw'!$A$2:$A$26,1)))/(INDEX('Shultis Faw'!$A$2:$A$26,MATCH($C704,'Shultis Faw'!$A$2:$A$26,1)+1)-INDEX('Shultis Faw'!$A$2:$A$26,MATCH($C704,'Shultis Faw'!$A$2:$A$26,1))),$C704*'Shultis Faw'!$B$2/'Shultis Faw'!$A$2)","v":-0.10244128},{"$f":"_xlfn.IFNA(INDEX('Shultis Faw'!$E$2:$E$26,MATCH($C704,'Shultis Faw'!$A$2:$A$26,1))+($C704-INDEX('Shultis Faw'!$A$2:$A$26,MATCH($C704,'Shultis Faw'!$A$2:$A$26,1)))*(INDEX('Shultis Faw'!$E$2:$E$26,MATCH($C704,'Shultis Faw'!$A$2:$A$26,1)+1)-INDEX('Shultis Faw'!$E$2:$E$26,MATCH($C704,'Shultis Faw'!$A$2:$A$26,1)))/(INDEX('Shultis Faw'!$A$2:$A$26,MATCH($C704,'Shultis Faw'!$A$2:$A$26,1)+1)-INDEX('Shultis Faw'!$A$2:$A$26,MATCH($C704,'Shultis Faw'!$A$2:$A$26,1))),$C704*'Shultis Faw'!$E$2/'Shultis Faw'!$A$2)","v":4.2756472000000004E-2},{"$f":"_xlfn.IFNA(INDEX('Shultis Faw'!$F$2:$F$26,MATCH($C704,'Shultis Faw'!$A$2:$A$26,1))+($C704-INDEX('Shultis Faw'!$A$2:$A$26,MATCH($C704,'Shultis Faw'!$A$2:$A$26,1)))*(INDEX('Shultis Faw'!$F$2:$F$26,MATCH($C704,'Shultis Faw'!$A$2:$A$26,1)+1)-INDEX('Shultis Faw'!$F$2:$F$26,MATCH($C704,'Shultis Faw'!$A$2:$A$26,1)))/(INDEX('Shultis Faw'!$A$2:$A$26,MATCH($C704,'Shultis Faw'!$A$2:$A$26,1)+1)-INDEX('Shultis Faw'!$A$2:$A$26,MATCH($C704,'Shultis Faw'!$A$2:$A$26,1))),$C704*'Shultis Faw'!$F$2/'Shultis Faw'!$A$2)","v":14.3376112},{"$f":"J704*(H704*'Externe blootstelling'!$D$23/2)^K704+L704*(TANH(((H704*'Externe blootstelling'!$D$23)/(2*M704))-2)-TANH(-2))/(1-TANH(-2))","v":1.5049796309909769},{"$f":"IF(N704=1,1+(I704-1)*H704*'Externe blootstelling'!$D$23/2,1+(I704-1)*(N704^(H704*'Externe blootstelling'!$D$23/2)-1)/(N704-1))","v":2.4309250968455411},{"$f":"G704*EXP(-H704*'Externe blootstelling'!$D$23/2)*O704","v":0.10301220453537495}]
[null," g ",0.86591999999999991,1.3854719999999997E-13,4.6E-5,{"$f":"_xlfn.IFNA(INDEX('hp (pSv cm2)'!$B$2:$B$52,MATCH($C705,'hp (pSv cm2)'!$A$2:$A$52,1))+($C705-INDEX('hp (pSv cm2)'!$A$2:$A$52,MATCH($C705,'hp (pSv cm2)'!$A$2:$A$52,1)))*(INDEX('hp (pSv cm2)'!$B$2:$B$52,MATCH($C705,'hp (pSv cm2)'!$A$2:$A$52,1)+1)-INDEX('hp (pSv cm2)'!$B$2:$B$52,MATCH($C705,'hp (pSv cm2)'!$A$2:$A$52,1)))/(INDEX('hp (pSv cm2)'!$A$2:$A$52,MATCH($C705,'hp (pSv cm2)'!$A$2:$A$52,1)+1)-INDEX('hp (pSv cm2)'!$A$2:$A$52,MATCH($C705,'hp (pSv cm2)'!$A$2:$A$52,1))),$C705*'hp (pSv cm2)'!$B$2/'hp (pSv cm2)'!$A$2)","v":3.9804959999999996},1.8310281599999997E-4,{"$f":"_xlfn.IFNA(0.997*(INDEX('Mass attenuation coefficients'!$B$2:$B$37,MATCH($C705,'Mass attenuation coefficients'!$A$2:$A$37,1))+($C705-INDEX('Mass attenuation coefficients'!$A$2:$A$37,MATCH($C705,'Mass attenuation coefficients'!$A$2:$A$37,1)))*(INDEX('Mass attenuation coefficients'!$B$2:$B$37,MATCH($C705,'Mass attenuation coefficients'!$A$2:$A$37,1)+1)-INDEX('Mass attenuation coefficients'!$B$2:$B$37,MATCH($C705,'Mass attenuation coefficients'!$A$2:$A$37,1)))/(INDEX('Mass attenuation coefficients'!$A$2:$A$37,MATCH($C705,'Mass attenuation coefficients'!$A$2:$A$37,1)+1)-INDEX('Mass attenuation coefficients'!$A$2:$A$37,MATCH($C705,'Mass attenuation coefficients'!$A$2:$A$37,1)))),0.997*$C705*'Mass attenuation coefficients'!$B$2/'Mass attenuation coefficients'!$A$2)","v":7.5808163184000008E-2},{"$f":"_xlfn.IFNA(INDEX('Shultis Faw'!$C$2:$C$26,MATCH($C705,'Shultis Faw'!$A$2:$A$26,1))+($C705-INDEX('Shultis Faw'!$A$2:$A$26,MATCH($C705,'Shultis Faw'!$A$2:$A$26,1)))*(INDEX('Shultis Faw'!$C$2:$C$26,MATCH($C705,'Shultis Faw'!$A$2:$A$26,1)+1)-INDEX('Shultis Faw'!$C$2:$C$26,MATCH($C705,'Shultis Faw'!$A$2:$A$26,1)))/(INDEX('Shultis Faw'!$A$2:$A$26,MATCH($C705,'Shultis Faw'!$A$2:$A$26,1)+1)-INDEX('Shultis Faw'!$A$2:$A$26,MATCH($C705,'Shultis Faw'!$A$2:$A$26,1))),$C705*'Shultis Faw'!$C$2/'Shultis Faw'!$A$2)","v":2.1760736000000001},{"$f":"_xlfn.IFNA(INDEX('Shultis Faw'!$D$2:$D$26,MATCH($C705,'Shultis Faw'!$A$2:$A$26,1))+($C705-INDEX('Shultis Faw'!$A$2:$A$26,MATCH($C705,'Shultis Faw'!$A$2:$A$26,1)))*(INDEX('Shultis Faw'!$D$2:$D$26,MATCH($C705,'Shultis Faw'!$A$2:$A$26,1)+1)-INDEX('Shultis Faw'!$D$2:$D$26,MATCH($C705,'Shultis Faw'!$A$2:$A$26,1)))/(INDEX('Shultis Faw'!$A$2:$A$26,MATCH($C705,'Shultis Faw'!$A$2:$A$26,1)+1)-INDEX('Shultis Faw'!$A$2:$A$26,MATCH($C705,'Shultis Faw'!$A$2:$A$26,1))),$C705*'Shultis Faw'!$D$2/'Shultis Faw'!$A$2)","v":1.5100512000000001},{"$f":"_xlfn.IFNA(INDEX('Shultis Faw'!$B$2:$B$26,MATCH($C705,'Shultis Faw'!$A$2:$A$26,1))+($C705-INDEX('Shultis Faw'!$A$2:$A$26,MATCH($C705,'Shultis Faw'!$A$2:$A$26,1)))*(INDEX('Shultis Faw'!$B$2:$B$26,MATCH($C705,'Shultis Faw'!$A$2:$A$26,1)+1)-INDEX('Shultis Faw'!$B$2:$B$26,MATCH($C705,'Shultis Faw'!$A$2:$A$26,1)))/(INDEX('Shultis Faw'!$A$2:$A$26,MATCH($C705,'Shultis Faw'!$A$2:$A$26,1)+1)-INDEX('Shultis Faw'!$A$2:$A$26,MATCH($C705,'Shultis Faw'!$A$2:$A$26,1))),$C705*'Shultis Faw'!$B$2/'Shultis Faw'!$A$2)","v":-9.9726400000000007E-2},{"$f":"_xlfn.IFNA(INDEX('Shultis Faw'!$E$2:$E$26,MATCH($C705,'Shultis Faw'!$A$2:$A$26,1))+($C705-INDEX('Shultis Faw'!$A$2:$A$26,MATCH($C705,'Shultis Faw'!$A$2:$A$26,1)))*(INDEX('Shultis Faw'!$E$2:$E$26,MATCH($C705,'Shultis Faw'!$A$2:$A$26,1)+1)-INDEX('Shultis Faw'!$E$2:$E$26,MATCH($C705,'Shultis Faw'!$A$2:$A$26,1)))/(INDEX('Shultis Faw'!$A$2:$A$26,MATCH($C705,'Shultis Faw'!$A$2:$A$26,1)+1)-INDEX('Shultis Faw'!$A$2:$A$26,MATCH($C705,'Shultis Faw'!$A$2:$A$26,1))),$C705*'Shultis Faw'!$E$2/'Shultis Faw'!$A$2)","v":4.1755360000000005E-2},{"$f":"_xlfn.IFNA(INDEX('Shultis Faw'!$F$2:$F$26,MATCH($C705,'Shultis Faw'!$A$2:$A$26,1))+($C705-INDEX('Shultis Faw'!$A$2:$A$26,MATCH($C705,'Shultis Faw'!$A$2:$A$26,1)))*(INDEX('Shultis Faw'!$F$2:$F$26,MATCH($C705,'Shultis Faw'!$A$2:$A$26,1)+1)-INDEX('Shultis Faw'!$F$2:$F$26,MATCH($C705,'Shultis Faw'!$A$2:$A$26,1)))/(INDEX('Shultis Faw'!$A$2:$A$26,MATCH($C705,'Shultis Faw'!$A$2:$A$26,1)+1)-INDEX('Shultis Faw'!$A$2:$A$26,MATCH($C705,'Shultis Faw'!$A$2:$A$26,1))),$C705*'Shultis Faw'!$F$2/'Shultis Faw'!$A$2)","v":14.313855999999999},{"$f":"J705*(H705*'Externe blootstelling'!$D$23/2)^K705+L705*(TANH(((H705*'Externe blootstelling'!$D$23)/(2*M705))-2)-TANH(-2))/(1-TANH(-2))","v":1.4909523881917994},{"$f":"IF(N705=1,1+(I705-1)*H705*'Externe blootstelling'!$D$23/2,1+(I705-1)*(N705^(H705*'Externe blootstelling'!$D$23/2)-1)/(N705-1))","v":2.3771398165389965},{"$f":"G705*EXP(-H705*'Externe blootstelling'!$D$23/2)*O705","v":1.3960589128404749E-4}]
[null," g ",1.0143800000000001,1.6230080000000001E-13,1.73E-4,{"$f":"_xlfn.IFNA(INDEX('hp (pSv cm2)'!$B$2:$B$52,MATCH($C706,'hp (pSv cm2)'!$A$2:$A$52,1))+($C706-INDEX('hp (pSv cm2)'!$A$2:$A$52,MATCH($C706,'hp (pSv cm2)'!$A$2:$A$52,1)))*(INDEX('hp (pSv cm2)'!$B$2:$B$52,MATCH($C706,'hp (pSv cm2)'!$A$2:$A$52,1)+1)-INDEX('hp (pSv cm2)'!$B$2:$B$52,MATCH($C706,'hp (pSv cm2)'!$A$2:$A$52,1)))/(INDEX('hp (pSv cm2)'!$A$2:$A$52,MATCH($C706,'hp (pSv cm2)'!$A$2:$A$52,1)+1)-INDEX('hp (pSv cm2)'!$A$2:$A$52,MATCH($C706,'hp (pSv cm2)'!$A$2:$A$52,1))),$C706*'hp (pSv cm2)'!$B$2/'hp (pSv cm2)'!$A$2)","v":4.5368788000000002},7.8488003240000006E-4,{"$f":"_xlfn.IFNA(0.997*(INDEX('Mass attenuation coefficients'!$B$2:$B$37,MATCH($C706,'Mass attenuation coefficients'!$A$2:$A$37,1))+($C706-INDEX('Mass attenuation coefficients'!$A$2:$A$37,MATCH($C706,'Mass attenuation coefficients'!$A$2:$A$37,1)))*(INDEX('Mass attenuation coefficients'!$B$2:$B$37,MATCH($C706,'Mass attenuation coefficients'!$A$2:$A$37,1)+1)-INDEX('Mass attenuation coefficients'!$B$2:$B$37,MATCH($C706,'Mass attenuation coefficients'!$A$2:$A$37,1)))/(INDEX('Mass attenuation coefficients'!$A$2:$A$37,MATCH($C706,'Mass attenuation coefficients'!$A$2:$A$37,1)+1)-INDEX('Mass attenuation coefficients'!$A$2:$A$37,MATCH($C706,'Mass attenuation coefficients'!$A$2:$A$37,1)))),0.997*$C706*'Mass attenuation coefficients'!$B$2/'Mass attenuation coefficients'!$A$2)","v":7.0078307674400001E-2},{"$f":"_xlfn.IFNA(INDEX('Shultis Faw'!$C$2:$C$26,MATCH($C706,'Shultis Faw'!$A$2:$A$26,1))+($C706-INDEX('Shultis Faw'!$A$2:$A$26,MATCH($C706,'Shultis Faw'!$A$2:$A$26,1)))*(INDEX('Shultis Faw'!$C$2:$C$26,MATCH($C706,'Shultis Faw'!$A$2:$A$26,1)+1)-INDEX('Shultis Faw'!$C$2:$C$26,MATCH($C706,'Shultis Faw'!$A$2:$A$26,1)))/(INDEX('Shultis Faw'!$A$2:$A$26,MATCH($C706,'Shultis Faw'!$A$2:$A$26,1)+1)-INDEX('Shultis Faw'!$A$2:$A$26,MATCH($C706,'Shultis Faw'!$A$2:$A$26,1))),$C706*'Shultis Faw'!$C$2/'Shultis Faw'!$A$2)","v":2.0982833600000004},{"$f":"_xlfn.IFNA(INDEX('Shultis Faw'!$D$2:$D$26,MATCH($C706,'Shultis Faw'!$A$2:$A$26,1))+($C706-INDEX('Shultis Faw'!$A$2:$A$26,MATCH($C706,'Shultis Faw'!$A$2:$A$26,1)))*(INDEX('Shultis Faw'!$D$2:$D$26,MATCH($C706,'Shultis Faw'!$A$2:$A$26,1)+1)-INDEX('Shultis Faw'!$D$2:$D$26,MATCH($C706,'Shultis Faw'!$A$2:$A$26,1)))/(INDEX('Shultis Faw'!$A$2:$A$26,MATCH($C706,'Shultis Faw'!$A$2:$A$26,1)+1)-INDEX('Shultis Faw'!$A$2:$A$26,MATCH($C706,'Shultis Faw'!$A$2:$A$26,1))),$C706*'Shultis Faw'!$D$2/'Shultis Faw'!$A$2)","v":1.4360532800000001},{"$f":"_xlfn.IFNA(INDEX('Shultis Faw'!$B$2:$B$26,MATCH($C706,'Shultis Faw'!$A$2:$A$26,1))+($C706-INDEX('Shultis Faw'!$A$2:$A$26,MATCH($C706,'Shultis Faw'!$A$2:$A$26,1)))*(INDEX('Shultis Faw'!$B$2:$B$26,MATCH($C706,'Shultis Faw'!$A$2:$A$26,1)+1)-INDEX('Shultis Faw'!$B$2:$B$26,MATCH($C706,'Shultis Faw'!$A$2:$A$26,1)))/(INDEX('Shultis Faw'!$A$2:$A$26,MATCH($C706,'Shultis Faw'!$A$2:$A$26,1)+1)-INDEX('Shultis Faw'!$A$2:$A$26,MATCH($C706,'Shultis Faw'!$A$2:$A$26,1))),$C706*'Shultis Faw'!$B$2/'Shultis Faw'!$A$2)","v":-8.8108439999999996E-2},{"$f":"_xlfn.IFNA(INDEX('Shultis Faw'!$E$2:$E$26,MATCH($C706,'Shultis Faw'!$A$2:$A$26,1))+($C706-INDEX('Shultis Faw'!$A$2:$A$26,MATCH($C706,'Shultis Faw'!$A$2:$A$26,1)))*(INDEX('Shultis Faw'!$E$2:$E$26,MATCH($C706,'Shultis Faw'!$A$2:$A$26,1)+1)-INDEX('Shultis Faw'!$E$2:$E$26,MATCH($C706,'Shultis Faw'!$A$2:$A$26,1)))/(INDEX('Shultis Faw'!$A$2:$A$26,MATCH($C706,'Shultis Faw'!$A$2:$A$26,1)+1)-INDEX('Shultis Faw'!$A$2:$A$26,MATCH($C706,'Shultis Faw'!$A$2:$A$26,1))),$C706*'Shultis Faw'!$E$2/'Shultis Faw'!$A$2)","v":3.7420367999999996E-2},{"$f":"_xlfn.IFNA(INDEX('Shultis Faw'!$F$2:$F$26,MATCH($C706,'Shultis Faw'!$A$2:$A$26,1))+($C706-INDEX('Shultis Faw'!$A$2:$A$26,MATCH($C706,'Shultis Faw'!$A$2:$A$26,1)))*(INDEX('Shultis Faw'!$F$2:$F$26,MATCH($C706,'Shultis Faw'!$A$2:$A$26,1)+1)-INDEX('Shultis Faw'!$F$2:$F$26,MATCH($C706,'Shultis Faw'!$A$2:$A$26,1)))/(INDEX('Shultis Faw'!$A$2:$A$26,MATCH($C706,'Shultis Faw'!$A$2:$A$26,1)+1)-INDEX('Shultis Faw'!$A$2:$A$26,MATCH($C706,'Shultis Faw'!$A$2:$A$26,1))),$C706*'Shultis Faw'!$F$2/'Shultis Faw'!$A$2)","v":14.228628},{"$f":"J706*(H706*'Externe blootstelling'!$D$23/2)^K706+L706*(TANH(((H706*'Externe blootstelling'!$D$23)/(2*M706))-2)-TANH(-2))/(1-TANH(-2))","v":1.4298591988361129},{"$f":"IF(N706=1,1+(I706-1)*H706*'Externe blootstelling'!$D$23/2,1+(I706-1)*(N706^(H706*'Externe blootstelling'!$D$23/2)-1)/(N706-1))","v":2.165749205511398},{"$f":"G706*EXP(-H706*'Externe blootstelling'!$D$23/2)*O706","v":5.9414453873441364E-4}]
[null," g ",1.08064,1.729024E-13,1.21E-4,{"$f":"_xlfn.IFNA(INDEX('hp (pSv cm2)'!$B$2:$B$52,MATCH($C707,'hp (pSv cm2)'!$A$2:$A$52,1))+($C707-INDEX('hp (pSv cm2)'!$A$2:$A$52,MATCH($C707,'hp (pSv cm2)'!$A$2:$A$52,1)))*(INDEX('hp (pSv cm2)'!$B$2:$B$52,MATCH($C707,'hp (pSv cm2)'!$A$2:$A$52,1)+1)-INDEX('hp (pSv cm2)'!$B$2:$B$52,MATCH($C707,'hp (pSv cm2)'!$A$2:$A$52,1)))/(INDEX('hp (pSv cm2)'!$A$2:$A$52,MATCH($C707,'hp (pSv cm2)'!$A$2:$A$52,1)+1)-INDEX('hp (pSv cm2)'!$A$2:$A$52,MATCH($C707,'hp (pSv cm2)'!$A$2:$A$52,1))),$C707*'hp (pSv cm2)'!$B$2/'hp (pSv cm2)'!$A$2)","v":4.7528864000000004},5.7509925440000001E-4,{"$f":"_xlfn.IFNA(0.997*(INDEX('Mass attenuation coefficients'!$B$2:$B$37,MATCH($C707,'Mass attenuation coefficients'!$A$2:$A$37,1))+($C707-INDEX('Mass attenuation coefficients'!$A$2:$A$37,MATCH($C707,'Mass attenuation coefficients'!$A$2:$A$37,1)))*(INDEX('Mass attenuation coefficients'!$B$2:$B$37,MATCH($C707,'Mass attenuation coefficients'!$A$2:$A$37,1)+1)-INDEX('Mass attenuation coefficients'!$B$2:$B$37,MATCH($C707,'Mass attenuation coefficients'!$A$2:$A$37,1)))/(INDEX('Mass attenuation coefficients'!$A$2:$A$37,MATCH($C707,'Mass attenuation coefficients'!$A$2:$A$37,1)+1)-INDEX('Mass attenuation coefficients'!$A$2:$A$37,MATCH($C707,'Mass attenuation coefficients'!$A$2:$A$37,1)))),0.997*$C707*'Mass attenuation coefficients'!$B$2/'Mass attenuation coefficients'!$A$2)","v":6.80991135232E-2},{"$f":"_xlfn.IFNA(INDEX('Shultis Faw'!$C$2:$C$26,MATCH($C707,'Shultis Faw'!$A$2:$A$26,1))+($C707-INDEX('Shultis Faw'!$A$2:$A$26,MATCH($C707,'Shultis Faw'!$A$2:$A$26,1)))*(INDEX('Shultis Faw'!$C$2:$C$26,MATCH($C707,'Shultis Faw'!$A$2:$A$26,1)+1)-INDEX('Shultis Faw'!$C$2:$C$26,MATCH($C707,'Shultis Faw'!$A$2:$A$26,1)))/(INDEX('Shultis Faw'!$A$2:$A$26,MATCH($C707,'Shultis Faw'!$A$2:$A$26,1)+1)-INDEX('Shultis Faw'!$A$2:$A$26,MATCH($C707,'Shultis Faw'!$A$2:$A$26,1))),$C707*'Shultis Faw'!$C$2/'Shultis Faw'!$A$2)","v":2.0765500800000001},{"$f":"_xlfn.IFNA(INDEX('Shultis Faw'!$D$2:$D$26,MATCH($C707,'Shultis Faw'!$A$2:$A$26,1))+($C707-INDEX('Shultis Faw'!$A$2:$A$26,MATCH($C707,'Shultis Faw'!$A$2:$A$26,1)))*(INDEX('Shultis Faw'!$D$2:$D$26,MATCH($C707,'Shultis Faw'!$A$2:$A$26,1)+1)-INDEX('Shultis Faw'!$D$2:$D$26,MATCH($C707,'Shultis Faw'!$A$2:$A$26,1)))/(INDEX('Shultis Faw'!$A$2:$A$26,MATCH($C707,'Shultis Faw'!$A$2:$A$26,1)+1)-INDEX('Shultis Faw'!$A$2:$A$26,MATCH($C707,'Shultis Faw'!$A$2:$A$26,1))),$C707*'Shultis Faw'!$D$2/'Shultis Faw'!$A$2)","v":1.41325984},{"$f":"_xlfn.IFNA(INDEX('Shultis Faw'!$B$2:$B$26,MATCH($C707,'Shultis Faw'!$A$2:$A$26,1))+($C707-INDEX('Shultis Faw'!$A$2:$A$26,MATCH($C707,'Shultis Faw'!$A$2:$A$26,1)))*(INDEX('Shultis Faw'!$B$2:$B$26,MATCH($C707,'Shultis Faw'!$A$2:$A$26,1)+1)-INDEX('Shultis Faw'!$B$2:$B$26,MATCH($C707,'Shultis Faw'!$A$2:$A$26,1)))/(INDEX('Shultis Faw'!$A$2:$A$26,MATCH($C707,'Shultis Faw'!$A$2:$A$26,1)+1)-INDEX('Shultis Faw'!$A$2:$A$26,MATCH($C707,'Shultis Faw'!$A$2:$A$26,1))),$C707*'Shultis Faw'!$B$2/'Shultis Faw'!$A$2)","v":-8.4000319999999989E-2},{"$f":"_xlfn.IFNA(INDEX('Shultis Faw'!$E$2:$E$26,MATCH($C707,'Shultis Faw'!$A$2:$A$26,1))+($C707-INDEX('Shultis Faw'!$A$2:$A$26,MATCH($C707,'Shultis Faw'!$A$2:$A$26,1)))*(INDEX('Shultis Faw'!$E$2:$E$26,MATCH($C707,'Shultis Faw'!$A$2:$A$26,1)+1)-INDEX('Shultis Faw'!$E$2:$E$26,MATCH($C707,'Shultis Faw'!$A$2:$A$26,1)))/(INDEX('Shultis Faw'!$A$2:$A$26,MATCH($C707,'Shultis Faw'!$A$2:$A$26,1)+1)-INDEX('Shultis Faw'!$A$2:$A$26,MATCH($C707,'Shultis Faw'!$A$2:$A$26,1))),$C707*'Shultis Faw'!$E$2/'Shultis Faw'!$A$2)","v":3.5671104000000002E-2},{"$f":"_xlfn.IFNA(INDEX('Shultis Faw'!$F$2:$F$26,MATCH($C707,'Shultis Faw'!$A$2:$A$26,1))+($C707-INDEX('Shultis Faw'!$A$2:$A$26,MATCH($C707,'Shultis Faw'!$A$2:$A$26,1)))*(INDEX('Shultis Faw'!$F$2:$F$26,MATCH($C707,'Shultis Faw'!$A$2:$A$26,1)+1)-INDEX('Shultis Faw'!$F$2:$F$26,MATCH($C707,'Shultis Faw'!$A$2:$A$26,1)))/(INDEX('Shultis Faw'!$A$2:$A$26,MATCH($C707,'Shultis Faw'!$A$2:$A$26,1)+1)-INDEX('Shultis Faw'!$A$2:$A$26,MATCH($C707,'Shultis Faw'!$A$2:$A$26,1))),$C707*'Shultis Faw'!$F$2/'Shultis Faw'!$A$2)","v":14.268384000000001},{"$f":"J707*(H707*'Externe blootstelling'!$D$23/2)^K707+L707*(TANH(((H707*'Externe blootstelling'!$D$23)/(2*M707))-2)-TANH(-2))/(1-TANH(-2))","v":1.4108368243343052},{"$f":"IF(N707=1,1+(I707-1)*H707*'Externe blootstelling'!$D$23/2,1+(I707-1)*(N707^(H707*'Externe blootstelling'!$D$23/2)-1)/(N707-1))","v":2.1039915739791226},{"$f":"G707*EXP(-H707*'Externe blootstelling'!$D$23/2)*O707","v":4.3567311656303237E-4}]
[null," g ",1.1035200000000001,1.7656319999999999E-13,4.7000000000000004E-5,{"$f":"_xlfn.IFNA(INDEX('hp (pSv cm2)'!$B$2:$B$52,MATCH($C708,'hp (pSv cm2)'!$A$2:$A$52,1))+($C708-INDEX('hp (pSv cm2)'!$A$2:$A$52,MATCH($C708,'hp (pSv cm2)'!$A$2:$A$52,1)))*(INDEX('hp (pSv cm2)'!$B$2:$B$52,MATCH($C708,'hp (pSv cm2)'!$A$2:$A$52,1)+1)-INDEX('hp (pSv cm2)'!$B$2:$B$52,MATCH($C708,'hp (pSv cm2)'!$A$2:$A$52,1)))/(INDEX('hp (pSv cm2)'!$A$2:$A$52,MATCH($C708,'hp (pSv cm2)'!$A$2:$A$52,1)+1)-INDEX('hp (pSv cm2)'!$A$2:$A$52,MATCH($C708,'hp (pSv cm2)'!$A$2:$A$52,1))),$C708*'hp (pSv cm2)'!$B$2/'hp (pSv cm2)'!$A$2)","v":4.8274752000000003},2.2689133440000002E-4,{"$f":"_xlfn.IFNA(0.997*(INDEX('Mass attenuation coefficients'!$B$2:$B$37,MATCH($C708,'Mass attenuation coefficients'!$A$2:$A$37,1))+($C708-INDEX('Mass attenuation coefficients'!$A$2:$A$37,MATCH($C708,'Mass attenuation coefficients'!$A$2:$A$37,1)))*(INDEX('Mass attenuation coefficients'!$B$2:$B$37,MATCH($C708,'Mass attenuation coefficients'!$A$2:$A$37,1)+1)-INDEX('Mass attenuation coefficients'!$B$2:$B$37,MATCH($C708,'Mass attenuation coefficients'!$A$2:$A$37,1)))/(INDEX('Mass attenuation coefficients'!$A$2:$A$37,MATCH($C708,'Mass attenuation coefficients'!$A$2:$A$37,1)+1)-INDEX('Mass attenuation coefficients'!$A$2:$A$37,MATCH($C708,'Mass attenuation coefficients'!$A$2:$A$37,1)))),0.997*$C708*'Mass attenuation coefficients'!$B$2/'Mass attenuation coefficients'!$A$2)","v":6.7415685177600007E-2},{"$f":"_xlfn.IFNA(INDEX('Shultis Faw'!$C$2:$C$26,MATCH($C708,'Shultis Faw'!$A$2:$A$26,1))+($C708-INDEX('Shultis Faw'!$A$2:$A$26,MATCH($C708,'Shultis Faw'!$A$2:$A$26,1)))*(INDEX('Shultis Faw'!$C$2:$C$26,MATCH($C708,'Shultis Faw'!$A$2:$A$26,1)+1)-INDEX('Shultis Faw'!$C$2:$C$26,MATCH($C708,'Shultis Faw'!$A$2:$A$26,1)))/(INDEX('Shultis Faw'!$A$2:$A$26,MATCH($C708,'Shultis Faw'!$A$2:$A$26,1)+1)-INDEX('Shultis Faw'!$A$2:$A$26,MATCH($C708,'Shultis Faw'!$A$2:$A$26,1))),$C708*'Shultis Faw'!$C$2/'Shultis Faw'!$A$2)","v":2.06904544},{"$f":"_xlfn.IFNA(INDEX('Shultis Faw'!$D$2:$D$26,MATCH($C708,'Shultis Faw'!$A$2:$A$26,1))+($C708-INDEX('Shultis Faw'!$A$2:$A$26,MATCH($C708,'Shultis Faw'!$A$2:$A$26,1)))*(INDEX('Shultis Faw'!$D$2:$D$26,MATCH($C708,'Shultis Faw'!$A$2:$A$26,1)+1)-INDEX('Shultis Faw'!$D$2:$D$26,MATCH($C708,'Shultis Faw'!$A$2:$A$26,1)))/(INDEX('Shultis Faw'!$A$2:$A$26,MATCH($C708,'Shultis Faw'!$A$2:$A$26,1)+1)-INDEX('Shultis Faw'!$A$2:$A$26,MATCH($C708,'Shultis Faw'!$A$2:$A$26,1))),$C708*'Shultis Faw'!$D$2/'Shultis Faw'!$A$2)","v":1.4053891199999999},{"$f":"_xlfn.IFNA(INDEX('Shultis Faw'!$B$2:$B$26,MATCH($C708,'Shultis Faw'!$A$2:$A$26,1))+($C708-INDEX('Shultis Faw'!$A$2:$A$26,MATCH($C708,'Shultis Faw'!$A$2:$A$26,1)))*(INDEX('Shultis Faw'!$B$2:$B$26,MATCH($C708,'Shultis Faw'!$A$2:$A$26,1)+1)-INDEX('Shultis Faw'!$B$2:$B$26,MATCH($C708,'Shultis Faw'!$A$2:$A$26,1)))/(INDEX('Shultis Faw'!$A$2:$A$26,MATCH($C708,'Shultis Faw'!$A$2:$A$26,1)+1)-INDEX('Shultis Faw'!$A$2:$A$26,MATCH($C708,'Shultis Faw'!$A$2:$A$26,1))),$C708*'Shultis Faw'!$B$2/'Shultis Faw'!$A$2)","v":-8.258175999999999E-2},{"$f":"_xlfn.IFNA(INDEX('Shultis Faw'!$E$2:$E$26,MATCH($C708,'Shultis Faw'!$A$2:$A$26,1))+($C708-INDEX('Shultis Faw'!$A$2:$A$26,MATCH($C708,'Shultis Faw'!$A$2:$A$26,1)))*(INDEX('Shultis Faw'!$E$2:$E$26,MATCH($C708,'Shultis Faw'!$A$2:$A$26,1)+1)-INDEX('Shultis Faw'!$E$2:$E$26,MATCH($C708,'Shultis Faw'!$A$2:$A$26,1)))/(INDEX('Shultis Faw'!$A$2:$A$26,MATCH($C708,'Shultis Faw'!$A$2:$A$26,1)+1)-INDEX('Shultis Faw'!$A$2:$A$26,MATCH($C708,'Shultis Faw'!$A$2:$A$26,1))),$C708*'Shultis Faw'!$E$2/'Shultis Faw'!$A$2)","v":3.5067071999999998E-2},{"$f":"_xlfn.IFNA(INDEX('Shultis Faw'!$F$2:$F$26,MATCH($C708,'Shultis Faw'!$A$2:$A$26,1))+($C708-INDEX('Shultis Faw'!$A$2:$A$26,MATCH($C708,'Shultis Faw'!$A$2:$A$26,1)))*(INDEX('Shultis Faw'!$F$2:$F$26,MATCH($C708,'Shultis Faw'!$A$2:$A$26,1)+1)-INDEX('Shultis Faw'!$F$2:$F$26,MATCH($C708,'Shultis Faw'!$A$2:$A$26,1)))/(INDEX('Shultis Faw'!$A$2:$A$26,MATCH($C708,'Shultis Faw'!$A$2:$A$26,1)+1)-INDEX('Shultis Faw'!$A$2:$A$26,MATCH($C708,'Shultis Faw'!$A$2:$A$26,1))),$C708*'Shultis Faw'!$F$2/'Shultis Faw'!$A$2)","v":14.282112},{"$f":"J708*(H708*'Externe blootstelling'!$D$23/2)^K708+L708*(TANH(((H708*'Externe blootstelling'!$D$23)/(2*M708))-2)-TANH(-2))/(1-TANH(-2))","v":1.4041887154536574},{"$f":"IF(N708=1,1+(I708-1)*H708*'Externe blootstelling'!$D$23/2,1+(I708-1)*(N708^(H708*'Externe blootstelling'!$D$23/2)-1)/(N708-1))","v":2.0832372553137963},{"$f":"G708*EXP(-H708*'Externe blootstelling'!$D$23/2)*O708","v":1.719423040011004E-4}]
[null," g ",1.1095090000000001,1.7752143999999998E-13,1.16E-3,{"$f":"_xlfn.IFNA(INDEX('hp (pSv cm2)'!$B$2:$B$52,MATCH($C709,'hp (pSv cm2)'!$A$2:$A$52,1))+($C709-INDEX('hp (pSv cm2)'!$A$2:$A$52,MATCH($C709,'hp (pSv cm2)'!$A$2:$A$52,1)))*(INDEX('hp (pSv cm2)'!$B$2:$B$52,MATCH($C709,'hp (pSv cm2)'!$A$2:$A$52,1)+1)-INDEX('hp (pSv cm2)'!$B$2:$B$52,MATCH($C709,'hp (pSv cm2)'!$A$2:$A$52,1)))/(INDEX('hp (pSv cm2)'!$A$2:$A$52,MATCH($C709,'hp (pSv cm2)'!$A$2:$A$52,1)+1)-INDEX('hp (pSv cm2)'!$A$2:$A$52,MATCH($C709,'hp (pSv cm2)'!$A$2:$A$52,1))),$C709*'hp (pSv cm2)'!$B$2/'hp (pSv cm2)'!$A$2)","v":4.84699934},5.6225192343999997E-3,{"$f":"_xlfn.IFNA(0.997*(INDEX('Mass attenuation coefficients'!$B$2:$B$37,MATCH($C709,'Mass attenuation coefficients'!$A$2:$A$37,1))+($C709-INDEX('Mass attenuation coefficients'!$A$2:$A$37,MATCH($C709,'Mass attenuation coefficients'!$A$2:$A$37,1)))*(INDEX('Mass attenuation coefficients'!$B$2:$B$37,MATCH($C709,'Mass attenuation coefficients'!$A$2:$A$37,1)+1)-INDEX('Mass attenuation coefficients'!$B$2:$B$37,MATCH($C709,'Mass attenuation coefficients'!$A$2:$A$37,1)))/(INDEX('Mass attenuation coefficients'!$A$2:$A$37,MATCH($C709,'Mass attenuation coefficients'!$A$2:$A$37,1)+1)-INDEX('Mass attenuation coefficients'!$A$2:$A$37,MATCH($C709,'Mass attenuation coefficients'!$A$2:$A$37,1)))),0.997*$C709*'Mass attenuation coefficients'!$B$2/'Mass attenuation coefficients'!$A$2)","v":6.7236793028919994E-2},{"$f":"_xlfn.IFNA(INDEX('Shultis Faw'!$C$2:$C$26,MATCH($C709,'Shultis Faw'!$A$2:$A$26,1))+($C709-INDEX('Shultis Faw'!$A$2:$A$26,MATCH($C709,'Shultis Faw'!$A$2:$A$26,1)))*(INDEX('Shultis Faw'!$C$2:$C$26,MATCH($C709,'Shultis Faw'!$A$2:$A$26,1)+1)-INDEX('Shultis Faw'!$C$2:$C$26,MATCH($C709,'Shultis Faw'!$A$2:$A$26,1)))/(INDEX('Shultis Faw'!$A$2:$A$26,MATCH($C709,'Shultis Faw'!$A$2:$A$26,1)+1)-INDEX('Shultis Faw'!$A$2:$A$26,MATCH($C709,'Shultis Faw'!$A$2:$A$26,1))),$C709*'Shultis Faw'!$C$2/'Shultis Faw'!$A$2)","v":2.0670810480000004},{"$f":"_xlfn.IFNA(INDEX('Shultis Faw'!$D$2:$D$26,MATCH($C709,'Shultis Faw'!$A$2:$A$26,1))+($C709-INDEX('Shultis Faw'!$A$2:$A$26,MATCH($C709,'Shultis Faw'!$A$2:$A$26,1)))*(INDEX('Shultis Faw'!$D$2:$D$26,MATCH($C709,'Shultis Faw'!$A$2:$A$26,1)+1)-INDEX('Shultis Faw'!$D$2:$D$26,MATCH($C709,'Shultis Faw'!$A$2:$A$26,1)))/(INDEX('Shultis Faw'!$A$2:$A$26,MATCH($C709,'Shultis Faw'!$A$2:$A$26,1)+1)-INDEX('Shultis Faw'!$A$2:$A$26,MATCH($C709,'Shultis Faw'!$A$2:$A$26,1))),$C709*'Shultis Faw'!$D$2/'Shultis Faw'!$A$2)","v":1.4033289040000001},{"$f":"_xlfn.IFNA(INDEX('Shultis Faw'!$B$2:$B$26,MATCH($C709,'Shultis Faw'!$A$2:$A$26,1))+($C709-INDEX('Shultis Faw'!$A$2:$A$26,MATCH($C709,'Shultis Faw'!$A$2:$A$26,1)))*(INDEX('Shultis Faw'!$B$2:$B$26,MATCH($C709,'Shultis Faw'!$A$2:$A$26,1)+1)-INDEX('Shultis Faw'!$B$2:$B$26,MATCH($C709,'Shultis Faw'!$A$2:$A$26,1)))/(INDEX('Shultis Faw'!$A$2:$A$26,MATCH($C709,'Shultis Faw'!$A$2:$A$26,1)+1)-INDEX('Shultis Faw'!$A$2:$A$26,MATCH($C709,'Shultis Faw'!$A$2:$A$26,1))),$C709*'Shultis Faw'!$B$2/'Shultis Faw'!$A$2)","v":-8.2210441999999995E-2},{"$f":"_xlfn.IFNA(INDEX('Shultis Faw'!$E$2:$E$26,MATCH($C709,'Shultis Faw'!$A$2:$A$26,1))+($C709-INDEX('Shultis Faw'!$A$2:$A$26,MATCH($C709,'Shultis Faw'!$A$2:$A$26,1)))*(INDEX('Shultis Faw'!$E$2:$E$26,MATCH($C709,'Shultis Faw'!$A$2:$A$26,1)+1)-INDEX('Shultis Faw'!$E$2:$E$26,MATCH($C709,'Shultis Faw'!$A$2:$A$26,1)))/(INDEX('Shultis Faw'!$A$2:$A$26,MATCH($C709,'Shultis Faw'!$A$2:$A$26,1)+1)-INDEX('Shultis Faw'!$A$2:$A$26,MATCH($C709,'Shultis Faw'!$A$2:$A$26,1))),$C709*'Shultis Faw'!$E$2/'Shultis Faw'!$A$2)","v":3.49089624E-2},{"$f":"_xlfn.IFNA(INDEX('Shultis Faw'!$F$2:$F$26,MATCH($C709,'Shultis Faw'!$A$2:$A$26,1))+($C709-INDEX('Shultis Faw'!$A$2:$A$26,MATCH($C709,'Shultis Faw'!$A$2:$A$26,1)))*(INDEX('Shultis Faw'!$F$2:$F$26,MATCH($C709,'Shultis Faw'!$A$2:$A$26,1)+1)-INDEX('Shultis Faw'!$F$2:$F$26,MATCH($C709,'Shultis Faw'!$A$2:$A$26,1)))/(INDEX('Shultis Faw'!$A$2:$A$26,MATCH($C709,'Shultis Faw'!$A$2:$A$26,1)+1)-INDEX('Shultis Faw'!$A$2:$A$26,MATCH($C709,'Shultis Faw'!$A$2:$A$26,1))),$C709*'Shultis Faw'!$F$2/'Shultis Faw'!$A$2)","v":14.285705400000001},{"$f":"J709*(H709*'Externe blootstelling'!$D$23/2)^K709+L709*(TANH(((H709*'Externe blootstelling'!$D$23)/(2*M709))-2)-TANH(-2))/(1-TANH(-2))","v":1.4024417852497328},{"$f":"IF(N709=1,1+(I709-1)*H709*'Externe blootstelling'!$D$23/2,1+(I709-1)*(N709^(H709*'Externe blootstelling'!$D$23/2)-1)/(N709-1))","v":2.077852207571047},{"$f":"G709*EXP(-H709*'Externe blootstelling'!$D$23/2)*O709","v":4.2612506546107149E-3}]
[null," g ",1.1963299999999999,1.9141279999999999E-13,1.03E-4,{"$f":"_xlfn.IFNA(INDEX('hp (pSv cm2)'!$B$2:$B$52,MATCH($C710,'hp (pSv cm2)'!$A$2:$A$52,1))+($C710-INDEX('hp (pSv cm2)'!$A$2:$A$52,MATCH($C710,'hp (pSv cm2)'!$A$2:$A$52,1)))*(INDEX('hp (pSv cm2)'!$B$2:$B$52,MATCH($C710,'hp (pSv cm2)'!$A$2:$A$52,1)+1)-INDEX('hp (pSv cm2)'!$B$2:$B$52,MATCH($C710,'hp (pSv cm2)'!$A$2:$A$52,1)))/(INDEX('hp (pSv cm2)'!$A$2:$A$52,MATCH($C710,'hp (pSv cm2)'!$A$2:$A$52,1)+1)-INDEX('hp (pSv cm2)'!$A$2:$A$52,MATCH($C710,'hp (pSv cm2)'!$A$2:$A$52,1))),$C710*'hp (pSv cm2)'!$B$2/'hp (pSv cm2)'!$A$2)","v":5.1300357999999999},5.2839368739999993E-4,{"$f":"_xlfn.IFNA(0.997*(INDEX('Mass attenuation coefficients'!$B$2:$B$37,MATCH($C710,'Mass attenuation coefficients'!$A$2:$A$37,1))+($C710-INDEX('Mass attenuation coefficients'!$A$2:$A$37,MATCH($C710,'Mass attenuation coefficients'!$A$2:$A$37,1)))*(INDEX('Mass attenuation coefficients'!$B$2:$B$37,MATCH($C710,'Mass attenuation coefficients'!$A$2:$A$37,1)+1)-INDEX('Mass attenuation coefficients'!$B$2:$B$37,MATCH($C710,'Mass attenuation coefficients'!$A$2:$A$37,1)))/(INDEX('Mass attenuation coefficients'!$A$2:$A$37,MATCH($C710,'Mass attenuation coefficients'!$A$2:$A$37,1)+1)-INDEX('Mass attenuation coefficients'!$A$2:$A$37,MATCH($C710,'Mass attenuation coefficients'!$A$2:$A$37,1)))),0.997*$C710*'Mass attenuation coefficients'!$B$2/'Mass attenuation coefficients'!$A$2)","v":6.4643439340400011E-2},{"$f":"_xlfn.IFNA(INDEX('Shultis Faw'!$C$2:$C$26,MATCH($C710,'Shultis Faw'!$A$2:$A$26,1))+($C710-INDEX('Shultis Faw'!$A$2:$A$26,MATCH($C710,'Shultis Faw'!$A$2:$A$26,1)))*(INDEX('Shultis Faw'!$C$2:$C$26,MATCH($C710,'Shultis Faw'!$A$2:$A$26,1)+1)-INDEX('Shultis Faw'!$C$2:$C$26,MATCH($C710,'Shultis Faw'!$A$2:$A$26,1)))/(INDEX('Shultis Faw'!$A$2:$A$26,MATCH($C710,'Shultis Faw'!$A$2:$A$26,1)+1)-INDEX('Shultis Faw'!$A$2:$A$26,MATCH($C710,'Shultis Faw'!$A$2:$A$26,1))),$C710*'Shultis Faw'!$C$2/'Shultis Faw'!$A$2)","v":2.03860376},{"$f":"_xlfn.IFNA(INDEX('Shultis Faw'!$D$2:$D$26,MATCH($C710,'Shultis Faw'!$A$2:$A$26,1))+($C710-INDEX('Shultis Faw'!$A$2:$A$26,MATCH($C710,'Shultis Faw'!$A$2:$A$26,1)))*(INDEX('Shultis Faw'!$D$2:$D$26,MATCH($C710,'Shultis Faw'!$A$2:$A$26,1)+1)-INDEX('Shultis Faw'!$D$2:$D$26,MATCH($C710,'Shultis Faw'!$A$2:$A$26,1)))/(INDEX('Shultis Faw'!$A$2:$A$26,MATCH($C710,'Shultis Faw'!$A$2:$A$26,1)+1)-INDEX('Shultis Faw'!$A$2:$A$26,MATCH($C710,'Shultis Faw'!$A$2:$A$26,1))),$C710*'Shultis Faw'!$D$2/'Shultis Faw'!$A$2)","v":1.3734624800000002},{"$f":"_xlfn.IFNA(INDEX('Shultis Faw'!$B$2:$B$26,MATCH($C710,'Shultis Faw'!$A$2:$A$26,1))+($C710-INDEX('Shultis Faw'!$A$2:$A$26,MATCH($C710,'Shultis Faw'!$A$2:$A$26,1)))*(INDEX('Shultis Faw'!$B$2:$B$26,MATCH($C710,'Shultis Faw'!$A$2:$A$26,1)+1)-INDEX('Shultis Faw'!$B$2:$B$26,MATCH($C710,'Shultis Faw'!$A$2:$A$26,1)))/(INDEX('Shultis Faw'!$A$2:$A$26,MATCH($C710,'Shultis Faw'!$A$2:$A$26,1)+1)-INDEX('Shultis Faw'!$A$2:$A$26,MATCH($C710,'Shultis Faw'!$A$2:$A$26,1))),$C710*'Shultis Faw'!$B$2/'Shultis Faw'!$A$2)","v":-7.682754E-2},{"$f":"_xlfn.IFNA(INDEX('Shultis Faw'!$E$2:$E$26,MATCH($C710,'Shultis Faw'!$A$2:$A$26,1))+($C710-INDEX('Shultis Faw'!$A$2:$A$26,MATCH($C710,'Shultis Faw'!$A$2:$A$26,1)))*(INDEX('Shultis Faw'!$E$2:$E$26,MATCH($C710,'Shultis Faw'!$A$2:$A$26,1)+1)-INDEX('Shultis Faw'!$E$2:$E$26,MATCH($C710,'Shultis Faw'!$A$2:$A$26,1)))/(INDEX('Shultis Faw'!$A$2:$A$26,MATCH($C710,'Shultis Faw'!$A$2:$A$26,1)+1)-INDEX('Shultis Faw'!$A$2:$A$26,MATCH($C710,'Shultis Faw'!$A$2:$A$26,1))),$C710*'Shultis Faw'!$E$2/'Shultis Faw'!$A$2)","v":3.2616888000000004E-2},{"$f":"_xlfn.IFNA(INDEX('Shultis Faw'!$F$2:$F$26,MATCH($C710,'Shultis Faw'!$A$2:$A$26,1))+($C710-INDEX('Shultis Faw'!$A$2:$A$26,MATCH($C710,'Shultis Faw'!$A$2:$A$26,1)))*(INDEX('Shultis Faw'!$F$2:$F$26,MATCH($C710,'Shultis Faw'!$A$2:$A$26,1)+1)-INDEX('Shultis Faw'!$F$2:$F$26,MATCH($C710,'Shultis Faw'!$A$2:$A$26,1)))/(INDEX('Shultis Faw'!$A$2:$A$26,MATCH($C710,'Shultis Faw'!$A$2:$A$26,1)+1)-INDEX('Shultis Faw'!$A$2:$A$26,MATCH($C710,'Shultis Faw'!$A$2:$A$26,1))),$C710*'Shultis Faw'!$F$2/'Shultis Faw'!$A$2)","v":14.337797999999999},{"$f":"J710*(H710*'Externe blootstelling'!$D$23/2)^K710+L710*(TANH(((H710*'Externe blootstelling'!$D$23)/(2*M710))-2)-TANH(-2))/(1-TANH(-2))","v":1.3768030342752893},{"$f":"IF(N710=1,1+(I710-1)*H710*'Externe blootstelling'!$D$23/2,1+(I710-1)*(N710^(H710*'Externe blootstelling'!$D$23/2)-1)/(N710-1))","v":2.0019543077647195},{"$f":"G710*EXP(-H710*'Externe blootstelling'!$D$23/2)*O710","v":4.0114136372580277E-4}]
[null," g ",1.2343,1.9748799999999998E-13,9.0000000000000002E-6,{"$f":"_xlfn.IFNA(INDEX('hp (pSv cm2)'!$B$2:$B$52,MATCH($C711,'hp (pSv cm2)'!$A$2:$A$52,1))+($C711-INDEX('hp (pSv cm2)'!$A$2:$A$52,MATCH($C711,'hp (pSv cm2)'!$A$2:$A$52,1)))*(INDEX('hp (pSv cm2)'!$B$2:$B$52,MATCH($C711,'hp (pSv cm2)'!$A$2:$A$52,1)+1)-INDEX('hp (pSv cm2)'!$B$2:$B$52,MATCH($C711,'hp (pSv cm2)'!$A$2:$A$52,1)))/(INDEX('hp (pSv cm2)'!$A$2:$A$52,MATCH($C711,'hp (pSv cm2)'!$A$2:$A$52,1)+1)-INDEX('hp (pSv cm2)'!$A$2:$A$52,MATCH($C711,'hp (pSv cm2)'!$A$2:$A$52,1))),$C711*'hp (pSv cm2)'!$B$2/'hp (pSv cm2)'!$A$2)","v":5.2538179999999999},4.7284362E-5,{"$f":"_xlfn.IFNA(0.997*(INDEX('Mass attenuation coefficients'!$B$2:$B$37,MATCH($C711,'Mass attenuation coefficients'!$A$2:$A$37,1))+($C711-INDEX('Mass attenuation coefficients'!$A$2:$A$37,MATCH($C711,'Mass attenuation coefficients'!$A$2:$A$37,1)))*(INDEX('Mass attenuation coefficients'!$B$2:$B$37,MATCH($C711,'Mass attenuation coefficients'!$A$2:$A$37,1)+1)-INDEX('Mass attenuation coefficients'!$B$2:$B$37,MATCH($C711,'Mass attenuation coefficients'!$A$2:$A$37,1)))/(INDEX('Mass attenuation coefficients'!$A$2:$A$37,MATCH($C711,'Mass attenuation coefficients'!$A$2:$A$37,1)+1)-INDEX('Mass attenuation coefficients'!$A$2:$A$37,MATCH($C711,'Mass attenuation coefficients'!$A$2:$A$37,1)))),0.997*$C711*'Mass attenuation coefficients'!$B$2/'Mass attenuation coefficients'!$A$2)","v":6.3509270883999991E-2},{"$f":"_xlfn.IFNA(INDEX('Shultis Faw'!$C$2:$C$26,MATCH($C711,'Shultis Faw'!$A$2:$A$26,1))+($C711-INDEX('Shultis Faw'!$A$2:$A$26,MATCH($C711,'Shultis Faw'!$A$2:$A$26,1)))*(INDEX('Shultis Faw'!$C$2:$C$26,MATCH($C711,'Shultis Faw'!$A$2:$A$26,1)+1)-INDEX('Shultis Faw'!$C$2:$C$26,MATCH($C711,'Shultis Faw'!$A$2:$A$26,1)))/(INDEX('Shultis Faw'!$A$2:$A$26,MATCH($C711,'Shultis Faw'!$A$2:$A$26,1)+1)-INDEX('Shultis Faw'!$A$2:$A$26,MATCH($C711,'Shultis Faw'!$A$2:$A$26,1))),$C711*'Shultis Faw'!$C$2/'Shultis Faw'!$A$2)","v":2.0261496000000001},{"$f":"_xlfn.IFNA(INDEX('Shultis Faw'!$D$2:$D$26,MATCH($C711,'Shultis Faw'!$A$2:$A$26,1))+($C711-INDEX('Shultis Faw'!$A$2:$A$26,MATCH($C711,'Shultis Faw'!$A$2:$A$26,1)))*(INDEX('Shultis Faw'!$D$2:$D$26,MATCH($C711,'Shultis Faw'!$A$2:$A$26,1)+1)-INDEX('Shultis Faw'!$D$2:$D$26,MATCH($C711,'Shultis Faw'!$A$2:$A$26,1)))/(INDEX('Shultis Faw'!$A$2:$A$26,MATCH($C711,'Shultis Faw'!$A$2:$A$26,1)+1)-INDEX('Shultis Faw'!$A$2:$A$26,MATCH($C711,'Shultis Faw'!$A$2:$A$26,1))),$C711*'Shultis Faw'!$D$2/'Shultis Faw'!$A$2)","v":1.3604008000000001},{"$f":"_xlfn.IFNA(INDEX('Shultis Faw'!$B$2:$B$26,MATCH($C711,'Shultis Faw'!$A$2:$A$26,1))+($C711-INDEX('Shultis Faw'!$A$2:$A$26,MATCH($C711,'Shultis Faw'!$A$2:$A$26,1)))*(INDEX('Shultis Faw'!$B$2:$B$26,MATCH($C711,'Shultis Faw'!$A$2:$A$26,1)+1)-INDEX('Shultis Faw'!$B$2:$B$26,MATCH($C711,'Shultis Faw'!$A$2:$A$26,1)))/(INDEX('Shultis Faw'!$A$2:$A$26,MATCH($C711,'Shultis Faw'!$A$2:$A$26,1)+1)-INDEX('Shultis Faw'!$A$2:$A$26,MATCH($C711,'Shultis Faw'!$A$2:$A$26,1))),$C711*'Shultis Faw'!$B$2/'Shultis Faw'!$A$2)","v":-7.4473399999999995E-2},{"$f":"_xlfn.IFNA(INDEX('Shultis Faw'!$E$2:$E$26,MATCH($C711,'Shultis Faw'!$A$2:$A$26,1))+($C711-INDEX('Shultis Faw'!$A$2:$A$26,MATCH($C711,'Shultis Faw'!$A$2:$A$26,1)))*(INDEX('Shultis Faw'!$E$2:$E$26,MATCH($C711,'Shultis Faw'!$A$2:$A$26,1)+1)-INDEX('Shultis Faw'!$E$2:$E$26,MATCH($C711,'Shultis Faw'!$A$2:$A$26,1)))/(INDEX('Shultis Faw'!$A$2:$A$26,MATCH($C711,'Shultis Faw'!$A$2:$A$26,1)+1)-INDEX('Shultis Faw'!$A$2:$A$26,MATCH($C711,'Shultis Faw'!$A$2:$A$26,1))),$C711*'Shultis Faw'!$E$2/'Shultis Faw'!$A$2)","v":3.161448E-2},{"$f":"_xlfn.IFNA(INDEX('Shultis Faw'!$F$2:$F$26,MATCH($C711,'Shultis Faw'!$A$2:$A$26,1))+($C711-INDEX('Shultis Faw'!$A$2:$A$26,MATCH($C711,'Shultis Faw'!$A$2:$A$26,1)))*(INDEX('Shultis Faw'!$F$2:$F$26,MATCH($C711,'Shultis Faw'!$A$2:$A$26,1)+1)-INDEX('Shultis Faw'!$F$2:$F$26,MATCH($C711,'Shultis Faw'!$A$2:$A$26,1)))/(INDEX('Shultis Faw'!$A$2:$A$26,MATCH($C711,'Shultis Faw'!$A$2:$A$26,1)+1)-INDEX('Shultis Faw'!$A$2:$A$26,MATCH($C711,'Shultis Faw'!$A$2:$A$26,1))),$C711*'Shultis Faw'!$F$2/'Shultis Faw'!$A$2)","v":14.360580000000001},{"$f":"J711*(H711*'Externe blootstelling'!$D$23/2)^K711+L711*(TANH(((H711*'Externe blootstelling'!$D$23)/(2*M711))-2)-TANH(-2))/(1-TANH(-2))","v":1.3654058185025824},{"$f":"IF(N711=1,1+(I711-1)*H711*'Externe blootstelling'!$D$23/2,1+(I711-1)*(N711^(H711*'Externe blootstelling'!$D$23/2)-1)/(N711-1))","v":1.970004893185171},{"$f":"G711*EXP(-H711*'Externe blootstelling'!$D$23/2)*O711","v":3.5930143358730604E-5}]
[null," g ",1.27075,2.0331999999999999E-13,6.7999999999999999E-5,{"$f":"_xlfn.IFNA(INDEX('hp (pSv cm2)'!$B$2:$B$52,MATCH($C712,'hp (pSv cm2)'!$A$2:$A$52,1))+($C712-INDEX('hp (pSv cm2)'!$A$2:$A$52,MATCH($C712,'hp (pSv cm2)'!$A$2:$A$52,1)))*(INDEX('hp (pSv cm2)'!$B$2:$B$52,MATCH($C712,'hp (pSv cm2)'!$A$2:$A$52,1)+1)-INDEX('hp (pSv cm2)'!$B$2:$B$52,MATCH($C712,'hp (pSv cm2)'!$A$2:$A$52,1)))/(INDEX('hp (pSv cm2)'!$A$2:$A$52,MATCH($C712,'hp (pSv cm2)'!$A$2:$A$52,1)+1)-INDEX('hp (pSv cm2)'!$A$2:$A$52,MATCH($C712,'hp (pSv cm2)'!$A$2:$A$52,1))),$C712*'hp (pSv cm2)'!$B$2/'hp (pSv cm2)'!$A$2)","v":5.3726450000000003},3.6533986000000004E-4,{"$f":"_xlfn.IFNA(0.997*(INDEX('Mass attenuation coefficients'!$B$2:$B$37,MATCH($C712,'Mass attenuation coefficients'!$A$2:$A$37,1))+($C712-INDEX('Mass attenuation coefficients'!$A$2:$A$37,MATCH($C712,'Mass attenuation coefficients'!$A$2:$A$37,1)))*(INDEX('Mass attenuation coefficients'!$B$2:$B$37,MATCH($C712,'Mass attenuation coefficients'!$A$2:$A$37,1)+1)-INDEX('Mass attenuation coefficients'!$B$2:$B$37,MATCH($C712,'Mass attenuation coefficients'!$A$2:$A$37,1)))/(INDEX('Mass attenuation coefficients'!$A$2:$A$37,MATCH($C712,'Mass attenuation coefficients'!$A$2:$A$37,1)+1)-INDEX('Mass attenuation coefficients'!$A$2:$A$37,MATCH($C712,'Mass attenuation coefficients'!$A$2:$A$37,1)))),0.997*$C712*'Mass attenuation coefficients'!$B$2/'Mass attenuation coefficients'!$A$2)","v":6.2569456809999993E-2},{"$f":"_xlfn.IFNA(INDEX('Shultis Faw'!$C$2:$C$26,MATCH($C712,'Shultis Faw'!$A$2:$A$26,1))+($C712-INDEX('Shultis Faw'!$A$2:$A$26,MATCH($C712,'Shultis Faw'!$A$2:$A$26,1)))*(INDEX('Shultis Faw'!$C$2:$C$26,MATCH($C712,'Shultis Faw'!$A$2:$A$26,1)+1)-INDEX('Shultis Faw'!$C$2:$C$26,MATCH($C712,'Shultis Faw'!$A$2:$A$26,1)))/(INDEX('Shultis Faw'!$A$2:$A$26,MATCH($C712,'Shultis Faw'!$A$2:$A$26,1)+1)-INDEX('Shultis Faw'!$A$2:$A$26,MATCH($C712,'Shultis Faw'!$A$2:$A$26,1))),$C712*'Shultis Faw'!$C$2/'Shultis Faw'!$A$2)","v":2.0141940000000003},{"$f":"_xlfn.IFNA(INDEX('Shultis Faw'!$D$2:$D$26,MATCH($C712,'Shultis Faw'!$A$2:$A$26,1))+($C712-INDEX('Shultis Faw'!$A$2:$A$26,MATCH($C712,'Shultis Faw'!$A$2:$A$26,1)))*(INDEX('Shultis Faw'!$D$2:$D$26,MATCH($C712,'Shultis Faw'!$A$2:$A$26,1)+1)-INDEX('Shultis Faw'!$D$2:$D$26,MATCH($C712,'Shultis Faw'!$A$2:$A$26,1)))/(INDEX('Shultis Faw'!$A$2:$A$26,MATCH($C712,'Shultis Faw'!$A$2:$A$26,1)+1)-INDEX('Shultis Faw'!$A$2:$A$26,MATCH($C712,'Shultis Faw'!$A$2:$A$26,1))),$C712*'Shultis Faw'!$D$2/'Shultis Faw'!$A$2)","v":1.3478619999999999},{"$f":"_xlfn.IFNA(INDEX('Shultis Faw'!$B$2:$B$26,MATCH($C712,'Shultis Faw'!$A$2:$A$26,1))+($C712-INDEX('Shultis Faw'!$A$2:$A$26,MATCH($C712,'Shultis Faw'!$A$2:$A$26,1)))*(INDEX('Shultis Faw'!$B$2:$B$26,MATCH($C712,'Shultis Faw'!$A$2:$A$26,1)+1)-INDEX('Shultis Faw'!$B$2:$B$26,MATCH($C712,'Shultis Faw'!$A$2:$A$26,1)))/(INDEX('Shultis Faw'!$A$2:$A$26,MATCH($C712,'Shultis Faw'!$A$2:$A$26,1)+1)-INDEX('Shultis Faw'!$A$2:$A$26,MATCH($C712,'Shultis Faw'!$A$2:$A$26,1))),$C712*'Shultis Faw'!$B$2/'Shultis Faw'!$A$2)","v":-7.22135E-2},{"$f":"_xlfn.IFNA(INDEX('Shultis Faw'!$E$2:$E$26,MATCH($C712,'Shultis Faw'!$A$2:$A$26,1))+($C712-INDEX('Shultis Faw'!$A$2:$A$26,MATCH($C712,'Shultis Faw'!$A$2:$A$26,1)))*(INDEX('Shultis Faw'!$E$2:$E$26,MATCH($C712,'Shultis Faw'!$A$2:$A$26,1)+1)-INDEX('Shultis Faw'!$E$2:$E$26,MATCH($C712,'Shultis Faw'!$A$2:$A$26,1)))/(INDEX('Shultis Faw'!$A$2:$A$26,MATCH($C712,'Shultis Faw'!$A$2:$A$26,1)+1)-INDEX('Shultis Faw'!$A$2:$A$26,MATCH($C712,'Shultis Faw'!$A$2:$A$26,1))),$C712*'Shultis Faw'!$E$2/'Shultis Faw'!$A$2)","v":3.0652199999999998E-2},{"$f":"_xlfn.IFNA(INDEX('Shultis Faw'!$F$2:$F$26,MATCH($C712,'Shultis Faw'!$A$2:$A$26,1))+($C712-INDEX('Shultis Faw'!$A$2:$A$26,MATCH($C712,'Shultis Faw'!$A$2:$A$26,1)))*(INDEX('Shultis Faw'!$F$2:$F$26,MATCH($C712,'Shultis Faw'!$A$2:$A$26,1)+1)-INDEX('Shultis Faw'!$F$2:$F$26,MATCH($C712,'Shultis Faw'!$A$2:$A$26,1)))/(INDEX('Shultis Faw'!$A$2:$A$26,MATCH($C712,'Shultis Faw'!$A$2:$A$26,1)+1)-INDEX('Shultis Faw'!$A$2:$A$26,MATCH($C712,'Shultis Faw'!$A$2:$A$26,1))),$C712*'Shultis Faw'!$F$2/'Shultis Faw'!$A$2)","v":14.38245},{"$f":"J712*(H712*'Externe blootstelling'!$D$23/2)^K712+L712*(TANH(((H712*'Externe blootstelling'!$D$23)/(2*M712))-2)-TANH(-2))/(1-TANH(-2))","v":1.3541265018948581},{"$f":"IF(N712=1,1+(I712-1)*H712*'Externe blootstelling'!$D$23/2,1+(I712-1)*(N712^(H712*'Externe blootstelling'!$D$23/2)-1)/(N712-1))","v":1.9426078751250884},{"$f":"G712*EXP(-H712*'Externe blootstelling'!$D$23/2)*O712","v":2.7763783911130877E-4}]
["211Bi","X-ray",1.184465E-2,1.8951439999999999E-15,9.2899999999999996E-3,{"$f":"_xlfn.IFNA(INDEX('hp (pSv cm2)'!$B$2:$B$52,MATCH($C713,'hp (pSv cm2)'!$A$2:$A$52,1))+($C713-INDEX('hp (pSv cm2)'!$A$2:$A$52,MATCH($C713,'hp (pSv cm2)'!$A$2:$A$52,1)))*(INDEX('hp (pSv cm2)'!$B$2:$B$52,MATCH($C713,'hp (pSv cm2)'!$A$2:$A$52,1)+1)-INDEX('hp (pSv cm2)'!$B$2:$B$52,MATCH($C713,'hp (pSv cm2)'!$A$2:$A$52,1)))/(INDEX('hp (pSv cm2)'!$A$2:$A$52,MATCH($C713,'hp (pSv cm2)'!$A$2:$A$52,1)+1)-INDEX('hp (pSv cm2)'!$A$2:$A$52,MATCH($C713,'hp (pSv cm2)'!$A$2:$A$52,1))),$C713*'hp (pSv cm2)'!$B$2/'hp (pSv cm2)'!$A$2)","v":0.10216486249999998},9.4911157262499981E-4,{"$f":"_xlfn.IFNA(0.997*(INDEX('Mass attenuation coefficients'!$B$2:$B$37,MATCH($C713,'Mass attenuation coefficients'!$A$2:$A$37,1))+($C713-INDEX('Mass attenuation coefficients'!$A$2:$A$37,MATCH($C713,'Mass attenuation coefficients'!$A$2:$A$37,1)))*(INDEX('Mass attenuation coefficients'!$B$2:$B$37,MATCH($C713,'Mass attenuation coefficients'!$A$2:$A$37,1)+1)-INDEX('Mass attenuation coefficients'!$B$2:$B$37,MATCH($C713,'Mass attenuation coefficients'!$A$2:$A$37,1)))/(INDEX('Mass attenuation coefficients'!$A$2:$A$37,MATCH($C713,'Mass attenuation coefficients'!$A$2:$A$37,1)+1)-INDEX('Mass attenuation coefficients'!$A$2:$A$37,MATCH($C713,'Mass attenuation coefficients'!$A$2:$A$37,1)))),0.997*$C713*'Mass attenuation coefficients'!$B$2/'Mass attenuation coefficients'!$A$2)","v":3.96825134424},{"$f":"_xlfn.IFNA(INDEX('Shultis Faw'!$C$2:$C$26,MATCH($C713,'Shultis Faw'!$A$2:$A$26,1))+($C713-INDEX('Shultis Faw'!$A$2:$A$26,MATCH($C713,'Shultis Faw'!$A$2:$A$26,1)))*(INDEX('Shultis Faw'!$C$2:$C$26,MATCH($C713,'Shultis Faw'!$A$2:$A$26,1)+1)-INDEX('Shultis Faw'!$C$2:$C$26,MATCH($C713,'Shultis Faw'!$A$2:$A$26,1)))/(INDEX('Shultis Faw'!$A$2:$A$26,MATCH($C713,'Shultis Faw'!$A$2:$A$26,1)+1)-INDEX('Shultis Faw'!$A$2:$A$26,MATCH($C713,'Shultis Faw'!$A$2:$A$26,1))),$C713*'Shultis Faw'!$C$2/'Shultis Faw'!$A$2)","v":0.93335841999999991},{"$f":"_xlfn.IFNA(INDEX('Shultis Faw'!$D$2:$D$26,MATCH($C713,'Shultis Faw'!$A$2:$A$26,1))+($C713-INDEX('Shultis Faw'!$A$2:$A$26,MATCH($C713,'Shultis Faw'!$A$2:$A$26,1)))*(INDEX('Shultis Faw'!$D$2:$D$26,MATCH($C713,'Shultis Faw'!$A$2:$A$26,1)+1)-INDEX('Shultis Faw'!$D$2:$D$26,MATCH($C713,'Shultis Faw'!$A$2:$A$26,1)))/(INDEX('Shultis Faw'!$A$2:$A$26,MATCH($C713,'Shultis Faw'!$A$2:$A$26,1)+1)-INDEX('Shultis Faw'!$A$2:$A$26,MATCH($C713,'Shultis Faw'!$A$2:$A$26,1))),$C713*'Shultis Faw'!$D$2/'Shultis Faw'!$A$2)","v":0.36560486333333336},{"$f":"_xlfn.IFNA(INDEX('Shultis Faw'!$B$2:$B$26,MATCH($C713,'Shultis Faw'!$A$2:$A$26,1))+($C713-INDEX('Shultis Faw'!$A$2:$A$26,MATCH($C713,'Shultis Faw'!$A$2:$A$26,1)))*(INDEX('Shultis Faw'!$B$2:$B$26,MATCH($C713,'Shultis Faw'!$A$2:$A$26,1)+1)-INDEX('Shultis Faw'!$B$2:$B$26,MATCH($C713,'Shultis Faw'!$A$2:$A$26,1)))/(INDEX('Shultis Faw'!$A$2:$A$26,MATCH($C713,'Shultis Faw'!$A$2:$A$26,1)+1)-INDEX('Shultis Faw'!$A$2:$A$26,MATCH($C713,'Shultis Faw'!$A$2:$A$26,1))),$C713*'Shultis Faw'!$B$2/'Shultis Faw'!$A$2)","v":0.13581865333333332},{"$f":"_xlfn.IFNA(INDEX('Shultis Faw'!$E$2:$E$26,MATCH($C713,'Shultis Faw'!$A$2:$A$26,1))+($C713-INDEX('Shultis Faw'!$A$2:$A$26,MATCH($C713,'Shultis Faw'!$A$2:$A$26,1)))*(INDEX('Shultis Faw'!$E$2:$E$26,MATCH($C713,'Shultis Faw'!$A$2:$A$26,1)+1)-INDEX('Shultis Faw'!$E$2:$E$26,MATCH($C713,'Shultis Faw'!$A$2:$A$26,1)))/(INDEX('Shultis Faw'!$A$2:$A$26,MATCH($C713,'Shultis Faw'!$A$2:$A$26,1)+1)-INDEX('Shultis Faw'!$A$2:$A$26,MATCH($C713,'Shultis Faw'!$A$2:$A$26,1))),$C713*'Shultis Faw'!$E$2/'Shultis Faw'!$A$2)","v":-7.1699614666666661E-2},{"$f":"_xlfn.IFNA(INDEX('Shultis Faw'!$F$2:$F$26,MATCH($C713,'Shultis Faw'!$A$2:$A$26,1))+($C713-INDEX('Shultis Faw'!$A$2:$A$26,MATCH($C713,'Shultis Faw'!$A$2:$A$26,1)))*(INDEX('Shultis Faw'!$F$2:$F$26,MATCH($C713,'Shultis Faw'!$A$2:$A$26,1)+1)-INDEX('Shultis Faw'!$F$2:$F$26,MATCH($C713,'Shultis Faw'!$A$2:$A$26,1)))/(INDEX('Shultis Faw'!$A$2:$A$26,MATCH($C713,'Shultis Faw'!$A$2:$A$26,1)+1)-INDEX('Shultis Faw'!$A$2:$A$26,MATCH($C713,'Shultis Faw'!$A$2:$A$26,1))),$C713*'Shultis Faw'!$F$2/'Shultis Faw'!$A$2)","v":11.236624633333335},{"$f":"J713*(H713*'Externe blootstelling'!$D$23/2)^K713+L713*(TANH(((H713*'Externe blootstelling'!$D$23)/(2*M713))-2)-TANH(-2))/(1-TANH(-2))","v":0.56526605905925509},{"$f":"IF(N713=1,1+(I713-1)*H713*'Externe blootstelling'!$D$23/2,1+(I713-1)*(N713^(H713*'Externe blootstelling'!$D$23/2)-1)/(N713-1))","v":0.84670720704302371},{"$f":"G713*EXP(-H713*'Externe blootstelling'!$D$23/2)*O713","v":1.1329365844696015E-29}]
[null,"X-ray",7.0832499999999993E-2,1.1333199999999997E-14,7.26E-3,{"$f":"_xlfn.IFNA(INDEX('hp (pSv cm2)'!$B$2:$B$52,MATCH($C714,'hp (pSv cm2)'!$A$2:$A$52,1))+($C714-INDEX('hp (pSv cm2)'!$A$2:$A$52,MATCH($C714,'hp (pSv cm2)'!$A$2:$A$52,1)))*(INDEX('hp (pSv cm2)'!$B$2:$B$52,MATCH($C714,'hp (pSv cm2)'!$A$2:$A$52,1)+1)-INDEX('hp (pSv cm2)'!$B$2:$B$52,MATCH($C714,'hp (pSv cm2)'!$A$2:$A$52,1)))/(INDEX('hp (pSv cm2)'!$A$2:$A$52,MATCH($C714,'hp (pSv cm2)'!$A$2:$A$52,1)+1)-INDEX('hp (pSv cm2)'!$A$2:$A$52,MATCH($C714,'hp (pSv cm2)'!$A$2:$A$52,1))),$C714*'hp (pSv cm2)'!$B$2/'hp (pSv cm2)'!$A$2)","v":0.41366399999999992},3.0032006399999993E-3,{"$f":"_xlfn.IFNA(0.997*(INDEX('Mass attenuation coefficients'!$B$2:$B$37,MATCH($C714,'Mass attenuation coefficients'!$A$2:$A$37,1))+($C714-INDEX('Mass attenuation coefficients'!$A$2:$A$37,MATCH($C714,'Mass attenuation coefficients'!$A$2:$A$37,1)))*(INDEX('Mass attenuation coefficients'!$B$2:$B$37,MATCH($C714,'Mass attenuation coefficients'!$A$2:$A$37,1)+1)-INDEX('Mass attenuation coefficients'!$B$2:$B$37,MATCH($C714,'Mass attenuation coefficients'!$A$2:$A$37,1)))/(INDEX('Mass attenuation coefficients'!$A$2:$A$37,MATCH($C714,'Mass attenuation coefficients'!$A$2:$A$37,1)+1)-INDEX('Mass attenuation coefficients'!$A$2:$A$37,MATCH($C714,'Mass attenuation coefficients'!$A$2:$A$37,1)))),0.997*$C714*'Mass attenuation coefficients'!$B$2/'Mass attenuation coefficients'!$A$2)","v":0.19329429722499999},{"$f":"_xlfn.IFNA(INDEX('Shultis Faw'!$C$2:$C$26,MATCH($C714,'Shultis Faw'!$A$2:$A$26,1))+($C714-INDEX('Shultis Faw'!$A$2:$A$26,MATCH($C714,'Shultis Faw'!$A$2:$A$26,1)))*(INDEX('Shultis Faw'!$C$2:$C$26,MATCH($C714,'Shultis Faw'!$A$2:$A$26,1)+1)-INDEX('Shultis Faw'!$C$2:$C$26,MATCH($C714,'Shultis Faw'!$A$2:$A$26,1)))/(INDEX('Shultis Faw'!$A$2:$A$26,MATCH($C714,'Shultis Faw'!$A$2:$A$26,1)+1)-INDEX('Shultis Faw'!$A$2:$A$26,MATCH($C714,'Shultis Faw'!$A$2:$A$26,1))),$C714*'Shultis Faw'!$C$2/'Shultis Faw'!$A$2)","v":5.0241635000000002},{"$f":"_xlfn.IFNA(INDEX('Shultis Faw'!$D$2:$D$26,MATCH($C714,'Shultis Faw'!$A$2:$A$26,1))+($C714-INDEX('Shultis Faw'!$A$2:$A$26,MATCH($C714,'Shultis Faw'!$A$2:$A$26,1)))*(INDEX('Shultis Faw'!$D$2:$D$26,MATCH($C714,'Shultis Faw'!$A$2:$A$26,1)+1)-INDEX('Shultis Faw'!$D$2:$D$26,MATCH($C714,'Shultis Faw'!$A$2:$A$26,1)))/(INDEX('Shultis Faw'!$A$2:$A$26,MATCH($C714,'Shultis Faw'!$A$2:$A$26,1)+1)-INDEX('Shultis Faw'!$A$2:$A$26,MATCH($C714,'Shultis Faw'!$A$2:$A$26,1))),$C714*'Shultis Faw'!$D$2/'Shultis Faw'!$A$2)","v":1.9081946249999999},{"$f":"_xlfn.IFNA(INDEX('Shultis Faw'!$B$2:$B$26,MATCH($C714,'Shultis Faw'!$A$2:$A$26,1))+($C714-INDEX('Shultis Faw'!$A$2:$A$26,MATCH($C714,'Shultis Faw'!$A$2:$A$26,1)))*(INDEX('Shultis Faw'!$B$2:$B$26,MATCH($C714,'Shultis Faw'!$A$2:$A$26,1)+1)-INDEX('Shultis Faw'!$B$2:$B$26,MATCH($C714,'Shultis Faw'!$A$2:$A$26,1)))/(INDEX('Shultis Faw'!$A$2:$A$26,MATCH($C714,'Shultis Faw'!$A$2:$A$26,1)+1)-INDEX('Shultis Faw'!$A$2:$A$26,MATCH($C714,'Shultis Faw'!$A$2:$A$26,1))),$C714*'Shultis Faw'!$B$2/'Shultis Faw'!$A$2)","v":-0.14874825},{"$f":"_xlfn.IFNA(INDEX('Shultis Faw'!$E$2:$E$26,MATCH($C714,'Shultis Faw'!$A$2:$A$26,1))+($C714-INDEX('Shultis Faw'!$A$2:$A$26,MATCH($C714,'Shultis Faw'!$A$2:$A$26,1)))*(INDEX('Shultis Faw'!$E$2:$E$26,MATCH($C714,'Shultis Faw'!$A$2:$A$26,1)+1)-INDEX('Shultis Faw'!$E$2:$E$26,MATCH($C714,'Shultis Faw'!$A$2:$A$26,1)))/(INDEX('Shultis Faw'!$A$2:$A$26,MATCH($C714,'Shultis Faw'!$A$2:$A$26,1)+1)-INDEX('Shultis Faw'!$A$2:$A$26,MATCH($C714,'Shultis Faw'!$A$2:$A$26,1))),$C714*'Shultis Faw'!$E$2/'Shultis Faw'!$A$2)","v":6.7419962499999986E-2},{"$f":"_xlfn.IFNA(INDEX('Shultis Faw'!$F$2:$F$26,MATCH($C714,'Shultis Faw'!$A$2:$A$26,1))+($C714-INDEX('Shultis Faw'!$A$2:$A$26,MATCH($C714,'Shultis Faw'!$A$2:$A$26,1)))*(INDEX('Shultis Faw'!$F$2:$F$26,MATCH($C714,'Shultis Faw'!$A$2:$A$26,1)+1)-INDEX('Shultis Faw'!$F$2:$F$26,MATCH($C714,'Shultis Faw'!$A$2:$A$26,1)))/(INDEX('Shultis Faw'!$A$2:$A$26,MATCH($C714,'Shultis Faw'!$A$2:$A$26,1)+1)-INDEX('Shultis Faw'!$A$2:$A$26,MATCH($C714,'Shultis Faw'!$A$2:$A$26,1))),$C714*'Shultis Faw'!$F$2/'Shultis Faw'!$A$2)","v":13.65624875},{"$f":"J714*(H714*'Externe blootstelling'!$D$23/2)^K714+L714*(TANH(((H714*'Externe blootstelling'!$D$23)/(2*M714))-2)-TANH(-2))/(1-TANH(-2))","v":1.6293869288383294},{"$f":"IF(N714=1,1+(I714-1)*H714*'Externe blootstelling'!$D$23/2,1+(I714-1)*(N714^(H714*'Externe blootstelling'!$D$23/2)-1)/(N714-1))","v":20.939439533043632},{"$f":"G714*EXP(-H714*'Externe blootstelling'!$D$23/2)*O714","v":3.4621804598471105E-3}]
[null,"X-ray",7.2872500000000007E-2,1.1659599999999999E-14,1.225E-2,{"$f":"_xlfn.IFNA(INDEX('hp (pSv cm2)'!$B$2:$B$52,MATCH($C715,'hp (pSv cm2)'!$A$2:$A$52,1))+($C715-INDEX('hp (pSv cm2)'!$A$2:$A$52,MATCH($C715,'hp (pSv cm2)'!$A$2:$A$52,1)))*(INDEX('hp (pSv cm2)'!$B$2:$B$52,MATCH($C715,'hp (pSv cm2)'!$A$2:$A$52,1)+1)-INDEX('hp (pSv cm2)'!$B$2:$B$52,MATCH($C715,'hp (pSv cm2)'!$A$2:$A$52,1)))/(INDEX('hp (pSv cm2)'!$A$2:$A$52,MATCH($C715,'hp (pSv cm2)'!$A$2:$A$52,1)+1)-INDEX('hp (pSv cm2)'!$A$2:$A$52,MATCH($C715,'hp (pSv cm2)'!$A$2:$A$52,1))),$C715*'hp (pSv cm2)'!$B$2/'hp (pSv cm2)'!$A$2)","v":0.42019200000000001},5.147352E-3,{"$f":"_xlfn.IFNA(0.997*(INDEX('Mass attenuation coefficients'!$B$2:$B$37,MATCH($C715,'Mass attenuation coefficients'!$A$2:$A$37,1))+($C715-INDEX('Mass attenuation coefficients'!$A$2:$A$37,MATCH($C715,'Mass attenuation coefficients'!$A$2:$A$37,1)))*(INDEX('Mass attenuation coefficients'!$B$2:$B$37,MATCH($C715,'Mass attenuation coefficients'!$A$2:$A$37,1)+1)-INDEX('Mass attenuation coefficients'!$B$2:$B$37,MATCH($C715,'Mass attenuation coefficients'!$A$2:$A$37,1)))/(INDEX('Mass attenuation coefficients'!$A$2:$A$37,MATCH($C715,'Mass attenuation coefficients'!$A$2:$A$37,1)+1)-INDEX('Mass attenuation coefficients'!$A$2:$A$37,MATCH($C715,'Mass attenuation coefficients'!$A$2:$A$37,1)))),0.997*$C715*'Mass attenuation coefficients'!$B$2/'Mass attenuation coefficients'!$A$2)","v":0.19103669042500002},{"$f":"_xlfn.IFNA(INDEX('Shultis Faw'!$C$2:$C$26,MATCH($C715,'Shultis Faw'!$A$2:$A$26,1))+($C715-INDEX('Shultis Faw'!$A$2:$A$26,MATCH($C715,'Shultis Faw'!$A$2:$A$26,1)))*(INDEX('Shultis Faw'!$C$2:$C$26,MATCH($C715,'Shultis Faw'!$A$2:$A$26,1)+1)-INDEX('Shultis Faw'!$C$2:$C$26,MATCH($C715,'Shultis Faw'!$A$2:$A$26,1)))/(INDEX('Shultis Faw'!$A$2:$A$26,MATCH($C715,'Shultis Faw'!$A$2:$A$26,1)+1)-INDEX('Shultis Faw'!$A$2:$A$26,MATCH($C715,'Shultis Faw'!$A$2:$A$26,1))),$C715*'Shultis Faw'!$C$2/'Shultis Faw'!$A$2)","v":5.0319155000000002},{"$f":"_xlfn.IFNA(INDEX('Shultis Faw'!$D$2:$D$26,MATCH($C715,'Shultis Faw'!$A$2:$A$26,1))+($C715-INDEX('Shultis Faw'!$A$2:$A$26,MATCH($C715,'Shultis Faw'!$A$2:$A$26,1)))*(INDEX('Shultis Faw'!$D$2:$D$26,MATCH($C715,'Shultis Faw'!$A$2:$A$26,1)+1)-INDEX('Shultis Faw'!$D$2:$D$26,MATCH($C715,'Shultis Faw'!$A$2:$A$26,1)))/(INDEX('Shultis Faw'!$A$2:$A$26,MATCH($C715,'Shultis Faw'!$A$2:$A$26,1)+1)-INDEX('Shultis Faw'!$A$2:$A$26,MATCH($C715,'Shultis Faw'!$A$2:$A$26,1))),$C715*'Shultis Faw'!$D$2/'Shultis Faw'!$A$2)","v":1.9417526250000001},{"$f":"_xlfn.IFNA(INDEX('Shultis Faw'!$B$2:$B$26,MATCH($C715,'Shultis Faw'!$A$2:$A$26,1))+($C715-INDEX('Shultis Faw'!$A$2:$A$26,MATCH($C715,'Shultis Faw'!$A$2:$A$26,1)))*(INDEX('Shultis Faw'!$B$2:$B$26,MATCH($C715,'Shultis Faw'!$A$2:$A$26,1)+1)-INDEX('Shultis Faw'!$B$2:$B$26,MATCH($C715,'Shultis Faw'!$A$2:$A$26,1)))/(INDEX('Shultis Faw'!$A$2:$A$26,MATCH($C715,'Shultis Faw'!$A$2:$A$26,1)+1)-INDEX('Shultis Faw'!$A$2:$A$26,MATCH($C715,'Shultis Faw'!$A$2:$A$26,1))),$C715*'Shultis Faw'!$B$2/'Shultis Faw'!$A$2)","v":-0.15303225000000004},{"$f":"_xlfn.IFNA(INDEX('Shultis Faw'!$E$2:$E$26,MATCH($C715,'Shultis Faw'!$A$2:$A$26,1))+($C715-INDEX('Shultis Faw'!$A$2:$A$26,MATCH($C715,'Shultis Faw'!$A$2:$A$26,1)))*(INDEX('Shultis Faw'!$E$2:$E$26,MATCH($C715,'Shultis Faw'!$A$2:$A$26,1)+1)-INDEX('Shultis Faw'!$E$2:$E$26,MATCH($C715,'Shultis Faw'!$A$2:$A$26,1)))/(INDEX('Shultis Faw'!$A$2:$A$26,MATCH($C715,'Shultis Faw'!$A$2:$A$26,1)+1)-INDEX('Shultis Faw'!$A$2:$A$26,MATCH($C715,'Shultis Faw'!$A$2:$A$26,1))),$C715*'Shultis Faw'!$E$2/'Shultis Faw'!$A$2)","v":6.9551762500000003E-2},{"$f":"_xlfn.IFNA(INDEX('Shultis Faw'!$F$2:$F$26,MATCH($C715,'Shultis Faw'!$A$2:$A$26,1))+($C715-INDEX('Shultis Faw'!$A$2:$A$26,MATCH($C715,'Shultis Faw'!$A$2:$A$26,1)))*(INDEX('Shultis Faw'!$F$2:$F$26,MATCH($C715,'Shultis Faw'!$A$2:$A$26,1)+1)-INDEX('Shultis Faw'!$F$2:$F$26,MATCH($C715,'Shultis Faw'!$A$2:$A$26,1)))/(INDEX('Shultis Faw'!$A$2:$A$26,MATCH($C715,'Shultis Faw'!$A$2:$A$26,1)+1)-INDEX('Shultis Faw'!$A$2:$A$26,MATCH($C715,'Shultis Faw'!$A$2:$A$26,1))),$C715*'Shultis Faw'!$F$2/'Shultis Faw'!$A$2)","v":13.659308750000001},{"$f":"J715*(H715*'Externe blootstelling'!$D$23/2)^K715+L715*(TANH(((H715*'Externe blootstelling'!$D$23)/(2*M715))-2)-TANH(-2))/(1-TANH(-2))","v":1.6534690062196336},{"$f":"IF(N715=1,1+(I715-1)*H715*'Externe blootstelling'!$D$23/2,1+(I715-1)*(N715^(H715*'Externe blootstelling'!$D$23/2)-1)/(N715-1))","v":20.898199270792812},{"$f":"G715*EXP(-H715*'Externe blootstelling'!$D$23/2)*O715","v":6.1263249247113282E-3}]
[null,"X-ray",8.2603300000000004E-2,1.3216528E-14,4.1700000000000001E-3,{"$f":"_xlfn.IFNA(INDEX('hp (pSv cm2)'!$B$2:$B$52,MATCH($C716,'hp (pSv cm2)'!$A$2:$A$52,1))+($C716-INDEX('hp (pSv cm2)'!$A$2:$A$52,MATCH($C716,'hp (pSv cm2)'!$A$2:$A$52,1)))*(INDEX('hp (pSv cm2)'!$B$2:$B$52,MATCH($C716,'hp (pSv cm2)'!$A$2:$A$52,1)+1)-INDEX('hp (pSv cm2)'!$B$2:$B$52,MATCH($C716,'hp (pSv cm2)'!$A$2:$A$52,1)))/(INDEX('hp (pSv cm2)'!$A$2:$A$52,MATCH($C716,'hp (pSv cm2)'!$A$2:$A$52,1)+1)-INDEX('hp (pSv cm2)'!$A$2:$A$52,MATCH($C716,'hp (pSv cm2)'!$A$2:$A$52,1))),$C716*'hp (pSv cm2)'!$B$2/'hp (pSv cm2)'!$A$2)","v":0.45276237499999999},1.88801910375E-3,{"$f":"_xlfn.IFNA(0.997*(INDEX('Mass attenuation coefficients'!$B$2:$B$37,MATCH($C716,'Mass attenuation coefficients'!$A$2:$A$37,1))+($C716-INDEX('Mass attenuation coefficients'!$A$2:$A$37,MATCH($C716,'Mass attenuation coefficients'!$A$2:$A$37,1)))*(INDEX('Mass attenuation coefficients'!$B$2:$B$37,MATCH($C716,'Mass attenuation coefficients'!$A$2:$A$37,1)+1)-INDEX('Mass attenuation coefficients'!$B$2:$B$37,MATCH($C716,'Mass attenuation coefficients'!$A$2:$A$37,1)))/(INDEX('Mass attenuation coefficients'!$A$2:$A$37,MATCH($C716,'Mass attenuation coefficients'!$A$2:$A$37,1)+1)-INDEX('Mass attenuation coefficients'!$A$2:$A$37,MATCH($C716,'Mass attenuation coefficients'!$A$2:$A$37,1)))),0.997*$C716*'Mass attenuation coefficients'!$B$2/'Mass attenuation coefficients'!$A$2)","v":0.181461831435},{"$f":"_xlfn.IFNA(INDEX('Shultis Faw'!$C$2:$C$26,MATCH($C716,'Shultis Faw'!$A$2:$A$26,1))+($C716-INDEX('Shultis Faw'!$A$2:$A$26,MATCH($C716,'Shultis Faw'!$A$2:$A$26,1)))*(INDEX('Shultis Faw'!$C$2:$C$26,MATCH($C716,'Shultis Faw'!$A$2:$A$26,1)+1)-INDEX('Shultis Faw'!$C$2:$C$26,MATCH($C716,'Shultis Faw'!$A$2:$A$26,1)))/(INDEX('Shultis Faw'!$A$2:$A$26,MATCH($C716,'Shultis Faw'!$A$2:$A$26,1)+1)-INDEX('Shultis Faw'!$A$2:$A$26,MATCH($C716,'Shultis Faw'!$A$2:$A$26,1))),$C716*'Shultis Faw'!$C$2/'Shultis Faw'!$A$2)","v":5.0074546600000005},{"$f":"_xlfn.IFNA(INDEX('Shultis Faw'!$D$2:$D$26,MATCH($C716,'Shultis Faw'!$A$2:$A$26,1))+($C716-INDEX('Shultis Faw'!$A$2:$A$26,MATCH($C716,'Shultis Faw'!$A$2:$A$26,1)))*(INDEX('Shultis Faw'!$D$2:$D$26,MATCH($C716,'Shultis Faw'!$A$2:$A$26,1)+1)-INDEX('Shultis Faw'!$D$2:$D$26,MATCH($C716,'Shultis Faw'!$A$2:$A$26,1)))/(INDEX('Shultis Faw'!$A$2:$A$26,MATCH($C716,'Shultis Faw'!$A$2:$A$26,1)+1)-INDEX('Shultis Faw'!$A$2:$A$26,MATCH($C716,'Shultis Faw'!$A$2:$A$26,1))),$C716*'Shultis Faw'!$D$2/'Shultis Faw'!$A$2)","v":2.0800867300000001},{"$f":"_xlfn.IFNA(INDEX('Shultis Faw'!$B$2:$B$26,MATCH($C716,'Shultis Faw'!$A$2:$A$26,1))+($C716-INDEX('Shultis Faw'!$A$2:$A$26,MATCH($C716,'Shultis Faw'!$A$2:$A$26,1)))*(INDEX('Shultis Faw'!$B$2:$B$26,MATCH($C716,'Shultis Faw'!$A$2:$A$26,1)+1)-INDEX('Shultis Faw'!$B$2:$B$26,MATCH($C716,'Shultis Faw'!$A$2:$A$26,1)))/(INDEX('Shultis Faw'!$A$2:$A$26,MATCH($C716,'Shultis Faw'!$A$2:$A$26,1)+1)-INDEX('Shultis Faw'!$A$2:$A$26,MATCH($C716,'Shultis Faw'!$A$2:$A$26,1))),$C716*'Shultis Faw'!$B$2/'Shultis Faw'!$A$2)","v":-0.17034297000000001},{"$f":"_xlfn.IFNA(INDEX('Shultis Faw'!$E$2:$E$26,MATCH($C716,'Shultis Faw'!$A$2:$A$26,1))+($C716-INDEX('Shultis Faw'!$A$2:$A$26,MATCH($C716,'Shultis Faw'!$A$2:$A$26,1)))*(INDEX('Shultis Faw'!$E$2:$E$26,MATCH($C716,'Shultis Faw'!$A$2:$A$26,1)+1)-INDEX('Shultis Faw'!$E$2:$E$26,MATCH($C716,'Shultis Faw'!$A$2:$A$26,1)))/(INDEX('Shultis Faw'!$A$2:$A$26,MATCH($C716,'Shultis Faw'!$A$2:$A$26,1)+1)-INDEX('Shultis Faw'!$A$2:$A$26,MATCH($C716,'Shultis Faw'!$A$2:$A$26,1))),$C716*'Shultis Faw'!$E$2/'Shultis Faw'!$A$2)","v":7.7728924000000005E-2},{"$f":"_xlfn.IFNA(INDEX('Shultis Faw'!$F$2:$F$26,MATCH($C716,'Shultis Faw'!$A$2:$A$26,1))+($C716-INDEX('Shultis Faw'!$A$2:$A$26,MATCH($C716,'Shultis Faw'!$A$2:$A$26,1)))*(INDEX('Shultis Faw'!$F$2:$F$26,MATCH($C716,'Shultis Faw'!$A$2:$A$26,1)+1)-INDEX('Shultis Faw'!$F$2:$F$26,MATCH($C716,'Shultis Faw'!$A$2:$A$26,1)))/(INDEX('Shultis Faw'!$A$2:$A$26,MATCH($C716,'Shultis Faw'!$A$2:$A$26,1)+1)-INDEX('Shultis Faw'!$A$2:$A$26,MATCH($C716,'Shultis Faw'!$A$2:$A$26,1))),$C716*'Shultis Faw'!$F$2/'Shultis Faw'!$A$2)","v":13.6257439},{"$f":"J716*(H716*'Externe blootstelling'!$D$23/2)^K716+L716*(TANH(((H716*'Externe blootstelling'!$D$23)/(2*M716))-2)-TANH(-2))/(1-TANH(-2))","v":1.7545743470912629},{"$f":"IF(N716=1,1+(I716-1)*H716*'Externe blootstelling'!$D$23/2,1+(I716-1)*(N716^(H716*'Externe blootstelling'!$D$23/2)-1)/(N716-1))","v":20.224027456870775},{"$f":"G716*EXP(-H716*'Externe blootstelling'!$D$23/2)*O716","v":2.5104752811554174E-3}]
[null,"X-ray",8.5138699999999998E-2,1.3622191999999999E-14,1.24E-3,{"$f":"_xlfn.IFNA(INDEX('hp (pSv cm2)'!$B$2:$B$52,MATCH($C717,'hp (pSv cm2)'!$A$2:$A$52,1))+($C717-INDEX('hp (pSv cm2)'!$A$2:$A$52,MATCH($C717,'hp (pSv cm2)'!$A$2:$A$52,1)))*(INDEX('hp (pSv cm2)'!$B$2:$B$52,MATCH($C717,'hp (pSv cm2)'!$A$2:$A$52,1)+1)-INDEX('hp (pSv cm2)'!$B$2:$B$52,MATCH($C717,'hp (pSv cm2)'!$A$2:$A$52,1)))/(INDEX('hp (pSv cm2)'!$A$2:$A$52,MATCH($C717,'hp (pSv cm2)'!$A$2:$A$52,1)+1)-INDEX('hp (pSv cm2)'!$A$2:$A$52,MATCH($C717,'hp (pSv cm2)'!$A$2:$A$52,1))),$C717*'hp (pSv cm2)'!$B$2/'hp (pSv cm2)'!$A$2)","v":0.46227012499999998},5.7321495499999993E-4,{"$f":"_xlfn.IFNA(0.997*(INDEX('Mass attenuation coefficients'!$B$2:$B$37,MATCH($C717,'Mass attenuation coefficients'!$A$2:$A$37,1))+($C717-INDEX('Mass attenuation coefficients'!$A$2:$A$37,MATCH($C717,'Mass attenuation coefficients'!$A$2:$A$37,1)))*(INDEX('Mass attenuation coefficients'!$B$2:$B$37,MATCH($C717,'Mass attenuation coefficients'!$A$2:$A$37,1)+1)-INDEX('Mass attenuation coefficients'!$B$2:$B$37,MATCH($C717,'Mass attenuation coefficients'!$A$2:$A$37,1)))/(INDEX('Mass attenuation coefficients'!$A$2:$A$37,MATCH($C717,'Mass attenuation coefficients'!$A$2:$A$37,1)+1)-INDEX('Mass attenuation coefficients'!$A$2:$A$37,MATCH($C717,'Mass attenuation coefficients'!$A$2:$A$37,1)))),0.997*$C717*'Mass attenuation coefficients'!$B$2/'Mass attenuation coefficients'!$A$2)","v":0.179818765465},{"$f":"_xlfn.IFNA(INDEX('Shultis Faw'!$C$2:$C$26,MATCH($C717,'Shultis Faw'!$A$2:$A$26,1))+($C717-INDEX('Shultis Faw'!$A$2:$A$26,MATCH($C717,'Shultis Faw'!$A$2:$A$26,1)))*(INDEX('Shultis Faw'!$C$2:$C$26,MATCH($C717,'Shultis Faw'!$A$2:$A$26,1)+1)-INDEX('Shultis Faw'!$C$2:$C$26,MATCH($C717,'Shultis Faw'!$A$2:$A$26,1)))/(INDEX('Shultis Faw'!$A$2:$A$26,MATCH($C717,'Shultis Faw'!$A$2:$A$26,1)+1)-INDEX('Shultis Faw'!$A$2:$A$26,MATCH($C717,'Shultis Faw'!$A$2:$A$26,1))),$C717*'Shultis Faw'!$C$2/'Shultis Faw'!$A$2)","v":4.9572537400000005},{"$f":"_xlfn.IFNA(INDEX('Shultis Faw'!$D$2:$D$26,MATCH($C717,'Shultis Faw'!$A$2:$A$26,1))+($C717-INDEX('Shultis Faw'!$A$2:$A$26,MATCH($C717,'Shultis Faw'!$A$2:$A$26,1)))*(INDEX('Shultis Faw'!$D$2:$D$26,MATCH($C717,'Shultis Faw'!$A$2:$A$26,1)+1)-INDEX('Shultis Faw'!$D$2:$D$26,MATCH($C717,'Shultis Faw'!$A$2:$A$26,1)))/(INDEX('Shultis Faw'!$A$2:$A$26,MATCH($C717,'Shultis Faw'!$A$2:$A$26,1)+1)-INDEX('Shultis Faw'!$A$2:$A$26,MATCH($C717,'Shultis Faw'!$A$2:$A$26,1))),$C717*'Shultis Faw'!$D$2/'Shultis Faw'!$A$2)","v":2.1006234699999999},{"$f":"_xlfn.IFNA(INDEX('Shultis Faw'!$B$2:$B$26,MATCH($C717,'Shultis Faw'!$A$2:$A$26,1))+($C717-INDEX('Shultis Faw'!$A$2:$A$26,MATCH($C717,'Shultis Faw'!$A$2:$A$26,1)))*(INDEX('Shultis Faw'!$B$2:$B$26,MATCH($C717,'Shultis Faw'!$A$2:$A$26,1)+1)-INDEX('Shultis Faw'!$B$2:$B$26,MATCH($C717,'Shultis Faw'!$A$2:$A$26,1)))/(INDEX('Shultis Faw'!$A$2:$A$26,MATCH($C717,'Shultis Faw'!$A$2:$A$26,1)+1)-INDEX('Shultis Faw'!$A$2:$A$26,MATCH($C717,'Shultis Faw'!$A$2:$A$26,1))),$C717*'Shultis Faw'!$B$2/'Shultis Faw'!$A$2)","v":-0.17262483000000001},{"$f":"_xlfn.IFNA(INDEX('Shultis Faw'!$E$2:$E$26,MATCH($C717,'Shultis Faw'!$A$2:$A$26,1))+($C717-INDEX('Shultis Faw'!$A$2:$A$26,MATCH($C717,'Shultis Faw'!$A$2:$A$26,1)))*(INDEX('Shultis Faw'!$E$2:$E$26,MATCH($C717,'Shultis Faw'!$A$2:$A$26,1)+1)-INDEX('Shultis Faw'!$E$2:$E$26,MATCH($C717,'Shultis Faw'!$A$2:$A$26,1)))/(INDEX('Shultis Faw'!$A$2:$A$26,MATCH($C717,'Shultis Faw'!$A$2:$A$26,1)+1)-INDEX('Shultis Faw'!$A$2:$A$26,MATCH($C717,'Shultis Faw'!$A$2:$A$26,1))),$C717*'Shultis Faw'!$E$2/'Shultis Faw'!$A$2)","v":7.8438835999999998E-2},{"$f":"_xlfn.IFNA(INDEX('Shultis Faw'!$F$2:$F$26,MATCH($C717,'Shultis Faw'!$A$2:$A$26,1))+($C717-INDEX('Shultis Faw'!$A$2:$A$26,MATCH($C717,'Shultis Faw'!$A$2:$A$26,1)))*(INDEX('Shultis Faw'!$F$2:$F$26,MATCH($C717,'Shultis Faw'!$A$2:$A$26,1)+1)-INDEX('Shultis Faw'!$F$2:$F$26,MATCH($C717,'Shultis Faw'!$A$2:$A$26,1)))/(INDEX('Shultis Faw'!$A$2:$A$26,MATCH($C717,'Shultis Faw'!$A$2:$A$26,1)+1)-INDEX('Shultis Faw'!$A$2:$A$26,MATCH($C717,'Shultis Faw'!$A$2:$A$26,1))),$C717*'Shultis Faw'!$F$2/'Shultis Faw'!$A$2)","v":13.582642099999999},{"$f":"J717*(H717*'Externe blootstelling'!$D$23/2)^K717+L717*(TANH(((H717*'Externe blootstelling'!$D$23)/(2*M717))-2)-TANH(-2))/(1-TANH(-2))","v":1.7706264003718932},{"$f":"IF(N717=1,1+(I717-1)*H717*'Externe blootstelling'!$D$23/2,1+(I717-1)*(N717^(H717*'Externe blootstelling'!$D$23/2)-1)/(N717-1))","v":19.843176580663684},{"$f":"G717*EXP(-H717*'Externe blootstelling'!$D$23/2)*O717","v":7.6650368277279639E-4}]
[null," g ",0.35102999999999995,5.6164799999999985E-14,0.13,{"$f":"_xlfn.IFNA(INDEX('hp (pSv cm2)'!$B$2:$B$52,MATCH($C718,'hp (pSv cm2)'!$A$2:$A$52,1))+($C718-INDEX('hp (pSv cm2)'!$A$2:$A$52,MATCH($C718,'hp (pSv cm2)'!$A$2:$A$52,1)))*(INDEX('hp (pSv cm2)'!$B$2:$B$52,MATCH($C718,'hp (pSv cm2)'!$A$2:$A$52,1)+1)-INDEX('hp (pSv cm2)'!$B$2:$B$52,MATCH($C718,'hp (pSv cm2)'!$A$2:$A$52,1)))/(INDEX('hp (pSv cm2)'!$A$2:$A$52,MATCH($C718,'hp (pSv cm2)'!$A$2:$A$52,1)+1)-INDEX('hp (pSv cm2)'!$A$2:$A$52,MATCH($C718,'hp (pSv cm2)'!$A$2:$A$52,1))),$C718*'hp (pSv cm2)'!$B$2/'hp (pSv cm2)'!$A$2)","v":1.7600469999999997},0.22880610999999998,{"$f":"_xlfn.IFNA(0.997*(INDEX('Mass attenuation coefficients'!$B$2:$B$37,MATCH($C718,'Mass attenuation coefficients'!$A$2:$A$37,1))+($C718-INDEX('Mass attenuation coefficients'!$A$2:$A$37,MATCH($C718,'Mass attenuation coefficients'!$A$2:$A$37,1)))*(INDEX('Mass attenuation coefficients'!$B$2:$B$37,MATCH($C718,'Mass attenuation coefficients'!$A$2:$A$37,1)+1)-INDEX('Mass attenuation coefficients'!$B$2:$B$37,MATCH($C718,'Mass attenuation coefficients'!$A$2:$A$37,1)))/(INDEX('Mass attenuation coefficients'!$A$2:$A$37,MATCH($C718,'Mass attenuation coefficients'!$A$2:$A$37,1)+1)-INDEX('Mass attenuation coefficients'!$A$2:$A$37,MATCH($C718,'Mass attenuation coefficients'!$A$2:$A$37,1)))),0.997*$C718*'Mass attenuation coefficients'!$B$2/'Mass attenuation coefficients'!$A$2)","v":0.11188458625000001},{"$f":"_xlfn.IFNA(INDEX('Shultis Faw'!$C$2:$C$26,MATCH($C718,'Shultis Faw'!$A$2:$A$26,1))+($C718-INDEX('Shultis Faw'!$A$2:$A$26,MATCH($C718,'Shultis Faw'!$A$2:$A$26,1)))*(INDEX('Shultis Faw'!$C$2:$C$26,MATCH($C718,'Shultis Faw'!$A$2:$A$26,1)+1)-INDEX('Shultis Faw'!$C$2:$C$26,MATCH($C718,'Shultis Faw'!$A$2:$A$26,1)))/(INDEX('Shultis Faw'!$A$2:$A$26,MATCH($C718,'Shultis Faw'!$A$2:$A$26,1)+1)-INDEX('Shultis Faw'!$A$2:$A$26,MATCH($C718,'Shultis Faw'!$A$2:$A$26,1))),$C718*'Shultis Faw'!$C$2/'Shultis Faw'!$A$2)","v":2.7873220000000001},{"$f":"_xlfn.IFNA(INDEX('Shultis Faw'!$D$2:$D$26,MATCH($C718,'Shultis Faw'!$A$2:$A$26,1))+($C718-INDEX('Shultis Faw'!$A$2:$A$26,MATCH($C718,'Shultis Faw'!$A$2:$A$26,1)))*(INDEX('Shultis Faw'!$D$2:$D$26,MATCH($C718,'Shultis Faw'!$A$2:$A$26,1)+1)-INDEX('Shultis Faw'!$D$2:$D$26,MATCH($C718,'Shultis Faw'!$A$2:$A$26,1)))/(INDEX('Shultis Faw'!$A$2:$A$26,MATCH($C718,'Shultis Faw'!$A$2:$A$26,1)+1)-INDEX('Shultis Faw'!$A$2:$A$26,MATCH($C718,'Shultis Faw'!$A$2:$A$26,1))),$C718*'Shultis Faw'!$D$2/'Shultis Faw'!$A$2)","v":1.950558},{"$f":"_xlfn.IFNA(INDEX('Shultis Faw'!$B$2:$B$26,MATCH($C718,'Shultis Faw'!$A$2:$A$26,1))+($C718-INDEX('Shultis Faw'!$A$2:$A$26,MATCH($C718,'Shultis Faw'!$A$2:$A$26,1)))*(INDEX('Shultis Faw'!$B$2:$B$26,MATCH($C718,'Shultis Faw'!$A$2:$A$26,1)+1)-INDEX('Shultis Faw'!$B$2:$B$26,MATCH($C718,'Shultis Faw'!$A$2:$A$26,1)))/(INDEX('Shultis Faw'!$A$2:$A$26,MATCH($C718,'Shultis Faw'!$A$2:$A$26,1)+1)-INDEX('Shultis Faw'!$A$2:$A$26,MATCH($C718,'Shultis Faw'!$A$2:$A$26,1))),$C718*'Shultis Faw'!$B$2/'Shultis Faw'!$A$2)","v":-0.1563455},{"$f":"_xlfn.IFNA(INDEX('Shultis Faw'!$E$2:$E$26,MATCH($C718,'Shultis Faw'!$A$2:$A$26,1))+($C718-INDEX('Shultis Faw'!$A$2:$A$26,MATCH($C718,'Shultis Faw'!$A$2:$A$26,1)))*(INDEX('Shultis Faw'!$E$2:$E$26,MATCH($C718,'Shultis Faw'!$A$2:$A$26,1)+1)-INDEX('Shultis Faw'!$E$2:$E$26,MATCH($C718,'Shultis Faw'!$A$2:$A$26,1)))/(INDEX('Shultis Faw'!$A$2:$A$26,MATCH($C718,'Shultis Faw'!$A$2:$A$26,1)+1)-INDEX('Shultis Faw'!$A$2:$A$26,MATCH($C718,'Shultis Faw'!$A$2:$A$26,1))),$C718*'Shultis Faw'!$E$2/'Shultis Faw'!$A$2)","v":6.2438199999999999E-2},{"$f":"_xlfn.IFNA(INDEX('Shultis Faw'!$F$2:$F$26,MATCH($C718,'Shultis Faw'!$A$2:$A$26,1))+($C718-INDEX('Shultis Faw'!$A$2:$A$26,MATCH($C718,'Shultis Faw'!$A$2:$A$26,1)))*(INDEX('Shultis Faw'!$F$2:$F$26,MATCH($C718,'Shultis Faw'!$A$2:$A$26,1)+1)-INDEX('Shultis Faw'!$F$2:$F$26,MATCH($C718,'Shultis Faw'!$A$2:$A$26,1)))/(INDEX('Shultis Faw'!$A$2:$A$26,MATCH($C718,'Shultis Faw'!$A$2:$A$26,1)+1)-INDEX('Shultis Faw'!$A$2:$A$26,MATCH($C718,'Shultis Faw'!$A$2:$A$26,1))),$C718*'Shultis Faw'!$F$2/'Shultis Faw'!$A$2)","v":14.225309000000001},{"$f":"J718*(H718*'Externe blootstelling'!$D$23/2)^K718+L718*(TANH(((H718*'Externe blootstelling'!$D$23)/(2*M718))-2)-TANH(-2))/(1-TANH(-2))","v":1.7991798718782659},{"$f":"IF(N718=1,1+(I718-1)*H718*'Externe blootstelling'!$D$23/2,1+(I718-1)*(N718^(H718*'Externe blootstelling'!$D$23/2)-1)/(N718-1))","v":4.7565230510660035},{"$f":"G718*EXP(-H718*'Externe blootstelling'!$D$23/2)*O718","v":0.20318626498082901}]
["207Tl (99,7% yield)","X-ray",1.2201449999999999E-2,1.9522319999999998E-15,2.0100000000000001E-5,{"$f":"_xlfn.IFNA(INDEX('hp (pSv cm2)'!$B$2:$B$52,MATCH($C719,'hp (pSv cm2)'!$A$2:$A$52,1))+($C719-INDEX('hp (pSv cm2)'!$A$2:$A$52,MATCH($C719,'hp (pSv cm2)'!$A$2:$A$52,1)))*(INDEX('hp (pSv cm2)'!$B$2:$B$52,MATCH($C719,'hp (pSv cm2)'!$A$2:$A$52,1)+1)-INDEX('hp (pSv cm2)'!$B$2:$B$52,MATCH($C719,'hp (pSv cm2)'!$A$2:$A$52,1)))/(INDEX('hp (pSv cm2)'!$A$2:$A$52,MATCH($C719,'hp (pSv cm2)'!$A$2:$A$52,1)+1)-INDEX('hp (pSv cm2)'!$A$2:$A$52,MATCH($C719,'hp (pSv cm2)'!$A$2:$A$52,1))),$C719*'hp (pSv cm2)'!$B$2/'hp (pSv cm2)'!$A$2)","v":0.10842464999999998},{"$f":"F719*E719","v":2.1793354649999998E-6},{"$f":"_xlfn.IFNA(0.997*(INDEX('Mass attenuation coefficients'!$B$2:$B$37,MATCH($C719,'Mass attenuation coefficients'!$A$2:$A$37,1))+($C719-INDEX('Mass attenuation coefficients'!$A$2:$A$37,MATCH($C719,'Mass attenuation coefficients'!$A$2:$A$37,1)))*(INDEX('Mass attenuation coefficients'!$B$2:$B$37,MATCH($C719,'Mass attenuation coefficients'!$A$2:$A$37,1)+1)-INDEX('Mass attenuation coefficients'!$B$2:$B$37,MATCH($C719,'Mass attenuation coefficients'!$A$2:$A$37,1)))/(INDEX('Mass attenuation coefficients'!$A$2:$A$37,MATCH($C719,'Mass attenuation coefficients'!$A$2:$A$37,1)+1)-INDEX('Mass attenuation coefficients'!$A$2:$A$37,MATCH($C719,'Mass attenuation coefficients'!$A$2:$A$37,1)))),0.997*$C719*'Mass attenuation coefficients'!$B$2/'Mass attenuation coefficients'!$A$2)","v":3.7081418607200001},{"$f":"_xlfn.IFNA(INDEX('Shultis Faw'!$C$2:$C$26,MATCH($C719,'Shultis Faw'!$A$2:$A$26,1))+($C719-INDEX('Shultis Faw'!$A$2:$A$26,MATCH($C719,'Shultis Faw'!$A$2:$A$26,1)))*(INDEX('Shultis Faw'!$C$2:$C$26,MATCH($C719,'Shultis Faw'!$A$2:$A$26,1)+1)-INDEX('Shultis Faw'!$C$2:$C$26,MATCH($C719,'Shultis Faw'!$A$2:$A$26,1)))/(INDEX('Shultis Faw'!$A$2:$A$26,MATCH($C719,'Shultis Faw'!$A$2:$A$26,1)+1)-INDEX('Shultis Faw'!$A$2:$A$26,MATCH($C719,'Shultis Faw'!$A$2:$A$26,1))),$C719*'Shultis Faw'!$C$2/'Shultis Faw'!$A$2)","v":0.96147425999999991},{"$f":"_xlfn.IFNA(INDEX('Shultis Faw'!$D$2:$D$26,MATCH($C719,'Shultis Faw'!$A$2:$A$26,1))+($C719-INDEX('Shultis Faw'!$A$2:$A$26,MATCH($C719,'Shultis Faw'!$A$2:$A$26,1)))*(INDEX('Shultis Faw'!$D$2:$D$26,MATCH($C719,'Shultis Faw'!$A$2:$A$26,1)+1)-INDEX('Shultis Faw'!$D$2:$D$26,MATCH($C719,'Shultis Faw'!$A$2:$A$26,1)))/(INDEX('Shultis Faw'!$A$2:$A$26,MATCH($C719,'Shultis Faw'!$A$2:$A$26,1)+1)-INDEX('Shultis Faw'!$A$2:$A$26,MATCH($C719,'Shultis Faw'!$A$2:$A$26,1))),$C719*'Shultis Faw'!$D$2/'Shultis Faw'!$A$2)","v":0.37661808999999996},{"$f":"_xlfn.IFNA(INDEX('Shultis Faw'!$B$2:$B$26,MATCH($C719,'Shultis Faw'!$A$2:$A$26,1))+($C719-INDEX('Shultis Faw'!$A$2:$A$26,MATCH($C719,'Shultis Faw'!$A$2:$A$26,1)))*(INDEX('Shultis Faw'!$B$2:$B$26,MATCH($C719,'Shultis Faw'!$A$2:$A$26,1)+1)-INDEX('Shultis Faw'!$B$2:$B$26,MATCH($C719,'Shultis Faw'!$A$2:$A$26,1)))/(INDEX('Shultis Faw'!$A$2:$A$26,MATCH($C719,'Shultis Faw'!$A$2:$A$26,1)+1)-INDEX('Shultis Faw'!$A$2:$A$26,MATCH($C719,'Shultis Faw'!$A$2:$A$26,1))),$C719*'Shultis Faw'!$B$2/'Shultis Faw'!$A$2)","v":0.13990996},{"$f":"_xlfn.IFNA(INDEX('Shultis Faw'!$E$2:$E$26,MATCH($C719,'Shultis Faw'!$A$2:$A$26,1))+($C719-INDEX('Shultis Faw'!$A$2:$A$26,MATCH($C719,'Shultis Faw'!$A$2:$A$26,1)))*(INDEX('Shultis Faw'!$E$2:$E$26,MATCH($C719,'Shultis Faw'!$A$2:$A$26,1)+1)-INDEX('Shultis Faw'!$E$2:$E$26,MATCH($C719,'Shultis Faw'!$A$2:$A$26,1)))/(INDEX('Shultis Faw'!$A$2:$A$26,MATCH($C719,'Shultis Faw'!$A$2:$A$26,1)+1)-INDEX('Shultis Faw'!$A$2:$A$26,MATCH($C719,'Shultis Faw'!$A$2:$A$26,1))),$C719*'Shultis Faw'!$E$2/'Shultis Faw'!$A$2)","v":-7.3859443999999996E-2},{"$f":"_xlfn.IFNA(INDEX('Shultis Faw'!$F$2:$F$26,MATCH($C719,'Shultis Faw'!$A$2:$A$26,1))+($C719-INDEX('Shultis Faw'!$A$2:$A$26,MATCH($C719,'Shultis Faw'!$A$2:$A$26,1)))*(INDEX('Shultis Faw'!$F$2:$F$26,MATCH($C719,'Shultis Faw'!$A$2:$A$26,1)+1)-INDEX('Shultis Faw'!$F$2:$F$26,MATCH($C719,'Shultis Faw'!$A$2:$A$26,1)))/(INDEX('Shultis Faw'!$A$2:$A$26,MATCH($C719,'Shultis Faw'!$A$2:$A$26,1)+1)-INDEX('Shultis Faw'!$A$2:$A$26,MATCH($C719,'Shultis Faw'!$A$2:$A$26,1))),$C719*'Shultis Faw'!$F$2/'Shultis Faw'!$A$2)","v":11.5751089},{"$f":"J719*(H719*'Externe blootstelling'!$D$23/2)^K719+L719*(TANH(((H719*'Externe blootstelling'!$D$23)/(2*M719))-2)-TANH(-2))/(1-TANH(-2))","v":0.58722791556449105},{"$f":"IF(N719=1,1+(I719-1)*H719*'Externe blootstelling'!$D$23/2,1+(I719-1)*(N719^(H719*'Externe blootstelling'!$D$23/2)-1)/(N719-1))","v":0.90666582975764687},{"$f":"G719*EXP(-H719*'Externe blootstelling'!$D$23/2)*O719","v":1.3784407752805927E-30}]
[null,"X-ray",7.2804900000000006E-2,1.1648784000000001E-14,1.5399999999999998E-5,{"$f":"_xlfn.IFNA(INDEX('hp (pSv cm2)'!$B$2:$B$52,MATCH($C720,'hp (pSv cm2)'!$A$2:$A$52,1))+($C720-INDEX('hp (pSv cm2)'!$A$2:$A$52,MATCH($C720,'hp (pSv cm2)'!$A$2:$A$52,1)))*(INDEX('hp (pSv cm2)'!$B$2:$B$52,MATCH($C720,'hp (pSv cm2)'!$A$2:$A$52,1)+1)-INDEX('hp (pSv cm2)'!$B$2:$B$52,MATCH($C720,'hp (pSv cm2)'!$A$2:$A$52,1)))/(INDEX('hp (pSv cm2)'!$A$2:$A$52,MATCH($C720,'hp (pSv cm2)'!$A$2:$A$52,1)+1)-INDEX('hp (pSv cm2)'!$A$2:$A$52,MATCH($C720,'hp (pSv cm2)'!$A$2:$A$52,1))),$C720*'hp (pSv cm2)'!$B$2/'hp (pSv cm2)'!$A$2)","v":0.41997567999999996},6.4676254719999989E-6,{"$f":"_xlfn.IFNA(0.997*(INDEX('Mass attenuation coefficients'!$B$2:$B$37,MATCH($C720,'Mass attenuation coefficients'!$A$2:$A$37,1))+($C720-INDEX('Mass attenuation coefficients'!$A$2:$A$37,MATCH($C720,'Mass attenuation coefficients'!$A$2:$A$37,1)))*(INDEX('Mass attenuation coefficients'!$B$2:$B$37,MATCH($C720,'Mass attenuation coefficients'!$A$2:$A$37,1)+1)-INDEX('Mass attenuation coefficients'!$B$2:$B$37,MATCH($C720,'Mass attenuation coefficients'!$A$2:$A$37,1)))/(INDEX('Mass attenuation coefficients'!$A$2:$A$37,MATCH($C720,'Mass attenuation coefficients'!$A$2:$A$37,1)+1)-INDEX('Mass attenuation coefficients'!$A$2:$A$37,MATCH($C720,'Mass attenuation coefficients'!$A$2:$A$37,1)))),0.997*$C720*'Mass attenuation coefficients'!$B$2/'Mass attenuation coefficients'!$A$2)","v":0.191111501317},{"$f":"_xlfn.IFNA(INDEX('Shultis Faw'!$C$2:$C$26,MATCH($C720,'Shultis Faw'!$A$2:$A$26,1))+($C720-INDEX('Shultis Faw'!$A$2:$A$26,MATCH($C720,'Shultis Faw'!$A$2:$A$26,1)))*(INDEX('Shultis Faw'!$C$2:$C$26,MATCH($C720,'Shultis Faw'!$A$2:$A$26,1)+1)-INDEX('Shultis Faw'!$C$2:$C$26,MATCH($C720,'Shultis Faw'!$A$2:$A$26,1)))/(INDEX('Shultis Faw'!$A$2:$A$26,MATCH($C720,'Shultis Faw'!$A$2:$A$26,1)+1)-INDEX('Shultis Faw'!$A$2:$A$26,MATCH($C720,'Shultis Faw'!$A$2:$A$26,1))),$C720*'Shultis Faw'!$C$2/'Shultis Faw'!$A$2)","v":5.03165862},{"$f":"_xlfn.IFNA(INDEX('Shultis Faw'!$D$2:$D$26,MATCH($C720,'Shultis Faw'!$A$2:$A$26,1))+($C720-INDEX('Shultis Faw'!$A$2:$A$26,MATCH($C720,'Shultis Faw'!$A$2:$A$26,1)))*(INDEX('Shultis Faw'!$D$2:$D$26,MATCH($C720,'Shultis Faw'!$A$2:$A$26,1)+1)-INDEX('Shultis Faw'!$D$2:$D$26,MATCH($C720,'Shultis Faw'!$A$2:$A$26,1)))/(INDEX('Shultis Faw'!$A$2:$A$26,MATCH($C720,'Shultis Faw'!$A$2:$A$26,1)+1)-INDEX('Shultis Faw'!$A$2:$A$26,MATCH($C720,'Shultis Faw'!$A$2:$A$26,1))),$C720*'Shultis Faw'!$D$2/'Shultis Faw'!$A$2)","v":1.9406406050000002},{"$f":"_xlfn.IFNA(INDEX('Shultis Faw'!$B$2:$B$26,MATCH($C720,'Shultis Faw'!$A$2:$A$26,1))+($C720-INDEX('Shultis Faw'!$A$2:$A$26,MATCH($C720,'Shultis Faw'!$A$2:$A$26,1)))*(INDEX('Shultis Faw'!$B$2:$B$26,MATCH($C720,'Shultis Faw'!$A$2:$A$26,1)+1)-INDEX('Shultis Faw'!$B$2:$B$26,MATCH($C720,'Shultis Faw'!$A$2:$A$26,1)))/(INDEX('Shultis Faw'!$A$2:$A$26,MATCH($C720,'Shultis Faw'!$A$2:$A$26,1)+1)-INDEX('Shultis Faw'!$A$2:$A$26,MATCH($C720,'Shultis Faw'!$A$2:$A$26,1))),$C720*'Shultis Faw'!$B$2/'Shultis Faw'!$A$2)","v":-0.15289029000000001},{"$f":"_xlfn.IFNA(INDEX('Shultis Faw'!$E$2:$E$26,MATCH($C720,'Shultis Faw'!$A$2:$A$26,1))+($C720-INDEX('Shultis Faw'!$A$2:$A$26,MATCH($C720,'Shultis Faw'!$A$2:$A$26,1)))*(INDEX('Shultis Faw'!$E$2:$E$26,MATCH($C720,'Shultis Faw'!$A$2:$A$26,1)+1)-INDEX('Shultis Faw'!$E$2:$E$26,MATCH($C720,'Shultis Faw'!$A$2:$A$26,1)))/(INDEX('Shultis Faw'!$A$2:$A$26,MATCH($C720,'Shultis Faw'!$A$2:$A$26,1)+1)-INDEX('Shultis Faw'!$A$2:$A$26,MATCH($C720,'Shultis Faw'!$A$2:$A$26,1))),$C720*'Shultis Faw'!$E$2/'Shultis Faw'!$A$2)","v":6.9481120500000007E-2},{"$f":"_xlfn.IFNA(INDEX('Shultis Faw'!$F$2:$F$26,MATCH($C720,'Shultis Faw'!$A$2:$A$26,1))+($C720-INDEX('Shultis Faw'!$A$2:$A$26,MATCH($C720,'Shultis Faw'!$A$2:$A$26,1)))*(INDEX('Shultis Faw'!$F$2:$F$26,MATCH($C720,'Shultis Faw'!$A$2:$A$26,1)+1)-INDEX('Shultis Faw'!$F$2:$F$26,MATCH($C720,'Shultis Faw'!$A$2:$A$26,1)))/(INDEX('Shultis Faw'!$A$2:$A$26,MATCH($C720,'Shultis Faw'!$A$2:$A$26,1)+1)-INDEX('Shultis Faw'!$A$2:$A$26,MATCH($C720,'Shultis Faw'!$A$2:$A$26,1))),$C720*'Shultis Faw'!$F$2/'Shultis Faw'!$A$2)","v":13.659207350000001},{"$f":"J720*(H720*'Externe blootstelling'!$D$23/2)^K720+L720*(TANH(((H720*'Externe blootstelling'!$D$23)/(2*M720))-2)-TANH(-2))/(1-TANH(-2))","v":1.6526701058573368},{"$f":"IF(N720=1,1+(I720-1)*H720*'Externe blootstelling'!$D$23/2,1+(I720-1)*(N720^(H720*'Externe blootstelling'!$D$23/2)-1)/(N720-1))","v":20.899865550623343},{"$f":"G720*EXP(-H720*'Externe blootstelling'!$D$23/2)*O720","v":7.689680548420083E-6}]
[null,"X-ray",7.4969999999999995E-2,1.1995199999999999E-14,2.5799999999999997E-5,{"$f":"_xlfn.IFNA(INDEX('hp (pSv cm2)'!$B$2:$B$52,MATCH($C721,'hp (pSv cm2)'!$A$2:$A$52,1))+($C721-INDEX('hp (pSv cm2)'!$A$2:$A$52,MATCH($C721,'hp (pSv cm2)'!$A$2:$A$52,1)))*(INDEX('hp (pSv cm2)'!$B$2:$B$52,MATCH($C721,'hp (pSv cm2)'!$A$2:$A$52,1)+1)-INDEX('hp (pSv cm2)'!$B$2:$B$52,MATCH($C721,'hp (pSv cm2)'!$A$2:$A$52,1)))/(INDEX('hp (pSv cm2)'!$A$2:$A$52,MATCH($C721,'hp (pSv cm2)'!$A$2:$A$52,1)+1)-INDEX('hp (pSv cm2)'!$A$2:$A$52,MATCH($C721,'hp (pSv cm2)'!$A$2:$A$52,1))),$C721*'hp (pSv cm2)'!$B$2/'hp (pSv cm2)'!$A$2)","v":0.42690399999999995},1.1014123199999998E-5,{"$f":"_xlfn.IFNA(0.997*(INDEX('Mass attenuation coefficients'!$B$2:$B$37,MATCH($C721,'Mass attenuation coefficients'!$A$2:$A$37,1))+($C721-INDEX('Mass attenuation coefficients'!$A$2:$A$37,MATCH($C721,'Mass attenuation coefficients'!$A$2:$A$37,1)))*(INDEX('Mass attenuation coefficients'!$B$2:$B$37,MATCH($C721,'Mass attenuation coefficients'!$A$2:$A$37,1)+1)-INDEX('Mass attenuation coefficients'!$B$2:$B$37,MATCH($C721,'Mass attenuation coefficients'!$A$2:$A$37,1)))/(INDEX('Mass attenuation coefficients'!$A$2:$A$37,MATCH($C721,'Mass attenuation coefficients'!$A$2:$A$37,1)+1)-INDEX('Mass attenuation coefficients'!$A$2:$A$37,MATCH($C721,'Mass attenuation coefficients'!$A$2:$A$37,1)))),0.997*$C721*'Mass attenuation coefficients'!$B$2/'Mass attenuation coefficients'!$A$2)","v":0.18871545010000002},{"$f":"_xlfn.IFNA(INDEX('Shultis Faw'!$C$2:$C$26,MATCH($C721,'Shultis Faw'!$A$2:$A$26,1))+($C721-INDEX('Shultis Faw'!$A$2:$A$26,MATCH($C721,'Shultis Faw'!$A$2:$A$26,1)))*(INDEX('Shultis Faw'!$C$2:$C$26,MATCH($C721,'Shultis Faw'!$A$2:$A$26,1)+1)-INDEX('Shultis Faw'!$C$2:$C$26,MATCH($C721,'Shultis Faw'!$A$2:$A$26,1)))/(INDEX('Shultis Faw'!$A$2:$A$26,MATCH($C721,'Shultis Faw'!$A$2:$A$26,1)+1)-INDEX('Shultis Faw'!$A$2:$A$26,MATCH($C721,'Shultis Faw'!$A$2:$A$26,1))),$C721*'Shultis Faw'!$C$2/'Shultis Faw'!$A$2)","v":5.0398860000000001},{"$f":"_xlfn.IFNA(INDEX('Shultis Faw'!$D$2:$D$26,MATCH($C721,'Shultis Faw'!$A$2:$A$26,1))+($C721-INDEX('Shultis Faw'!$A$2:$A$26,MATCH($C721,'Shultis Faw'!$A$2:$A$26,1)))*(INDEX('Shultis Faw'!$D$2:$D$26,MATCH($C721,'Shultis Faw'!$A$2:$A$26,1)+1)-INDEX('Shultis Faw'!$D$2:$D$26,MATCH($C721,'Shultis Faw'!$A$2:$A$26,1)))/(INDEX('Shultis Faw'!$A$2:$A$26,MATCH($C721,'Shultis Faw'!$A$2:$A$26,1)+1)-INDEX('Shultis Faw'!$A$2:$A$26,MATCH($C721,'Shultis Faw'!$A$2:$A$26,1))),$C721*'Shultis Faw'!$D$2/'Shultis Faw'!$A$2)","v":1.9762565000000001},{"$f":"_xlfn.IFNA(INDEX('Shultis Faw'!$B$2:$B$26,MATCH($C721,'Shultis Faw'!$A$2:$A$26,1))+($C721-INDEX('Shultis Faw'!$A$2:$A$26,MATCH($C721,'Shultis Faw'!$A$2:$A$26,1)))*(INDEX('Shultis Faw'!$B$2:$B$26,MATCH($C721,'Shultis Faw'!$A$2:$A$26,1)+1)-INDEX('Shultis Faw'!$B$2:$B$26,MATCH($C721,'Shultis Faw'!$A$2:$A$26,1)))/(INDEX('Shultis Faw'!$A$2:$A$26,MATCH($C721,'Shultis Faw'!$A$2:$A$26,1)+1)-INDEX('Shultis Faw'!$A$2:$A$26,MATCH($C721,'Shultis Faw'!$A$2:$A$26,1))),$C721*'Shultis Faw'!$B$2/'Shultis Faw'!$A$2)","v":-0.15743699999999999},{"$f":"_xlfn.IFNA(INDEX('Shultis Faw'!$E$2:$E$26,MATCH($C721,'Shultis Faw'!$A$2:$A$26,1))+($C721-INDEX('Shultis Faw'!$A$2:$A$26,MATCH($C721,'Shultis Faw'!$A$2:$A$26,1)))*(INDEX('Shultis Faw'!$E$2:$E$26,MATCH($C721,'Shultis Faw'!$A$2:$A$26,1)+1)-INDEX('Shultis Faw'!$E$2:$E$26,MATCH($C721,'Shultis Faw'!$A$2:$A$26,1)))/(INDEX('Shultis Faw'!$A$2:$A$26,MATCH($C721,'Shultis Faw'!$A$2:$A$26,1)+1)-INDEX('Shultis Faw'!$A$2:$A$26,MATCH($C721,'Shultis Faw'!$A$2:$A$26,1))),$C721*'Shultis Faw'!$E$2/'Shultis Faw'!$A$2)","v":7.1743649999999992E-2},{"$f":"_xlfn.IFNA(INDEX('Shultis Faw'!$F$2:$F$26,MATCH($C721,'Shultis Faw'!$A$2:$A$26,1))+($C721-INDEX('Shultis Faw'!$A$2:$A$26,MATCH($C721,'Shultis Faw'!$A$2:$A$26,1)))*(INDEX('Shultis Faw'!$F$2:$F$26,MATCH($C721,'Shultis Faw'!$A$2:$A$26,1)+1)-INDEX('Shultis Faw'!$F$2:$F$26,MATCH($C721,'Shultis Faw'!$A$2:$A$26,1)))/(INDEX('Shultis Faw'!$A$2:$A$26,MATCH($C721,'Shultis Faw'!$A$2:$A$26,1)+1)-INDEX('Shultis Faw'!$A$2:$A$26,MATCH($C721,'Shultis Faw'!$A$2:$A$26,1))),$C721*'Shultis Faw'!$F$2/'Shultis Faw'!$A$2)","v":13.662455},{"$f":"J721*(H721*'Externe blootstelling'!$D$23/2)^K721+L721*(TANH(((H721*'Externe blootstelling'!$D$23)/(2*M721))-2)-TANH(-2))/(1-TANH(-2))","v":1.6782924560523043},{"$f":"IF(N721=1,1+(I721-1)*H721*'Externe blootstelling'!$D$23/2,1+(I721-1)*(N721^(H721*'Externe blootstelling'!$D$23/2)-1)/(N721-1))","v":20.836455563966105},{"$f":"G721*EXP(-H721*'Externe blootstelling'!$D$23/2)*O721","v":1.3533265274606578E-5}]
[null,"X-ray",8.4952699999999992E-2,1.3592432E-14,8.8000000000000004E-6,{"$f":"_xlfn.IFNA(INDEX('hp (pSv cm2)'!$B$2:$B$52,MATCH($C722,'hp (pSv cm2)'!$A$2:$A$52,1))+($C722-INDEX('hp (pSv cm2)'!$A$2:$A$52,MATCH($C722,'hp (pSv cm2)'!$A$2:$A$52,1)))*(INDEX('hp (pSv cm2)'!$B$2:$B$52,MATCH($C722,'hp (pSv cm2)'!$A$2:$A$52,1)+1)-INDEX('hp (pSv cm2)'!$B$2:$B$52,MATCH($C722,'hp (pSv cm2)'!$A$2:$A$52,1)))/(INDEX('hp (pSv cm2)'!$A$2:$A$52,MATCH($C722,'hp (pSv cm2)'!$A$2:$A$52,1)+1)-INDEX('hp (pSv cm2)'!$A$2:$A$52,MATCH($C722,'hp (pSv cm2)'!$A$2:$A$52,1))),$C722*'hp (pSv cm2)'!$B$2/'hp (pSv cm2)'!$A$2)","v":0.46157262499999996},4.0618390999999998E-6,{"$f":"_xlfn.IFNA(0.997*(INDEX('Mass attenuation coefficients'!$B$2:$B$37,MATCH($C722,'Mass attenuation coefficients'!$A$2:$A$37,1))+($C722-INDEX('Mass attenuation coefficients'!$A$2:$A$37,MATCH($C722,'Mass attenuation coefficients'!$A$2:$A$37,1)))*(INDEX('Mass attenuation coefficients'!$B$2:$B$37,MATCH($C722,'Mass attenuation coefficients'!$A$2:$A$37,1)+1)-INDEX('Mass attenuation coefficients'!$B$2:$B$37,MATCH($C722,'Mass attenuation coefficients'!$A$2:$A$37,1)))/(INDEX('Mass attenuation coefficients'!$A$2:$A$37,MATCH($C722,'Mass attenuation coefficients'!$A$2:$A$37,1)+1)-INDEX('Mass attenuation coefficients'!$A$2:$A$37,MATCH($C722,'Mass attenuation coefficients'!$A$2:$A$37,1)))),0.997*$C722*'Mass attenuation coefficients'!$B$2/'Mass attenuation coefficients'!$A$2)","v":0.179939302765},{"$f":"_xlfn.IFNA(INDEX('Shultis Faw'!$C$2:$C$26,MATCH($C722,'Shultis Faw'!$A$2:$A$26,1))+($C722-INDEX('Shultis Faw'!$A$2:$A$26,MATCH($C722,'Shultis Faw'!$A$2:$A$26,1)))*(INDEX('Shultis Faw'!$C$2:$C$26,MATCH($C722,'Shultis Faw'!$A$2:$A$26,1)+1)-INDEX('Shultis Faw'!$C$2:$C$26,MATCH($C722,'Shultis Faw'!$A$2:$A$26,1)))/(INDEX('Shultis Faw'!$A$2:$A$26,MATCH($C722,'Shultis Faw'!$A$2:$A$26,1)+1)-INDEX('Shultis Faw'!$A$2:$A$26,MATCH($C722,'Shultis Faw'!$A$2:$A$26,1))),$C722*'Shultis Faw'!$C$2/'Shultis Faw'!$A$2)","v":4.9609365400000005},{"$f":"_xlfn.IFNA(INDEX('Shultis Faw'!$D$2:$D$26,MATCH($C722,'Shultis Faw'!$A$2:$A$26,1))+($C722-INDEX('Shultis Faw'!$A$2:$A$26,MATCH($C722,'Shultis Faw'!$A$2:$A$26,1)))*(INDEX('Shultis Faw'!$D$2:$D$26,MATCH($C722,'Shultis Faw'!$A$2:$A$26,1)+1)-INDEX('Shultis Faw'!$D$2:$D$26,MATCH($C722,'Shultis Faw'!$A$2:$A$26,1)))/(INDEX('Shultis Faw'!$A$2:$A$26,MATCH($C722,'Shultis Faw'!$A$2:$A$26,1)+1)-INDEX('Shultis Faw'!$A$2:$A$26,MATCH($C722,'Shultis Faw'!$A$2:$A$26,1))),$C722*'Shultis Faw'!$D$2/'Shultis Faw'!$A$2)","v":2.09911687},{"$f":"_xlfn.IFNA(INDEX('Shultis Faw'!$B$2:$B$26,MATCH($C722,'Shultis Faw'!$A$2:$A$26,1))+($C722-INDEX('Shultis Faw'!$A$2:$A$26,MATCH($C722,'Shultis Faw'!$A$2:$A$26,1)))*(INDEX('Shultis Faw'!$B$2:$B$26,MATCH($C722,'Shultis Faw'!$A$2:$A$26,1)+1)-INDEX('Shultis Faw'!$B$2:$B$26,MATCH($C722,'Shultis Faw'!$A$2:$A$26,1)))/(INDEX('Shultis Faw'!$A$2:$A$26,MATCH($C722,'Shultis Faw'!$A$2:$A$26,1)+1)-INDEX('Shultis Faw'!$A$2:$A$26,MATCH($C722,'Shultis Faw'!$A$2:$A$26,1))),$C722*'Shultis Faw'!$B$2/'Shultis Faw'!$A$2)","v":-0.17245742999999999},{"$f":"_xlfn.IFNA(INDEX('Shultis Faw'!$E$2:$E$26,MATCH($C722,'Shultis Faw'!$A$2:$A$26,1))+($C722-INDEX('Shultis Faw'!$A$2:$A$26,MATCH($C722,'Shultis Faw'!$A$2:$A$26,1)))*(INDEX('Shultis Faw'!$E$2:$E$26,MATCH($C722,'Shultis Faw'!$A$2:$A$26,1)+1)-INDEX('Shultis Faw'!$E$2:$E$26,MATCH($C722,'Shultis Faw'!$A$2:$A$26,1)))/(INDEX('Shultis Faw'!$A$2:$A$26,MATCH($C722,'Shultis Faw'!$A$2:$A$26,1)+1)-INDEX('Shultis Faw'!$A$2:$A$26,MATCH($C722,'Shultis Faw'!$A$2:$A$26,1))),$C722*'Shultis Faw'!$E$2/'Shultis Faw'!$A$2)","v":7.8386756000000002E-2},{"$f":"_xlfn.IFNA(INDEX('Shultis Faw'!$F$2:$F$26,MATCH($C722,'Shultis Faw'!$A$2:$A$26,1))+($C722-INDEX('Shultis Faw'!$A$2:$A$26,MATCH($C722,'Shultis Faw'!$A$2:$A$26,1)))*(INDEX('Shultis Faw'!$F$2:$F$26,MATCH($C722,'Shultis Faw'!$A$2:$A$26,1)+1)-INDEX('Shultis Faw'!$F$2:$F$26,MATCH($C722,'Shultis Faw'!$A$2:$A$26,1)))/(INDEX('Shultis Faw'!$A$2:$A$26,MATCH($C722,'Shultis Faw'!$A$2:$A$26,1)+1)-INDEX('Shultis Faw'!$A$2:$A$26,MATCH($C722,'Shultis Faw'!$A$2:$A$26,1))),$C722*'Shultis Faw'!$F$2/'Shultis Faw'!$A$2)","v":13.585804100000001},{"$f":"J722*(H722*'Externe blootstelling'!$D$23/2)^K722+L722*(TANH(((H722*'Externe blootstelling'!$D$23)/(2*M722))-2)-TANH(-2))/(1-TANH(-2))","v":1.7694462607678387},{"$f":"IF(N722=1,1+(I722-1)*H722*'Externe blootstelling'!$D$23/2,1+(I722-1)*(N722^(H722*'Externe blootstelling'!$D$23/2)-1)/(N722-1))","v":19.871221385009456},{"$f":"G722*EXP(-H722*'Externe blootstelling'!$D$23/2)*O722","v":5.4293468070109063E-6}]
[null,"X-ray",8.757630000000001E-2,1.4012208E-14,2.6599999999999999E-6,{"$f":"_xlfn.IFNA(INDEX('hp (pSv cm2)'!$B$2:$B$52,MATCH($C723,'hp (pSv cm2)'!$A$2:$A$52,1))+($C723-INDEX('hp (pSv cm2)'!$A$2:$A$52,MATCH($C723,'hp (pSv cm2)'!$A$2:$A$52,1)))*(INDEX('hp (pSv cm2)'!$B$2:$B$52,MATCH($C723,'hp (pSv cm2)'!$A$2:$A$52,1)+1)-INDEX('hp (pSv cm2)'!$B$2:$B$52,MATCH($C723,'hp (pSv cm2)'!$A$2:$A$52,1)))/(INDEX('hp (pSv cm2)'!$A$2:$A$52,MATCH($C723,'hp (pSv cm2)'!$A$2:$A$52,1)+1)-INDEX('hp (pSv cm2)'!$A$2:$A$52,MATCH($C723,'hp (pSv cm2)'!$A$2:$A$52,1))),$C723*'hp (pSv cm2)'!$B$2/'hp (pSv cm2)'!$A$2)","v":0.47141112500000004},1.2539535925000001E-6,{"$f":"_xlfn.IFNA(0.997*(INDEX('Mass attenuation coefficients'!$B$2:$B$37,MATCH($C723,'Mass attenuation coefficients'!$A$2:$A$37,1))+($C723-INDEX('Mass attenuation coefficients'!$A$2:$A$37,MATCH($C723,'Mass attenuation coefficients'!$A$2:$A$37,1)))*(INDEX('Mass attenuation coefficients'!$B$2:$B$37,MATCH($C723,'Mass attenuation coefficients'!$A$2:$A$37,1)+1)-INDEX('Mass attenuation coefficients'!$B$2:$B$37,MATCH($C723,'Mass attenuation coefficients'!$A$2:$A$37,1)))/(INDEX('Mass attenuation coefficients'!$A$2:$A$37,MATCH($C723,'Mass attenuation coefficients'!$A$2:$A$37,1)+1)-INDEX('Mass attenuation coefficients'!$A$2:$A$37,MATCH($C723,'Mass attenuation coefficients'!$A$2:$A$37,1)))),0.997*$C723*'Mass attenuation coefficients'!$B$2/'Mass attenuation coefficients'!$A$2)","v":0.178239078785},{"$f":"_xlfn.IFNA(INDEX('Shultis Faw'!$C$2:$C$26,MATCH($C723,'Shultis Faw'!$A$2:$A$26,1))+($C723-INDEX('Shultis Faw'!$A$2:$A$26,MATCH($C723,'Shultis Faw'!$A$2:$A$26,1)))*(INDEX('Shultis Faw'!$C$2:$C$26,MATCH($C723,'Shultis Faw'!$A$2:$A$26,1)+1)-INDEX('Shultis Faw'!$C$2:$C$26,MATCH($C723,'Shultis Faw'!$A$2:$A$26,1)))/(INDEX('Shultis Faw'!$A$2:$A$26,MATCH($C723,'Shultis Faw'!$A$2:$A$26,1)+1)-INDEX('Shultis Faw'!$A$2:$A$26,MATCH($C723,'Shultis Faw'!$A$2:$A$26,1))),$C723*'Shultis Faw'!$C$2/'Shultis Faw'!$A$2)","v":4.9089892600000002},{"$f":"_xlfn.IFNA(INDEX('Shultis Faw'!$D$2:$D$26,MATCH($C723,'Shultis Faw'!$A$2:$A$26,1))+($C723-INDEX('Shultis Faw'!$A$2:$A$26,MATCH($C723,'Shultis Faw'!$A$2:$A$26,1)))*(INDEX('Shultis Faw'!$D$2:$D$26,MATCH($C723,'Shultis Faw'!$A$2:$A$26,1)+1)-INDEX('Shultis Faw'!$D$2:$D$26,MATCH($C723,'Shultis Faw'!$A$2:$A$26,1)))/(INDEX('Shultis Faw'!$A$2:$A$26,MATCH($C723,'Shultis Faw'!$A$2:$A$26,1)+1)-INDEX('Shultis Faw'!$A$2:$A$26,MATCH($C723,'Shultis Faw'!$A$2:$A$26,1))),$C723*'Shultis Faw'!$D$2/'Shultis Faw'!$A$2)","v":2.1203680300000003},{"$f":"_xlfn.IFNA(INDEX('Shultis Faw'!$B$2:$B$26,MATCH($C723,'Shultis Faw'!$A$2:$A$26,1))+($C723-INDEX('Shultis Faw'!$A$2:$A$26,MATCH($C723,'Shultis Faw'!$A$2:$A$26,1)))*(INDEX('Shultis Faw'!$B$2:$B$26,MATCH($C723,'Shultis Faw'!$A$2:$A$26,1)+1)-INDEX('Shultis Faw'!$B$2:$B$26,MATCH($C723,'Shultis Faw'!$A$2:$A$26,1)))/(INDEX('Shultis Faw'!$A$2:$A$26,MATCH($C723,'Shultis Faw'!$A$2:$A$26,1)+1)-INDEX('Shultis Faw'!$A$2:$A$26,MATCH($C723,'Shultis Faw'!$A$2:$A$26,1))),$C723*'Shultis Faw'!$B$2/'Shultis Faw'!$A$2)","v":-0.17481867000000001},{"$f":"_xlfn.IFNA(INDEX('Shultis Faw'!$E$2:$E$26,MATCH($C723,'Shultis Faw'!$A$2:$A$26,1))+($C723-INDEX('Shultis Faw'!$A$2:$A$26,MATCH($C723,'Shultis Faw'!$A$2:$A$26,1)))*(INDEX('Shultis Faw'!$E$2:$E$26,MATCH($C723,'Shultis Faw'!$A$2:$A$26,1)+1)-INDEX('Shultis Faw'!$E$2:$E$26,MATCH($C723,'Shultis Faw'!$A$2:$A$26,1)))/(INDEX('Shultis Faw'!$A$2:$A$26,MATCH($C723,'Shultis Faw'!$A$2:$A$26,1)+1)-INDEX('Shultis Faw'!$A$2:$A$26,MATCH($C723,'Shultis Faw'!$A$2:$A$26,1))),$C723*'Shultis Faw'!$E$2/'Shultis Faw'!$A$2)","v":7.9121364E-2},{"$f":"_xlfn.IFNA(INDEX('Shultis Faw'!$F$2:$F$26,MATCH($C723,'Shultis Faw'!$A$2:$A$26,1))+($C723-INDEX('Shultis Faw'!$A$2:$A$26,MATCH($C723,'Shultis Faw'!$A$2:$A$26,1)))*(INDEX('Shultis Faw'!$F$2:$F$26,MATCH($C723,'Shultis Faw'!$A$2:$A$26,1)+1)-INDEX('Shultis Faw'!$F$2:$F$26,MATCH($C723,'Shultis Faw'!$A$2:$A$26,1)))/(INDEX('Shultis Faw'!$A$2:$A$26,MATCH($C723,'Shultis Faw'!$A$2:$A$26,1)+1)-INDEX('Shultis Faw'!$A$2:$A$26,MATCH($C723,'Shultis Faw'!$A$2:$A$26,1))),$C723*'Shultis Faw'!$F$2/'Shultis Faw'!$A$2)","v":13.5412029},{"$f":"J723*(H723*'Externe blootstelling'!$D$23/2)^K723+L723*(TANH(((H723*'Externe blootstelling'!$D$23)/(2*M723))-2)-TANH(-2))/(1-TANH(-2))","v":1.7861311386611352},{"$f":"IF(N723=1,1+(I723-1)*H723*'Externe blootstelling'!$D$23/2,1+(I723-1)*(N723^(H723*'Externe blootstelling'!$D$23/2)-1)/(N723-1))","v":19.474249029157679},{"$f":"G723*EXP(-H723*'Externe blootstelling'!$D$23/2)*O723","v":1.685071982415645E-6}]
[null," g ",0.3281,5.2495999999999998E-14,1.42E-5,{"$f":"_xlfn.IFNA(INDEX('hp (pSv cm2)'!$B$2:$B$52,MATCH($C724,'hp (pSv cm2)'!$A$2:$A$52,1))+($C724-INDEX('hp (pSv cm2)'!$A$2:$A$52,MATCH($C724,'hp (pSv cm2)'!$A$2:$A$52,1)))*(INDEX('hp (pSv cm2)'!$B$2:$B$52,MATCH($C724,'hp (pSv cm2)'!$A$2:$A$52,1)+1)-INDEX('hp (pSv cm2)'!$B$2:$B$52,MATCH($C724,'hp (pSv cm2)'!$A$2:$A$52,1)))/(INDEX('hp (pSv cm2)'!$A$2:$A$52,MATCH($C724,'hp (pSv cm2)'!$A$2:$A$52,1)+1)-INDEX('hp (pSv cm2)'!$A$2:$A$52,MATCH($C724,'hp (pSv cm2)'!$A$2:$A$52,1))),$C724*'hp (pSv cm2)'!$B$2/'hp (pSv cm2)'!$A$2)","v":1.6476900000000001},2.3397198000000001E-5,{"$f":"_xlfn.IFNA(0.997*(INDEX('Mass attenuation coefficients'!$B$2:$B$37,MATCH($C724,'Mass attenuation coefficients'!$A$2:$A$37,1))+($C724-INDEX('Mass attenuation coefficients'!$A$2:$A$37,MATCH($C724,'Mass attenuation coefficients'!$A$2:$A$37,1)))*(INDEX('Mass attenuation coefficients'!$B$2:$B$37,MATCH($C724,'Mass attenuation coefficients'!$A$2:$A$37,1)+1)-INDEX('Mass attenuation coefficients'!$B$2:$B$37,MATCH($C724,'Mass attenuation coefficients'!$A$2:$A$37,1)))/(INDEX('Mass attenuation coefficients'!$A$2:$A$37,MATCH($C724,'Mass attenuation coefficients'!$A$2:$A$37,1)+1)-INDEX('Mass attenuation coefficients'!$A$2:$A$37,MATCH($C724,'Mass attenuation coefficients'!$A$2:$A$37,1)))),0.997*$C724*'Mass attenuation coefficients'!$B$2/'Mass attenuation coefficients'!$A$2)","v":0.1147422375},{"$f":"_xlfn.IFNA(INDEX('Shultis Faw'!$C$2:$C$26,MATCH($C724,'Shultis Faw'!$A$2:$A$26,1))+($C724-INDEX('Shultis Faw'!$A$2:$A$26,MATCH($C724,'Shultis Faw'!$A$2:$A$26,1)))*(INDEX('Shultis Faw'!$C$2:$C$26,MATCH($C724,'Shultis Faw'!$A$2:$A$26,1)+1)-INDEX('Shultis Faw'!$C$2:$C$26,MATCH($C724,'Shultis Faw'!$A$2:$A$26,1)))/(INDEX('Shultis Faw'!$A$2:$A$26,MATCH($C724,'Shultis Faw'!$A$2:$A$26,1)+1)-INDEX('Shultis Faw'!$A$2:$A$26,MATCH($C724,'Shultis Faw'!$A$2:$A$26,1))),$C724*'Shultis Faw'!$C$2/'Shultis Faw'!$A$2)","v":2.84694},{"$f":"_xlfn.IFNA(INDEX('Shultis Faw'!$D$2:$D$26,MATCH($C724,'Shultis Faw'!$A$2:$A$26,1))+($C724-INDEX('Shultis Faw'!$A$2:$A$26,MATCH($C724,'Shultis Faw'!$A$2:$A$26,1)))*(INDEX('Shultis Faw'!$D$2:$D$26,MATCH($C724,'Shultis Faw'!$A$2:$A$26,1)+1)-INDEX('Shultis Faw'!$D$2:$D$26,MATCH($C724,'Shultis Faw'!$A$2:$A$26,1)))/(INDEX('Shultis Faw'!$A$2:$A$26,MATCH($C724,'Shultis Faw'!$A$2:$A$26,1)+1)-INDEX('Shultis Faw'!$A$2:$A$26,MATCH($C724,'Shultis Faw'!$A$2:$A$26,1))),$C724*'Shultis Faw'!$D$2/'Shultis Faw'!$A$2)","v":1.9826599999999999},{"$f":"_xlfn.IFNA(INDEX('Shultis Faw'!$B$2:$B$26,MATCH($C724,'Shultis Faw'!$A$2:$A$26,1))+($C724-INDEX('Shultis Faw'!$A$2:$A$26,MATCH($C724,'Shultis Faw'!$A$2:$A$26,1)))*(INDEX('Shultis Faw'!$B$2:$B$26,MATCH($C724,'Shultis Faw'!$A$2:$A$26,1)+1)-INDEX('Shultis Faw'!$B$2:$B$26,MATCH($C724,'Shultis Faw'!$A$2:$A$26,1)))/(INDEX('Shultis Faw'!$A$2:$A$26,MATCH($C724,'Shultis Faw'!$A$2:$A$26,1)+1)-INDEX('Shultis Faw'!$A$2:$A$26,MATCH($C724,'Shultis Faw'!$A$2:$A$26,1))),$C724*'Shultis Faw'!$B$2/'Shultis Faw'!$A$2)","v":-0.15978500000000001},{"$f":"_xlfn.IFNA(INDEX('Shultis Faw'!$E$2:$E$26,MATCH($C724,'Shultis Faw'!$A$2:$A$26,1))+($C724-INDEX('Shultis Faw'!$A$2:$A$26,MATCH($C724,'Shultis Faw'!$A$2:$A$26,1)))*(INDEX('Shultis Faw'!$E$2:$E$26,MATCH($C724,'Shultis Faw'!$A$2:$A$26,1)+1)-INDEX('Shultis Faw'!$E$2:$E$26,MATCH($C724,'Shultis Faw'!$A$2:$A$26,1)))/(INDEX('Shultis Faw'!$A$2:$A$26,MATCH($C724,'Shultis Faw'!$A$2:$A$26,1)+1)-INDEX('Shultis Faw'!$A$2:$A$26,MATCH($C724,'Shultis Faw'!$A$2:$A$26,1))),$C724*'Shultis Faw'!$E$2/'Shultis Faw'!$A$2)","v":6.3813999999999996E-2},{"$f":"_xlfn.IFNA(INDEX('Shultis Faw'!$F$2:$F$26,MATCH($C724,'Shultis Faw'!$A$2:$A$26,1))+($C724-INDEX('Shultis Faw'!$A$2:$A$26,MATCH($C724,'Shultis Faw'!$A$2:$A$26,1)))*(INDEX('Shultis Faw'!$F$2:$F$26,MATCH($C724,'Shultis Faw'!$A$2:$A$26,1)+1)-INDEX('Shultis Faw'!$F$2:$F$26,MATCH($C724,'Shultis Faw'!$A$2:$A$26,1)))/(INDEX('Shultis Faw'!$A$2:$A$26,MATCH($C724,'Shultis Faw'!$A$2:$A$26,1)+1)-INDEX('Shultis Faw'!$A$2:$A$26,MATCH($C724,'Shultis Faw'!$A$2:$A$26,1))),$C724*'Shultis Faw'!$F$2/'Shultis Faw'!$A$2)","v":14.218430000000001},{"$f":"J724*(H724*'Externe blootstelling'!$D$23/2)^K724+L724*(TANH(((H724*'Externe blootstelling'!$D$23)/(2*M724))-2)-TANH(-2))/(1-TANH(-2))","v":1.8182070949860645},{"$f":"IF(N724=1,1+(I724-1)*H724*'Externe blootstelling'!$D$23/2,1+(I724-1)*(N724^(H724*'Externe blootstelling'!$D$23/2)-1)/(N724-1))","v":5.0591102882168544},{"$f":"G724*EXP(-H724*'Externe blootstelling'!$D$23/2)*O724","v":2.1171868534550471E-5}]
[null," g ",0.56969799999999993,9.1151679999999971E-14,1.8500000000000002E-5,{"$f":"_xlfn.IFNA(INDEX('hp (pSv cm2)'!$B$2:$B$52,MATCH($C725,'hp (pSv cm2)'!$A$2:$A$52,1))+($C725-INDEX('hp (pSv cm2)'!$A$2:$A$52,MATCH($C725,'hp (pSv cm2)'!$A$2:$A$52,1)))*(INDEX('hp (pSv cm2)'!$B$2:$B$52,MATCH($C725,'hp (pSv cm2)'!$A$2:$A$52,1)+1)-INDEX('hp (pSv cm2)'!$B$2:$B$52,MATCH($C725,'hp (pSv cm2)'!$A$2:$A$52,1)))/(INDEX('hp (pSv cm2)'!$A$2:$A$52,MATCH($C725,'hp (pSv cm2)'!$A$2:$A$52,1)+1)-INDEX('hp (pSv cm2)'!$A$2:$A$52,MATCH($C725,'hp (pSv cm2)'!$A$2:$A$52,1))),$C725*'hp (pSv cm2)'!$B$2/'hp (pSv cm2)'!$A$2)","v":2.7766712},5.1368417200000004E-5,{"$f":"_xlfn.IFNA(0.997*(INDEX('Mass attenuation coefficients'!$B$2:$B$37,MATCH($C725,'Mass attenuation coefficients'!$A$2:$A$37,1))+($C725-INDEX('Mass attenuation coefficients'!$A$2:$A$37,MATCH($C725,'Mass attenuation coefficients'!$A$2:$A$37,1)))*(INDEX('Mass attenuation coefficients'!$B$2:$B$37,MATCH($C725,'Mass attenuation coefficients'!$A$2:$A$37,1)+1)-INDEX('Mass attenuation coefficients'!$B$2:$B$37,MATCH($C725,'Mass attenuation coefficients'!$A$2:$A$37,1)))/(INDEX('Mass attenuation coefficients'!$A$2:$A$37,MATCH($C725,'Mass attenuation coefficients'!$A$2:$A$37,1)+1)-INDEX('Mass attenuation coefficients'!$A$2:$A$37,MATCH($C725,'Mass attenuation coefficients'!$A$2:$A$37,1)))),0.997*$C725*'Mass attenuation coefficients'!$B$2/'Mass attenuation coefficients'!$A$2)","v":9.1499750971399993E-2},{"$f":"_xlfn.IFNA(INDEX('Shultis Faw'!$C$2:$C$26,MATCH($C725,'Shultis Faw'!$A$2:$A$26,1))+($C725-INDEX('Shultis Faw'!$A$2:$A$26,MATCH($C725,'Shultis Faw'!$A$2:$A$26,1)))*(INDEX('Shultis Faw'!$C$2:$C$26,MATCH($C725,'Shultis Faw'!$A$2:$A$26,1)+1)-INDEX('Shultis Faw'!$C$2:$C$26,MATCH($C725,'Shultis Faw'!$A$2:$A$26,1)))/(INDEX('Shultis Faw'!$A$2:$A$26,MATCH($C725,'Shultis Faw'!$A$2:$A$26,1)+1)-INDEX('Shultis Faw'!$A$2:$A$26,MATCH($C725,'Shultis Faw'!$A$2:$A$26,1))),$C725*'Shultis Faw'!$C$2/'Shultis Faw'!$A$2)","v":2.4142714599999997},{"$f":"_xlfn.IFNA(INDEX('Shultis Faw'!$D$2:$D$26,MATCH($C725,'Shultis Faw'!$A$2:$A$26,1))+($C725-INDEX('Shultis Faw'!$A$2:$A$26,MATCH($C725,'Shultis Faw'!$A$2:$A$26,1)))*(INDEX('Shultis Faw'!$D$2:$D$26,MATCH($C725,'Shultis Faw'!$A$2:$A$26,1)+1)-INDEX('Shultis Faw'!$D$2:$D$26,MATCH($C725,'Shultis Faw'!$A$2:$A$26,1)))/(INDEX('Shultis Faw'!$A$2:$A$26,MATCH($C725,'Shultis Faw'!$A$2:$A$26,1)+1)-INDEX('Shultis Faw'!$A$2:$A$26,MATCH($C725,'Shultis Faw'!$A$2:$A$26,1))),$C725*'Shultis Faw'!$D$2/'Shultis Faw'!$A$2)","v":1.70536274},{"$f":"_xlfn.IFNA(INDEX('Shultis Faw'!$B$2:$B$26,MATCH($C725,'Shultis Faw'!$A$2:$A$26,1))+($C725-INDEX('Shultis Faw'!$A$2:$A$26,MATCH($C725,'Shultis Faw'!$A$2:$A$26,1)))*(INDEX('Shultis Faw'!$B$2:$B$26,MATCH($C725,'Shultis Faw'!$A$2:$A$26,1)+1)-INDEX('Shultis Faw'!$B$2:$B$26,MATCH($C725,'Shultis Faw'!$A$2:$A$26,1)))/(INDEX('Shultis Faw'!$A$2:$A$26,MATCH($C725,'Shultis Faw'!$A$2:$A$26,1)+1)-INDEX('Shultis Faw'!$A$2:$A$26,MATCH($C725,'Shultis Faw'!$A$2:$A$26,1))),$C725*'Shultis Faw'!$B$2/'Shultis Faw'!$A$2)","v":-0.12733322},{"$f":"_xlfn.IFNA(INDEX('Shultis Faw'!$E$2:$E$26,MATCH($C725,'Shultis Faw'!$A$2:$A$26,1))+($C725-INDEX('Shultis Faw'!$A$2:$A$26,MATCH($C725,'Shultis Faw'!$A$2:$A$26,1)))*(INDEX('Shultis Faw'!$E$2:$E$26,MATCH($C725,'Shultis Faw'!$A$2:$A$26,1)+1)-INDEX('Shultis Faw'!$E$2:$E$26,MATCH($C725,'Shultis Faw'!$A$2:$A$26,1)))/(INDEX('Shultis Faw'!$A$2:$A$26,MATCH($C725,'Shultis Faw'!$A$2:$A$26,1)+1)-INDEX('Shultis Faw'!$A$2:$A$26,MATCH($C725,'Shultis Faw'!$A$2:$A$26,1))),$C725*'Shultis Faw'!$E$2/'Shultis Faw'!$A$2)","v":5.1602986000000003E-2},{"$f":"_xlfn.IFNA(INDEX('Shultis Faw'!$F$2:$F$26,MATCH($C725,'Shultis Faw'!$A$2:$A$26,1))+($C725-INDEX('Shultis Faw'!$A$2:$A$26,MATCH($C725,'Shultis Faw'!$A$2:$A$26,1)))*(INDEX('Shultis Faw'!$F$2:$F$26,MATCH($C725,'Shultis Faw'!$A$2:$A$26,1)+1)-INDEX('Shultis Faw'!$F$2:$F$26,MATCH($C725,'Shultis Faw'!$A$2:$A$26,1)))/(INDEX('Shultis Faw'!$A$2:$A$26,MATCH($C725,'Shultis Faw'!$A$2:$A$26,1)+1)-INDEX('Shultis Faw'!$A$2:$A$26,MATCH($C725,'Shultis Faw'!$A$2:$A$26,1))),$C725*'Shultis Faw'!$F$2/'Shultis Faw'!$A$2)","v":14.260302000000001},{"$f":"J725*(H725*'Externe blootstelling'!$D$23/2)^K725+L725*(TANH(((H725*'Externe blootstelling'!$D$23)/(2*M725))-2)-TANH(-2))/(1-TANH(-2))","v":1.6381703622360317},{"$f":"IF(N725=1,1+(I725-1)*H725*'Externe blootstelling'!$D$23/2,1+(I725-1)*(N725^(H725*'Externe blootstelling'!$D$23/2)-1)/(N725-1))","v":3.1470456573975563},{"$f":"G725*EXP(-H725*'Externe blootstelling'!$D$23/2)*O725","v":4.0976199325155003E-5}]
[null," g ",0.89776999999999996,1.4364319999999999E-13,2.63E-3,{"$f":"_xlfn.IFNA(INDEX('hp (pSv cm2)'!$B$2:$B$52,MATCH($C726,'hp (pSv cm2)'!$A$2:$A$52,1))+($C726-INDEX('hp (pSv cm2)'!$A$2:$A$52,MATCH($C726,'hp (pSv cm2)'!$A$2:$A$52,1)))*(INDEX('hp (pSv cm2)'!$B$2:$B$52,MATCH($C726,'hp (pSv cm2)'!$A$2:$A$52,1)+1)-INDEX('hp (pSv cm2)'!$B$2:$B$52,MATCH($C726,'hp (pSv cm2)'!$A$2:$A$52,1)))/(INDEX('hp (pSv cm2)'!$A$2:$A$52,MATCH($C726,'hp (pSv cm2)'!$A$2:$A$52,1)+1)-INDEX('hp (pSv cm2)'!$A$2:$A$52,MATCH($C726,'hp (pSv cm2)'!$A$2:$A$52,1))),$C726*'hp (pSv cm2)'!$B$2/'hp (pSv cm2)'!$A$2)","v":4.1015259999999998},1.078701338E-2,{"$f":"_xlfn.IFNA(0.997*(INDEX('Mass attenuation coefficients'!$B$2:$B$37,MATCH($C726,'Mass attenuation coefficients'!$A$2:$A$37,1))+($C726-INDEX('Mass attenuation coefficients'!$A$2:$A$37,MATCH($C726,'Mass attenuation coefficients'!$A$2:$A$37,1)))*(INDEX('Mass attenuation coefficients'!$B$2:$B$37,MATCH($C726,'Mass attenuation coefficients'!$A$2:$A$37,1)+1)-INDEX('Mass attenuation coefficients'!$B$2:$B$37,MATCH($C726,'Mass attenuation coefficients'!$A$2:$A$37,1)))/(INDEX('Mass attenuation coefficients'!$A$2:$A$37,MATCH($C726,'Mass attenuation coefficients'!$A$2:$A$37,1)+1)-INDEX('Mass attenuation coefficients'!$A$2:$A$37,MATCH($C726,'Mass attenuation coefficients'!$A$2:$A$37,1)))),0.997*$C726*'Mass attenuation coefficients'!$B$2/'Mass attenuation coefficients'!$A$2)","v":7.4549099241500008E-2},{"$f":"_xlfn.IFNA(INDEX('Shultis Faw'!$C$2:$C$26,MATCH($C726,'Shultis Faw'!$A$2:$A$26,1))+($C726-INDEX('Shultis Faw'!$A$2:$A$26,MATCH($C726,'Shultis Faw'!$A$2:$A$26,1)))*(INDEX('Shultis Faw'!$C$2:$C$26,MATCH($C726,'Shultis Faw'!$A$2:$A$26,1)+1)-INDEX('Shultis Faw'!$C$2:$C$26,MATCH($C726,'Shultis Faw'!$A$2:$A$26,1)))/(INDEX('Shultis Faw'!$A$2:$A$26,MATCH($C726,'Shultis Faw'!$A$2:$A$26,1)+1)-INDEX('Shultis Faw'!$A$2:$A$26,MATCH($C726,'Shultis Faw'!$A$2:$A$26,1))),$C726*'Shultis Faw'!$C$2/'Shultis Faw'!$A$2)","v":2.15871535},{"$f":"_xlfn.IFNA(INDEX('Shultis Faw'!$D$2:$D$26,MATCH($C726,'Shultis Faw'!$A$2:$A$26,1))+($C726-INDEX('Shultis Faw'!$A$2:$A$26,MATCH($C726,'Shultis Faw'!$A$2:$A$26,1)))*(INDEX('Shultis Faw'!$D$2:$D$26,MATCH($C726,'Shultis Faw'!$A$2:$A$26,1)+1)-INDEX('Shultis Faw'!$D$2:$D$26,MATCH($C726,'Shultis Faw'!$A$2:$A$26,1)))/(INDEX('Shultis Faw'!$A$2:$A$26,MATCH($C726,'Shultis Faw'!$A$2:$A$26,1)+1)-INDEX('Shultis Faw'!$A$2:$A$26,MATCH($C726,'Shultis Faw'!$A$2:$A$26,1))),$C726*'Shultis Faw'!$D$2/'Shultis Faw'!$A$2)","v":1.49364845},{"$f":"_xlfn.IFNA(INDEX('Shultis Faw'!$B$2:$B$26,MATCH($C726,'Shultis Faw'!$A$2:$A$26,1))+($C726-INDEX('Shultis Faw'!$A$2:$A$26,MATCH($C726,'Shultis Faw'!$A$2:$A$26,1)))*(INDEX('Shultis Faw'!$B$2:$B$26,MATCH($C726,'Shultis Faw'!$A$2:$A$26,1)+1)-INDEX('Shultis Faw'!$B$2:$B$26,MATCH($C726,'Shultis Faw'!$A$2:$A$26,1)))/(INDEX('Shultis Faw'!$A$2:$A$26,MATCH($C726,'Shultis Faw'!$A$2:$A$26,1)+1)-INDEX('Shultis Faw'!$A$2:$A$26,MATCH($C726,'Shultis Faw'!$A$2:$A$26,1))),$C726*'Shultis Faw'!$B$2/'Shultis Faw'!$A$2)","v":-9.7178399999999998E-2},{"$f":"_xlfn.IFNA(INDEX('Shultis Faw'!$E$2:$E$26,MATCH($C726,'Shultis Faw'!$A$2:$A$26,1))+($C726-INDEX('Shultis Faw'!$A$2:$A$26,MATCH($C726,'Shultis Faw'!$A$2:$A$26,1)))*(INDEX('Shultis Faw'!$E$2:$E$26,MATCH($C726,'Shultis Faw'!$A$2:$A$26,1)+1)-INDEX('Shultis Faw'!$E$2:$E$26,MATCH($C726,'Shultis Faw'!$A$2:$A$26,1)))/(INDEX('Shultis Faw'!$A$2:$A$26,MATCH($C726,'Shultis Faw'!$A$2:$A$26,1)+1)-INDEX('Shultis Faw'!$A$2:$A$26,MATCH($C726,'Shultis Faw'!$A$2:$A$26,1))),$C726*'Shultis Faw'!$E$2/'Shultis Faw'!$A$2)","v":4.0815785E-2},{"$f":"_xlfn.IFNA(INDEX('Shultis Faw'!$F$2:$F$26,MATCH($C726,'Shultis Faw'!$A$2:$A$26,1))+($C726-INDEX('Shultis Faw'!$A$2:$A$26,MATCH($C726,'Shultis Faw'!$A$2:$A$26,1)))*(INDEX('Shultis Faw'!$F$2:$F$26,MATCH($C726,'Shultis Faw'!$A$2:$A$26,1)+1)-INDEX('Shultis Faw'!$F$2:$F$26,MATCH($C726,'Shultis Faw'!$A$2:$A$26,1)))/(INDEX('Shultis Faw'!$A$2:$A$26,MATCH($C726,'Shultis Faw'!$A$2:$A$26,1)+1)-INDEX('Shultis Faw'!$A$2:$A$26,MATCH($C726,'Shultis Faw'!$A$2:$A$26,1))),$C726*'Shultis Faw'!$F$2/'Shultis Faw'!$A$2)","v":14.291561},{"$f":"J726*(H726*'Externe blootstelling'!$D$23/2)^K726+L726*(TANH(((H726*'Externe blootstelling'!$D$23)/(2*M726))-2)-TANH(-2))/(1-TANH(-2))","v":1.4776392209373934},{"$f":"IF(N726=1,1+(I726-1)*H726*'Externe blootstelling'!$D$23/2,1+(I726-1)*(N726^(H726*'Externe blootstelling'!$D$23/2)-1)/(N726-1))","v":2.3280791154504015},{"$f":"G726*EXP(-H726*'Externe blootstelling'!$D$23/2)*O726","v":8.208333927236312E-3}]
[null,null,null,null,null,null,null,null,null,null,null,null,null,null,null,null,{"$f":"SUM(P559:P726)/SUM(G559:G726)","v":0.95846657958832937}]
[]
["223Ra\n(geen dochters)"," g ",4.47E-3,{"$f":"C729*1000000*1.6E-19","v":7.1519999999999997E-16},6.3999999999999991E-8,{"$f":"_xlfn.IFNA(INDEX('hp (pSv cm2)'!$B$2:$B$52,MATCH($C729,'hp (pSv cm2)'!$A$2:$A$52,1))+($C729-INDEX('hp (pSv cm2)'!$A$2:$A$52,MATCH($C729,'hp (pSv cm2)'!$A$2:$A$52,1)))*(INDEX('hp (pSv cm2)'!$B$2:$B$52,MATCH($C729,'hp (pSv cm2)'!$A$2:$A$52,1)+1)-INDEX('hp (pSv cm2)'!$B$2:$B$52,MATCH($C729,'hp (pSv cm2)'!$A$2:$A$52,1)))/(INDEX('hp (pSv cm2)'!$A$2:$A$52,MATCH($C729,'hp (pSv cm2)'!$A$2:$A$52,1)+1)-INDEX('hp (pSv cm2)'!$A$2:$A$52,MATCH($C729,'hp (pSv cm2)'!$A$2:$A$52,1))),$C729*'hp (pSv cm2)'!$B$2/'hp (pSv cm2)'!$A$2)","v":1.19796E-2},{"$f":"F729*E729","v":7.6669439999999992E-10},{"$f":"_xlfn.IFNA(0.997*(INDEX('Mass attenuation coefficients'!$B$2:$B$37,MATCH($C729,'Mass attenuation coefficients'!$A$2:$A$37,1))+($C729-INDEX('Mass attenuation coefficients'!$A$2:$A$37,MATCH($C729,'Mass attenuation coefficients'!$A$2:$A$37,1)))*(INDEX('Mass attenuation coefficients'!$B$2:$B$37,MATCH($C729,'Mass attenuation coefficients'!$A$2:$A$37,1)+1)-INDEX('Mass attenuation coefficients'!$B$2:$B$37,MATCH($C729,'Mass attenuation coefficients'!$A$2:$A$37,1)))/(INDEX('Mass attenuation coefficients'!$A$2:$A$37,MATCH($C729,'Mass attenuation coefficients'!$A$2:$A$37,1)+1)-INDEX('Mass attenuation coefficients'!$A$2:$A$37,MATCH($C729,'Mass attenuation coefficients'!$A$2:$A$37,1)))),0.997*$C729*'Mass attenuation coefficients'!$B$2/'Mass attenuation coefficients'!$A$2)","v":63.694342000000006},{"$f":"_xlfn.IFNA(INDEX('Shultis Faw'!$C$2:$C$26,MATCH($C729,'Shultis Faw'!$A$2:$A$26,1))+($C729-INDEX('Shultis Faw'!$A$2:$A$26,MATCH($C729,'Shultis Faw'!$A$2:$A$26,1)))*(INDEX('Shultis Faw'!$C$2:$C$26,MATCH($C729,'Shultis Faw'!$A$2:$A$26,1)+1)-INDEX('Shultis Faw'!$C$2:$C$26,MATCH($C729,'Shultis Faw'!$A$2:$A$26,1)))/(INDEX('Shultis Faw'!$A$2:$A$26,MATCH($C729,'Shultis Faw'!$A$2:$A$26,1)+1)-INDEX('Shultis Faw'!$A$2:$A$26,MATCH($C729,'Shultis Faw'!$A$2:$A$26,1))),$C729*'Shultis Faw'!$C$2/'Shultis Faw'!$A$2)","v":0.35223599999999999},{"$f":"_xlfn.IFNA(INDEX('Shultis Faw'!$D$2:$D$26,MATCH($C729,'Shultis Faw'!$A$2:$A$26,1))+($C729-INDEX('Shultis Faw'!$A$2:$A$26,MATCH($C729,'Shultis Faw'!$A$2:$A$26,1)))*(INDEX('Shultis Faw'!$D$2:$D$26,MATCH($C729,'Shultis Faw'!$A$2:$A$26,1)+1)-INDEX('Shultis Faw'!$D$2:$D$26,MATCH($C729,'Shultis Faw'!$A$2:$A$26,1)))/(INDEX('Shultis Faw'!$A$2:$A$26,MATCH($C729,'Shultis Faw'!$A$2:$A$26,1)+1)-INDEX('Shultis Faw'!$A$2:$A$26,MATCH($C729,'Shultis Faw'!$A$2:$A$26,1))),$C729*'Shultis Faw'!$D$2/'Shultis Faw'!$A$2)","v":0.13797400000000001},{"$f":"_xlfn.IFNA(INDEX('Shultis Faw'!$B$2:$B$26,MATCH($C729,'Shultis Faw'!$A$2:$A$26,1))+($C729-INDEX('Shultis Faw'!$A$2:$A$26,MATCH($C729,'Shultis Faw'!$A$2:$A$26,1)))*(INDEX('Shultis Faw'!$B$2:$B$26,MATCH($C729,'Shultis Faw'!$A$2:$A$26,1)+1)-INDEX('Shultis Faw'!$B$2:$B$26,MATCH($C729,'Shultis Faw'!$A$2:$A$26,1)))/(INDEX('Shultis Faw'!$A$2:$A$26,MATCH($C729,'Shultis Faw'!$A$2:$A$26,1)+1)-INDEX('Shultis Faw'!$A$2:$A$26,MATCH($C729,'Shultis Faw'!$A$2:$A$26,1))),$C729*'Shultis Faw'!$B$2/'Shultis Faw'!$A$2)","v":5.1255999999999996E-2},{"$f":"_xlfn.IFNA(INDEX('Shultis Faw'!$E$2:$E$26,MATCH($C729,'Shultis Faw'!$A$2:$A$26,1))+($C729-INDEX('Shultis Faw'!$A$2:$A$26,MATCH($C729,'Shultis Faw'!$A$2:$A$26,1)))*(INDEX('Shultis Faw'!$E$2:$E$26,MATCH($C729,'Shultis Faw'!$A$2:$A$26,1)+1)-INDEX('Shultis Faw'!$E$2:$E$26,MATCH($C729,'Shultis Faw'!$A$2:$A$26,1)))/(INDEX('Shultis Faw'!$A$2:$A$26,MATCH($C729,'Shultis Faw'!$A$2:$A$26,1)+1)-INDEX('Shultis Faw'!$A$2:$A$26,MATCH($C729,'Shultis Faw'!$A$2:$A$26,1))),$C729*'Shultis Faw'!$E$2/'Shultis Faw'!$A$2)","v":-2.70584E-2},{"$f":"_xlfn.IFNA(INDEX('Shultis Faw'!$F$2:$F$26,MATCH($C729,'Shultis Faw'!$A$2:$A$26,1))+($C729-INDEX('Shultis Faw'!$A$2:$A$26,MATCH($C729,'Shultis Faw'!$A$2:$A$26,1)))*(INDEX('Shultis Faw'!$F$2:$F$26,MATCH($C729,'Shultis Faw'!$A$2:$A$26,1)+1)-INDEX('Shultis Faw'!$F$2:$F$26,MATCH($C729,'Shultis Faw'!$A$2:$A$26,1)))/(INDEX('Shultis Faw'!$A$2:$A$26,MATCH($C729,'Shultis Faw'!$A$2:$A$26,1)+1)-INDEX('Shultis Faw'!$A$2:$A$26,MATCH($C729,'Shultis Faw'!$A$2:$A$26,1))),$C729*'Shultis Faw'!$F$2/'Shultis Faw'!$A$2)","v":4.2405400000000002},{"$f":"J729*(H729*'Externe blootstelling'!$D$23/2)^K729+L729*(TANH(((H729*'Externe blootstelling'!$D$23)/(2*M729))-2)-TANH(-2))/(1-TANH(-2))","v":0.16907428878217096},{"$f":"IF(N729=1,1+(I729-1)*H729*'Externe blootstelling'!$D$23/2,1+(I729-1)*(N729^(H729*'Externe blootstelling'!$D$23/2)-1)/(N729-1))","v":0.22043091066394105},{"$f":"G729*EXP(-H729*'Externe blootstelling'!$D$23/2)*O729","v":0}]
[null," g ",9.9000000000000008E-3,1.5839999999999999E-15,1.5800000000000002E-4,{"$f":"_xlfn.IFNA(INDEX('hp (pSv cm2)'!$B$2:$B$52,MATCH($C730,'hp (pSv cm2)'!$A$2:$A$52,1))+($C730-INDEX('hp (pSv cm2)'!$A$2:$A$52,MATCH($C730,'hp (pSv cm2)'!$A$2:$A$52,1)))*(INDEX('hp (pSv cm2)'!$B$2:$B$52,MATCH($C730,'hp (pSv cm2)'!$A$2:$A$52,1)+1)-INDEX('hp (pSv cm2)'!$B$2:$B$52,MATCH($C730,'hp (pSv cm2)'!$A$2:$A$52,1)))/(INDEX('hp (pSv cm2)'!$A$2:$A$52,MATCH($C730,'hp (pSv cm2)'!$A$2:$A$52,1)+1)-INDEX('hp (pSv cm2)'!$A$2:$A$52,MATCH($C730,'hp (pSv cm2)'!$A$2:$A$52,1))),$C730*'hp (pSv cm2)'!$B$2/'hp (pSv cm2)'!$A$2)","v":6.6550000000000026E-2},1.0514900000000005E-5,{"$f":"_xlfn.IFNA(0.997*(INDEX('Mass attenuation coefficients'!$B$2:$B$37,MATCH($C730,'Mass attenuation coefficients'!$A$2:$A$37,1))+($C730-INDEX('Mass attenuation coefficients'!$A$2:$A$37,MATCH($C730,'Mass attenuation coefficients'!$A$2:$A$37,1)))*(INDEX('Mass attenuation coefficients'!$B$2:$B$37,MATCH($C730,'Mass attenuation coefficients'!$A$2:$A$37,1)+1)-INDEX('Mass attenuation coefficients'!$B$2:$B$37,MATCH($C730,'Mass attenuation coefficients'!$A$2:$A$37,1)))/(INDEX('Mass attenuation coefficients'!$A$2:$A$37,MATCH($C730,'Mass attenuation coefficients'!$A$2:$A$37,1)+1)-INDEX('Mass attenuation coefficients'!$A$2:$A$37,MATCH($C730,'Mass attenuation coefficients'!$A$2:$A$37,1)))),0.997*$C730*'Mass attenuation coefficients'!$B$2/'Mass attenuation coefficients'!$A$2)","v":5.5643068499999986},{"$f":"_xlfn.IFNA(INDEX('Shultis Faw'!$C$2:$C$26,MATCH($C730,'Shultis Faw'!$A$2:$A$26,1))+($C730-INDEX('Shultis Faw'!$A$2:$A$26,MATCH($C730,'Shultis Faw'!$A$2:$A$26,1)))*(INDEX('Shultis Faw'!$C$2:$C$26,MATCH($C730,'Shultis Faw'!$A$2:$A$26,1)+1)-INDEX('Shultis Faw'!$C$2:$C$26,MATCH($C730,'Shultis Faw'!$A$2:$A$26,1)))/(INDEX('Shultis Faw'!$A$2:$A$26,MATCH($C730,'Shultis Faw'!$A$2:$A$26,1)+1)-INDEX('Shultis Faw'!$A$2:$A$26,MATCH($C730,'Shultis Faw'!$A$2:$A$26,1))),$C730*'Shultis Faw'!$C$2/'Shultis Faw'!$A$2)","v":0.78012000000000004},{"$f":"_xlfn.IFNA(INDEX('Shultis Faw'!$D$2:$D$26,MATCH($C730,'Shultis Faw'!$A$2:$A$26,1))+($C730-INDEX('Shultis Faw'!$A$2:$A$26,MATCH($C730,'Shultis Faw'!$A$2:$A$26,1)))*(INDEX('Shultis Faw'!$D$2:$D$26,MATCH($C730,'Shultis Faw'!$A$2:$A$26,1)+1)-INDEX('Shultis Faw'!$D$2:$D$26,MATCH($C730,'Shultis Faw'!$A$2:$A$26,1)))/(INDEX('Shultis Faw'!$A$2:$A$26,MATCH($C730,'Shultis Faw'!$A$2:$A$26,1)+1)-INDEX('Shultis Faw'!$A$2:$A$26,MATCH($C730,'Shultis Faw'!$A$2:$A$26,1))),$C730*'Shultis Faw'!$D$2/'Shultis Faw'!$A$2)","v":0.30558000000000002},{"$f":"_xlfn.IFNA(INDEX('Shultis Faw'!$B$2:$B$26,MATCH($C730,'Shultis Faw'!$A$2:$A$26,1))+($C730-INDEX('Shultis Faw'!$A$2:$A$26,MATCH($C730,'Shultis Faw'!$A$2:$A$26,1)))*(INDEX('Shultis Faw'!$B$2:$B$26,MATCH($C730,'Shultis Faw'!$A$2:$A$26,1)+1)-INDEX('Shultis Faw'!$B$2:$B$26,MATCH($C730,'Shultis Faw'!$A$2:$A$26,1)))/(INDEX('Shultis Faw'!$A$2:$A$26,MATCH($C730,'Shultis Faw'!$A$2:$A$26,1)+1)-INDEX('Shultis Faw'!$A$2:$A$26,MATCH($C730,'Shultis Faw'!$A$2:$A$26,1))),$C730*'Shultis Faw'!$B$2/'Shultis Faw'!$A$2)","v":0.11352},{"$f":"_xlfn.IFNA(INDEX('Shultis Faw'!$E$2:$E$26,MATCH($C730,'Shultis Faw'!$A$2:$A$26,1))+($C730-INDEX('Shultis Faw'!$A$2:$A$26,MATCH($C730,'Shultis Faw'!$A$2:$A$26,1)))*(INDEX('Shultis Faw'!$E$2:$E$26,MATCH($C730,'Shultis Faw'!$A$2:$A$26,1)+1)-INDEX('Shultis Faw'!$E$2:$E$26,MATCH($C730,'Shultis Faw'!$A$2:$A$26,1)))/(INDEX('Shultis Faw'!$A$2:$A$26,MATCH($C730,'Shultis Faw'!$A$2:$A$26,1)+1)-INDEX('Shultis Faw'!$A$2:$A$26,MATCH($C730,'Shultis Faw'!$A$2:$A$26,1))),$C730*'Shultis Faw'!$E$2/'Shultis Faw'!$A$2)","v":-5.9928000000000009E-2},{"$f":"_xlfn.IFNA(INDEX('Shultis Faw'!$F$2:$F$26,MATCH($C730,'Shultis Faw'!$A$2:$A$26,1))+($C730-INDEX('Shultis Faw'!$A$2:$A$26,MATCH($C730,'Shultis Faw'!$A$2:$A$26,1)))*(INDEX('Shultis Faw'!$F$2:$F$26,MATCH($C730,'Shultis Faw'!$A$2:$A$26,1)+1)-INDEX('Shultis Faw'!$F$2:$F$26,MATCH($C730,'Shultis Faw'!$A$2:$A$26,1)))/(INDEX('Shultis Faw'!$A$2:$A$26,MATCH($C730,'Shultis Faw'!$A$2:$A$26,1)+1)-INDEX('Shultis Faw'!$A$2:$A$26,MATCH($C730,'Shultis Faw'!$A$2:$A$26,1))),$C730*'Shultis Faw'!$F$2/'Shultis Faw'!$A$2)","v":9.3917999999999999},{"$f":"J730*(H730*'Externe blootstelling'!$D$23/2)^K730+L730*(TANH(((H730*'Externe blootstelling'!$D$23)/(2*M730))-2)-TANH(-2))/(1-TANH(-2))","v":0.44502845218029186},{"$f":"IF(N730=1,1+(I730-1)*H730*'Externe blootstelling'!$D$23/2,1+(I730-1)*(N730^(H730*'Externe blootstelling'!$D$23/2)-1)/(N730-1))","v":0.60379950852645936},{"$f":"G730*EXP(-H730*'Externe blootstelling'!$D$23/2)*O730","v":3.5849367143487404E-42}]
[null,"X-ray",1.36975E-2,2.1916E-15,0.221,{"$f":"_xlfn.IFNA(INDEX('hp (pSv cm2)'!$B$2:$B$52,MATCH($C731,'hp (pSv cm2)'!$A$2:$A$52,1))+($C731-INDEX('hp (pSv cm2)'!$A$2:$A$52,MATCH($C731,'hp (pSv cm2)'!$A$2:$A$52,1)))*(INDEX('hp (pSv cm2)'!$B$2:$B$52,MATCH($C731,'hp (pSv cm2)'!$A$2:$A$52,1)+1)-INDEX('hp (pSv cm2)'!$B$2:$B$52,MATCH($C731,'hp (pSv cm2)'!$A$2:$A$52,1)))/(INDEX('hp (pSv cm2)'!$A$2:$A$52,MATCH($C731,'hp (pSv cm2)'!$A$2:$A$52,1)+1)-INDEX('hp (pSv cm2)'!$A$2:$A$52,MATCH($C731,'hp (pSv cm2)'!$A$2:$A$52,1))),$C731*'hp (pSv cm2)'!$B$2/'hp (pSv cm2)'!$A$2)","v":0.13385749999999999},2.9582507499999997E-2,{"$f":"_xlfn.IFNA(0.997*(INDEX('Mass attenuation coefficients'!$B$2:$B$37,MATCH($C731,'Mass attenuation coefficients'!$A$2:$A$37,1))+($C731-INDEX('Mass attenuation coefficients'!$A$2:$A$37,MATCH($C731,'Mass attenuation coefficients'!$A$2:$A$37,1)))*(INDEX('Mass attenuation coefficients'!$B$2:$B$37,MATCH($C731,'Mass attenuation coefficients'!$A$2:$A$37,1)+1)-INDEX('Mass attenuation coefficients'!$B$2:$B$37,MATCH($C731,'Mass attenuation coefficients'!$A$2:$A$37,1)))/(INDEX('Mass attenuation coefficients'!$A$2:$A$37,MATCH($C731,'Mass attenuation coefficients'!$A$2:$A$37,1)+1)-INDEX('Mass attenuation coefficients'!$A$2:$A$37,MATCH($C731,'Mass attenuation coefficients'!$A$2:$A$37,1)))),0.997*$C731*'Mass attenuation coefficients'!$B$2/'Mass attenuation coefficients'!$A$2)","v":2.6175118360000003},{"$f":"_xlfn.IFNA(INDEX('Shultis Faw'!$C$2:$C$26,MATCH($C731,'Shultis Faw'!$A$2:$A$26,1))+($C731-INDEX('Shultis Faw'!$A$2:$A$26,MATCH($C731,'Shultis Faw'!$A$2:$A$26,1)))*(INDEX('Shultis Faw'!$C$2:$C$26,MATCH($C731,'Shultis Faw'!$A$2:$A$26,1)+1)-INDEX('Shultis Faw'!$C$2:$C$26,MATCH($C731,'Shultis Faw'!$A$2:$A$26,1)))/(INDEX('Shultis Faw'!$A$2:$A$26,MATCH($C731,'Shultis Faw'!$A$2:$A$26,1)+1)-INDEX('Shultis Faw'!$A$2:$A$26,MATCH($C731,'Shultis Faw'!$A$2:$A$26,1))),$C731*'Shultis Faw'!$C$2/'Shultis Faw'!$A$2)","v":1.0793629999999999},{"$f":"_xlfn.IFNA(INDEX('Shultis Faw'!$D$2:$D$26,MATCH($C731,'Shultis Faw'!$A$2:$A$26,1))+($C731-INDEX('Shultis Faw'!$A$2:$A$26,MATCH($C731,'Shultis Faw'!$A$2:$A$26,1)))*(INDEX('Shultis Faw'!$D$2:$D$26,MATCH($C731,'Shultis Faw'!$A$2:$A$26,1)+1)-INDEX('Shultis Faw'!$D$2:$D$26,MATCH($C731,'Shultis Faw'!$A$2:$A$26,1)))/(INDEX('Shultis Faw'!$A$2:$A$26,MATCH($C731,'Shultis Faw'!$A$2:$A$26,1)+1)-INDEX('Shultis Faw'!$A$2:$A$26,MATCH($C731,'Shultis Faw'!$A$2:$A$26,1))),$C731*'Shultis Faw'!$D$2/'Shultis Faw'!$A$2)","v":0.4227961666666667},{"$f":"_xlfn.IFNA(INDEX('Shultis Faw'!$B$2:$B$26,MATCH($C731,'Shultis Faw'!$A$2:$A$26,1))+($C731-INDEX('Shultis Faw'!$A$2:$A$26,MATCH($C731,'Shultis Faw'!$A$2:$A$26,1)))*(INDEX('Shultis Faw'!$B$2:$B$26,MATCH($C731,'Shultis Faw'!$A$2:$A$26,1)+1)-INDEX('Shultis Faw'!$B$2:$B$26,MATCH($C731,'Shultis Faw'!$A$2:$A$26,1)))/(INDEX('Shultis Faw'!$A$2:$A$26,MATCH($C731,'Shultis Faw'!$A$2:$A$26,1)+1)-INDEX('Shultis Faw'!$A$2:$A$26,MATCH($C731,'Shultis Faw'!$A$2:$A$26,1))),$C731*'Shultis Faw'!$B$2/'Shultis Faw'!$A$2)","v":0.15706466666666666},{"$f":"_xlfn.IFNA(INDEX('Shultis Faw'!$E$2:$E$26,MATCH($C731,'Shultis Faw'!$A$2:$A$26,1))+($C731-INDEX('Shultis Faw'!$A$2:$A$26,MATCH($C731,'Shultis Faw'!$A$2:$A$26,1)))*(INDEX('Shultis Faw'!$E$2:$E$26,MATCH($C731,'Shultis Faw'!$A$2:$A$26,1)+1)-INDEX('Shultis Faw'!$E$2:$E$26,MATCH($C731,'Shultis Faw'!$A$2:$A$26,1)))/(INDEX('Shultis Faw'!$A$2:$A$26,MATCH($C731,'Shultis Faw'!$A$2:$A$26,1)+1)-INDEX('Shultis Faw'!$A$2:$A$26,MATCH($C731,'Shultis Faw'!$A$2:$A$26,1))),$C731*'Shultis Faw'!$E$2/'Shultis Faw'!$A$2)","v":-8.2915533333333347E-2},{"$f":"_xlfn.IFNA(INDEX('Shultis Faw'!$F$2:$F$26,MATCH($C731,'Shultis Faw'!$A$2:$A$26,1))+($C731-INDEX('Shultis Faw'!$A$2:$A$26,MATCH($C731,'Shultis Faw'!$A$2:$A$26,1)))*(INDEX('Shultis Faw'!$F$2:$F$26,MATCH($C731,'Shultis Faw'!$A$2:$A$26,1)+1)-INDEX('Shultis Faw'!$F$2:$F$26,MATCH($C731,'Shultis Faw'!$A$2:$A$26,1)))/(INDEX('Shultis Faw'!$A$2:$A$26,MATCH($C731,'Shultis Faw'!$A$2:$A$26,1)+1)-INDEX('Shultis Faw'!$A$2:$A$26,MATCH($C731,'Shultis Faw'!$A$2:$A$26,1))),$C731*'Shultis Faw'!$F$2/'Shultis Faw'!$A$2)","v":12.994361666666668},{"$f":"J731*(H731*'Externe blootstelling'!$D$23/2)^K731+L731*(TANH(((H731*'Externe blootstelling'!$D$23)/(2*M731))-2)-TANH(-2))/(1-TANH(-2))","v":0.67924359708791515},{"$f":"IF(N731=1,1+(I731-1)*H731*'Externe blootstelling'!$D$23/2,1+(I731-1)*(N731^(H731*'Externe blootstelling'!$D$23/2)-1)/(N731-1))","v":1.2474244601804734},{"$f":"G731*EXP(-H731*'Externe blootstelling'!$D$23/2)*O731","v":3.2770648716145185E-19}]
[null," g ",1.4369999999999999E-2,2.2992E-15,1.85E-4,{"$f":"_xlfn.IFNA(INDEX('hp (pSv cm2)'!$B$2:$B$52,MATCH($C732,'hp (pSv cm2)'!$A$2:$A$52,1))+($C732-INDEX('hp (pSv cm2)'!$A$2:$A$52,MATCH($C732,'hp (pSv cm2)'!$A$2:$A$52,1)))*(INDEX('hp (pSv cm2)'!$B$2:$B$52,MATCH($C732,'hp (pSv cm2)'!$A$2:$A$52,1)+1)-INDEX('hp (pSv cm2)'!$B$2:$B$52,MATCH($C732,'hp (pSv cm2)'!$A$2:$A$52,1)))/(INDEX('hp (pSv cm2)'!$A$2:$A$52,MATCH($C732,'hp (pSv cm2)'!$A$2:$A$52,1)+1)-INDEX('hp (pSv cm2)'!$A$2:$A$52,MATCH($C732,'hp (pSv cm2)'!$A$2:$A$52,1))),$C732*'hp (pSv cm2)'!$B$2/'hp (pSv cm2)'!$A$2)","v":0.14529},2.6878650000000001E-5,{"$f":"_xlfn.IFNA(0.997*(INDEX('Mass attenuation coefficients'!$B$2:$B$37,MATCH($C732,'Mass attenuation coefficients'!$A$2:$A$37,1))+($C732-INDEX('Mass attenuation coefficients'!$A$2:$A$37,MATCH($C732,'Mass attenuation coefficients'!$A$2:$A$37,1)))*(INDEX('Mass attenuation coefficients'!$B$2:$B$37,MATCH($C732,'Mass attenuation coefficients'!$A$2:$A$37,1)+1)-INDEX('Mass attenuation coefficients'!$B$2:$B$37,MATCH($C732,'Mass attenuation coefficients'!$A$2:$A$37,1)))/(INDEX('Mass attenuation coefficients'!$A$2:$A$37,MATCH($C732,'Mass attenuation coefficients'!$A$2:$A$37,1)+1)-INDEX('Mass attenuation coefficients'!$A$2:$A$37,MATCH($C732,'Mass attenuation coefficients'!$A$2:$A$37,1)))),0.997*$C732*'Mass attenuation coefficients'!$B$2/'Mass attenuation coefficients'!$A$2)","v":2.1272550320000008},{"$f":"_xlfn.IFNA(INDEX('Shultis Faw'!$C$2:$C$26,MATCH($C732,'Shultis Faw'!$A$2:$A$26,1))+($C732-INDEX('Shultis Faw'!$A$2:$A$26,MATCH($C732,'Shultis Faw'!$A$2:$A$26,1)))*(INDEX('Shultis Faw'!$C$2:$C$26,MATCH($C732,'Shultis Faw'!$A$2:$A$26,1)+1)-INDEX('Shultis Faw'!$C$2:$C$26,MATCH($C732,'Shultis Faw'!$A$2:$A$26,1)))/(INDEX('Shultis Faw'!$A$2:$A$26,MATCH($C732,'Shultis Faw'!$A$2:$A$26,1)+1)-INDEX('Shultis Faw'!$A$2:$A$26,MATCH($C732,'Shultis Faw'!$A$2:$A$26,1))),$C732*'Shultis Faw'!$C$2/'Shultis Faw'!$A$2)","v":1.1323559999999999},{"$f":"_xlfn.IFNA(INDEX('Shultis Faw'!$D$2:$D$26,MATCH($C732,'Shultis Faw'!$A$2:$A$26,1))+($C732-INDEX('Shultis Faw'!$A$2:$A$26,MATCH($C732,'Shultis Faw'!$A$2:$A$26,1)))*(INDEX('Shultis Faw'!$D$2:$D$26,MATCH($C732,'Shultis Faw'!$A$2:$A$26,1)+1)-INDEX('Shultis Faw'!$D$2:$D$26,MATCH($C732,'Shultis Faw'!$A$2:$A$26,1)))/(INDEX('Shultis Faw'!$A$2:$A$26,MATCH($C732,'Shultis Faw'!$A$2:$A$26,1)+1)-INDEX('Shultis Faw'!$A$2:$A$26,MATCH($C732,'Shultis Faw'!$A$2:$A$26,1))),$C732*'Shultis Faw'!$D$2/'Shultis Faw'!$A$2)","v":0.443554},{"$f":"_xlfn.IFNA(INDEX('Shultis Faw'!$B$2:$B$26,MATCH($C732,'Shultis Faw'!$A$2:$A$26,1))+($C732-INDEX('Shultis Faw'!$A$2:$A$26,MATCH($C732,'Shultis Faw'!$A$2:$A$26,1)))*(INDEX('Shultis Faw'!$B$2:$B$26,MATCH($C732,'Shultis Faw'!$A$2:$A$26,1)+1)-INDEX('Shultis Faw'!$B$2:$B$26,MATCH($C732,'Shultis Faw'!$A$2:$A$26,1)))/(INDEX('Shultis Faw'!$A$2:$A$26,MATCH($C732,'Shultis Faw'!$A$2:$A$26,1)+1)-INDEX('Shultis Faw'!$A$2:$A$26,MATCH($C732,'Shultis Faw'!$A$2:$A$26,1))),$C732*'Shultis Faw'!$B$2/'Shultis Faw'!$A$2)","v":0.16477599999999998},{"$f":"_xlfn.IFNA(INDEX('Shultis Faw'!$E$2:$E$26,MATCH($C732,'Shultis Faw'!$A$2:$A$26,1))+($C732-INDEX('Shultis Faw'!$A$2:$A$26,MATCH($C732,'Shultis Faw'!$A$2:$A$26,1)))*(INDEX('Shultis Faw'!$E$2:$E$26,MATCH($C732,'Shultis Faw'!$A$2:$A$26,1)+1)-INDEX('Shultis Faw'!$E$2:$E$26,MATCH($C732,'Shultis Faw'!$A$2:$A$26,1)))/(INDEX('Shultis Faw'!$A$2:$A$26,MATCH($C732,'Shultis Faw'!$A$2:$A$26,1)+1)-INDEX('Shultis Faw'!$A$2:$A$26,MATCH($C732,'Shultis Faw'!$A$2:$A$26,1))),$C732*'Shultis Faw'!$E$2/'Shultis Faw'!$A$2)","v":-8.6986400000000005E-2},{"$f":"_xlfn.IFNA(INDEX('Shultis Faw'!$F$2:$F$26,MATCH($C732,'Shultis Faw'!$A$2:$A$26,1))+($C732-INDEX('Shultis Faw'!$A$2:$A$26,MATCH($C732,'Shultis Faw'!$A$2:$A$26,1)))*(INDEX('Shultis Faw'!$F$2:$F$26,MATCH($C732,'Shultis Faw'!$A$2:$A$26,1)+1)-INDEX('Shultis Faw'!$F$2:$F$26,MATCH($C732,'Shultis Faw'!$A$2:$A$26,1)))/(INDEX('Shultis Faw'!$A$2:$A$26,MATCH($C732,'Shultis Faw'!$A$2:$A$26,1)+1)-INDEX('Shultis Faw'!$A$2:$A$26,MATCH($C732,'Shultis Faw'!$A$2:$A$26,1))),$C732*'Shultis Faw'!$F$2/'Shultis Faw'!$A$2)","v":13.632340000000001},{"$f":"J732*(H732*'Externe blootstelling'!$D$23/2)^K732+L732*(TANH(((H732*'Externe blootstelling'!$D$23)/(2*M732))-2)-TANH(-2))/(1-TANH(-2))","v":0.72756558026205531},{"$f":"IF(N732=1,1+(I732-1)*H732*'Externe blootstelling'!$D$23/2,1+(I732-1)*(N732^(H732*'Externe blootstelling'!$D$23/2)-1)/(N732-1))","v":1.4858080015219248},{"$f":"G732*EXP(-H732*'Externe blootstelling'!$D$23/2)*O732","v":5.5404279947885861E-19}]
[null," g ",3.1870000000000002E-2,5.0992000000000005E-15,1.0500000000000001E-6,{"$f":"_xlfn.IFNA(INDEX('hp (pSv cm2)'!$B$2:$B$52,MATCH($C733,'hp (pSv cm2)'!$A$2:$A$52,1))+($C733-INDEX('hp (pSv cm2)'!$A$2:$A$52,MATCH($C733,'hp (pSv cm2)'!$A$2:$A$52,1)))*(INDEX('hp (pSv cm2)'!$B$2:$B$52,MATCH($C733,'hp (pSv cm2)'!$A$2:$A$52,1)+1)-INDEX('hp (pSv cm2)'!$B$2:$B$52,MATCH($C733,'hp (pSv cm2)'!$A$2:$A$52,1)))/(INDEX('hp (pSv cm2)'!$A$2:$A$52,MATCH($C733,'hp (pSv cm2)'!$A$2:$A$52,1)+1)-INDEX('hp (pSv cm2)'!$A$2:$A$52,MATCH($C733,'hp (pSv cm2)'!$A$2:$A$52,1))),$C733*'hp (pSv cm2)'!$B$2/'hp (pSv cm2)'!$A$2)","v":0.319106},3.3506130000000004E-7,{"$f":"_xlfn.IFNA(0.997*(INDEX('Mass attenuation coefficients'!$B$2:$B$37,MATCH($C733,'Mass attenuation coefficients'!$A$2:$A$37,1))+($C733-INDEX('Mass attenuation coefficients'!$A$2:$A$37,MATCH($C733,'Mass attenuation coefficients'!$A$2:$A$37,1)))*(INDEX('Mass attenuation coefficients'!$B$2:$B$37,MATCH($C733,'Mass attenuation coefficients'!$A$2:$A$37,1)+1)-INDEX('Mass attenuation coefficients'!$B$2:$B$37,MATCH($C733,'Mass attenuation coefficients'!$A$2:$A$37,1)))/(INDEX('Mass attenuation coefficients'!$A$2:$A$37,MATCH($C733,'Mass attenuation coefficients'!$A$2:$A$37,1)+1)-INDEX('Mass attenuation coefficients'!$A$2:$A$37,MATCH($C733,'Mass attenuation coefficients'!$A$2:$A$37,1)))),0.997*$C733*'Mass attenuation coefficients'!$B$2/'Mass attenuation coefficients'!$A$2)","v":0.35446829529999996},{"$f":"_xlfn.IFNA(INDEX('Shultis Faw'!$C$2:$C$26,MATCH($C733,'Shultis Faw'!$A$2:$A$26,1))+($C733-INDEX('Shultis Faw'!$A$2:$A$26,MATCH($C733,'Shultis Faw'!$A$2:$A$26,1)))*(INDEX('Shultis Faw'!$C$2:$C$26,MATCH($C733,'Shultis Faw'!$A$2:$A$26,1)+1)-INDEX('Shultis Faw'!$C$2:$C$26,MATCH($C733,'Shultis Faw'!$A$2:$A$26,1)))/(INDEX('Shultis Faw'!$A$2:$A$26,MATCH($C733,'Shultis Faw'!$A$2:$A$26,1)+1)-INDEX('Shultis Faw'!$A$2:$A$26,MATCH($C733,'Shultis Faw'!$A$2:$A$26,1))),$C733*'Shultis Faw'!$C$2/'Shultis Faw'!$A$2)","v":2.5485540000000002},{"$f":"_xlfn.IFNA(INDEX('Shultis Faw'!$D$2:$D$26,MATCH($C733,'Shultis Faw'!$A$2:$A$26,1))+($C733-INDEX('Shultis Faw'!$A$2:$A$26,MATCH($C733,'Shultis Faw'!$A$2:$A$26,1)))*(INDEX('Shultis Faw'!$D$2:$D$26,MATCH($C733,'Shultis Faw'!$A$2:$A$26,1)+1)-INDEX('Shultis Faw'!$D$2:$D$26,MATCH($C733,'Shultis Faw'!$A$2:$A$26,1)))/(INDEX('Shultis Faw'!$A$2:$A$26,MATCH($C733,'Shultis Faw'!$A$2:$A$26,1)+1)-INDEX('Shultis Faw'!$A$2:$A$26,MATCH($C733,'Shultis Faw'!$A$2:$A$26,1))),$C733*'Shultis Faw'!$D$2/'Shultis Faw'!$A$2)","v":0.80724700000000016},{"$f":"_xlfn.IFNA(INDEX('Shultis Faw'!$B$2:$B$26,MATCH($C733,'Shultis Faw'!$A$2:$A$26,1))+($C733-INDEX('Shultis Faw'!$A$2:$A$26,MATCH($C733,'Shultis Faw'!$A$2:$A$26,1)))*(INDEX('Shultis Faw'!$B$2:$B$26,MATCH($C733,'Shultis Faw'!$A$2:$A$26,1)+1)-INDEX('Shultis Faw'!$B$2:$B$26,MATCH($C733,'Shultis Faw'!$A$2:$A$26,1)))/(INDEX('Shultis Faw'!$A$2:$A$26,MATCH($C733,'Shultis Faw'!$A$2:$A$26,1)+1)-INDEX('Shultis Faw'!$A$2:$A$26,MATCH($C733,'Shultis Faw'!$A$2:$A$26,1))),$C733*'Shultis Faw'!$B$2/'Shultis Faw'!$A$2)","v":6.717799999999996E-2},{"$f":"_xlfn.IFNA(INDEX('Shultis Faw'!$E$2:$E$26,MATCH($C733,'Shultis Faw'!$A$2:$A$26,1))+($C733-INDEX('Shultis Faw'!$A$2:$A$26,MATCH($C733,'Shultis Faw'!$A$2:$A$26,1)))*(INDEX('Shultis Faw'!$E$2:$E$26,MATCH($C733,'Shultis Faw'!$A$2:$A$26,1)+1)-INDEX('Shultis Faw'!$E$2:$E$26,MATCH($C733,'Shultis Faw'!$A$2:$A$26,1)))/(INDEX('Shultis Faw'!$A$2:$A$26,MATCH($C733,'Shultis Faw'!$A$2:$A$26,1)+1)-INDEX('Shultis Faw'!$A$2:$A$26,MATCH($C733,'Shultis Faw'!$A$2:$A$26,1))),$C733*'Shultis Faw'!$E$2/'Shultis Faw'!$A$2)","v":-3.3578499999999983E-2},{"$f":"_xlfn.IFNA(INDEX('Shultis Faw'!$F$2:$F$26,MATCH($C733,'Shultis Faw'!$A$2:$A$26,1))+($C733-INDEX('Shultis Faw'!$A$2:$A$26,MATCH($C733,'Shultis Faw'!$A$2:$A$26,1)))*(INDEX('Shultis Faw'!$F$2:$F$26,MATCH($C733,'Shultis Faw'!$A$2:$A$26,1)+1)-INDEX('Shultis Faw'!$F$2:$F$26,MATCH($C733,'Shultis Faw'!$A$2:$A$26,1)))/(INDEX('Shultis Faw'!$A$2:$A$26,MATCH($C733,'Shultis Faw'!$A$2:$A$26,1)+1)-INDEX('Shultis Faw'!$A$2:$A$26,MATCH($C733,'Shultis Faw'!$A$2:$A$26,1))),$C733*'Shultis Faw'!$F$2/'Shultis Faw'!$A$2)","v":12.978929999999998},{"$f":"J733*(H733*'Externe blootstelling'!$D$23/2)^K733+L733*(TANH(((H733*'Externe blootstelling'!$D$23)/(2*M733))-2)-TANH(-2))/(1-TANH(-2))","v":0.90239138848026457},{"$f":"IF(N733=1,1+(I733-1)*H733*'Externe blootstelling'!$D$23/2,1+(I733-1)*(N733^(H733*'Externe blootstelling'!$D$23/2)-1)/(N733-1))","v":7.6758520588578953},{"$f":"G733*EXP(-H733*'Externe blootstelling'!$D$23/2)*O733","v":1.2621079287081482E-8}]
[null," g ",6.9500000000000006E-2,1.1119999999999999E-14,7.0000000000000007E-5,{"$f":"_xlfn.IFNA(INDEX('hp (pSv cm2)'!$B$2:$B$52,MATCH($C734,'hp (pSv cm2)'!$A$2:$A$52,1))+($C734-INDEX('hp (pSv cm2)'!$A$2:$A$52,MATCH($C734,'hp (pSv cm2)'!$A$2:$A$52,1)))*(INDEX('hp (pSv cm2)'!$B$2:$B$52,MATCH($C734,'hp (pSv cm2)'!$A$2:$A$52,1)+1)-INDEX('hp (pSv cm2)'!$B$2:$B$52,MATCH($C734,'hp (pSv cm2)'!$A$2:$A$52,1)))/(INDEX('hp (pSv cm2)'!$A$2:$A$52,MATCH($C734,'hp (pSv cm2)'!$A$2:$A$52,1)+1)-INDEX('hp (pSv cm2)'!$A$2:$A$52,MATCH($C734,'hp (pSv cm2)'!$A$2:$A$52,1))),$C734*'hp (pSv cm2)'!$B$2/'hp (pSv cm2)'!$A$2)","v":0.40989999999999999},2.8693000000000001E-5,{"$f":"_xlfn.IFNA(0.997*(INDEX('Mass attenuation coefficients'!$B$2:$B$37,MATCH($C734,'Mass attenuation coefficients'!$A$2:$A$37,1))+($C734-INDEX('Mass attenuation coefficients'!$A$2:$A$37,MATCH($C734,'Mass attenuation coefficients'!$A$2:$A$37,1)))*(INDEX('Mass attenuation coefficients'!$B$2:$B$37,MATCH($C734,'Mass attenuation coefficients'!$A$2:$A$37,1)+1)-INDEX('Mass attenuation coefficients'!$B$2:$B$37,MATCH($C734,'Mass attenuation coefficients'!$A$2:$A$37,1)))/(INDEX('Mass attenuation coefficients'!$A$2:$A$37,MATCH($C734,'Mass attenuation coefficients'!$A$2:$A$37,1)+1)-INDEX('Mass attenuation coefficients'!$A$2:$A$37,MATCH($C734,'Mass attenuation coefficients'!$A$2:$A$37,1)))),0.997*$C734*'Mass attenuation coefficients'!$B$2/'Mass attenuation coefficients'!$A$2)","v":0.194768935},{"$f":"_xlfn.IFNA(INDEX('Shultis Faw'!$C$2:$C$26,MATCH($C734,'Shultis Faw'!$A$2:$A$26,1))+($C734-INDEX('Shultis Faw'!$A$2:$A$26,MATCH($C734,'Shultis Faw'!$A$2:$A$26,1)))*(INDEX('Shultis Faw'!$C$2:$C$26,MATCH($C734,'Shultis Faw'!$A$2:$A$26,1)+1)-INDEX('Shultis Faw'!$C$2:$C$26,MATCH($C734,'Shultis Faw'!$A$2:$A$26,1)))/(INDEX('Shultis Faw'!$A$2:$A$26,MATCH($C734,'Shultis Faw'!$A$2:$A$26,1)+1)-INDEX('Shultis Faw'!$A$2:$A$26,MATCH($C734,'Shultis Faw'!$A$2:$A$26,1))),$C734*'Shultis Faw'!$C$2/'Shultis Faw'!$A$2)","v":5.0190999999999999},{"$f":"_xlfn.IFNA(INDEX('Shultis Faw'!$D$2:$D$26,MATCH($C734,'Shultis Faw'!$A$2:$A$26,1))+($C734-INDEX('Shultis Faw'!$A$2:$A$26,MATCH($C734,'Shultis Faw'!$A$2:$A$26,1)))*(INDEX('Shultis Faw'!$D$2:$D$26,MATCH($C734,'Shultis Faw'!$A$2:$A$26,1)+1)-INDEX('Shultis Faw'!$D$2:$D$26,MATCH($C734,'Shultis Faw'!$A$2:$A$26,1)))/(INDEX('Shultis Faw'!$A$2:$A$26,MATCH($C734,'Shultis Faw'!$A$2:$A$26,1)+1)-INDEX('Shultis Faw'!$A$2:$A$26,MATCH($C734,'Shultis Faw'!$A$2:$A$26,1))),$C734*'Shultis Faw'!$D$2/'Shultis Faw'!$A$2)","v":1.8862750000000001},{"$f":"_xlfn.IFNA(INDEX('Shultis Faw'!$B$2:$B$26,MATCH($C734,'Shultis Faw'!$A$2:$A$26,1))+($C734-INDEX('Shultis Faw'!$A$2:$A$26,MATCH($C734,'Shultis Faw'!$A$2:$A$26,1)))*(INDEX('Shultis Faw'!$B$2:$B$26,MATCH($C734,'Shultis Faw'!$A$2:$A$26,1)+1)-INDEX('Shultis Faw'!$B$2:$B$26,MATCH($C734,'Shultis Faw'!$A$2:$A$26,1)))/(INDEX('Shultis Faw'!$A$2:$A$26,MATCH($C734,'Shultis Faw'!$A$2:$A$26,1)+1)-INDEX('Shultis Faw'!$A$2:$A$26,MATCH($C734,'Shultis Faw'!$A$2:$A$26,1))),$C734*'Shultis Faw'!$B$2/'Shultis Faw'!$A$2)","v":-0.14595000000000002},{"$f":"_xlfn.IFNA(INDEX('Shultis Faw'!$E$2:$E$26,MATCH($C734,'Shultis Faw'!$A$2:$A$26,1))+($C734-INDEX('Shultis Faw'!$A$2:$A$26,MATCH($C734,'Shultis Faw'!$A$2:$A$26,1)))*(INDEX('Shultis Faw'!$E$2:$E$26,MATCH($C734,'Shultis Faw'!$A$2:$A$26,1)+1)-INDEX('Shultis Faw'!$E$2:$E$26,MATCH($C734,'Shultis Faw'!$A$2:$A$26,1)))/(INDEX('Shultis Faw'!$A$2:$A$26,MATCH($C734,'Shultis Faw'!$A$2:$A$26,1)+1)-INDEX('Shultis Faw'!$A$2:$A$26,MATCH($C734,'Shultis Faw'!$A$2:$A$26,1))),$C734*'Shultis Faw'!$E$2/'Shultis Faw'!$A$2)","v":6.6027500000000003E-2},{"$f":"_xlfn.IFNA(INDEX('Shultis Faw'!$F$2:$F$26,MATCH($C734,'Shultis Faw'!$A$2:$A$26,1))+($C734-INDEX('Shultis Faw'!$A$2:$A$26,MATCH($C734,'Shultis Faw'!$A$2:$A$26,1)))*(INDEX('Shultis Faw'!$F$2:$F$26,MATCH($C734,'Shultis Faw'!$A$2:$A$26,1)+1)-INDEX('Shultis Faw'!$F$2:$F$26,MATCH($C734,'Shultis Faw'!$A$2:$A$26,1)))/(INDEX('Shultis Faw'!$A$2:$A$26,MATCH($C734,'Shultis Faw'!$A$2:$A$26,1)+1)-INDEX('Shultis Faw'!$A$2:$A$26,MATCH($C734,'Shultis Faw'!$A$2:$A$26,1))),$C734*'Shultis Faw'!$F$2/'Shultis Faw'!$A$2)","v":13.654250000000001},{"$f":"J734*(H734*'Externe blootstelling'!$D$23/2)^K734+L734*(TANH(((H734*'Externe blootstelling'!$D$23)/(2*M734))-2)-TANH(-2))/(1-TANH(-2))","v":1.6136829143097691},{"$f":"IF(N734=1,1+(I734-1)*H734*'Externe blootstelling'!$D$23/2,1+(I734-1)*(N734^(H734*'Externe blootstelling'!$D$23/2)-1)/(N734-1))","v":20.956152387124881},{"$f":"G734*EXP(-H734*'Externe blootstelling'!$D$23/2)*O734","v":3.2380339687843519E-5}]
[null," g ",7.0900000000000005E-2,1.1344E-14,3.6000000000000001E-5,{"$f":"_xlfn.IFNA(INDEX('hp (pSv cm2)'!$B$2:$B$52,MATCH($C735,'hp (pSv cm2)'!$A$2:$A$52,1))+($C735-INDEX('hp (pSv cm2)'!$A$2:$A$52,MATCH($C735,'hp (pSv cm2)'!$A$2:$A$52,1)))*(INDEX('hp (pSv cm2)'!$B$2:$B$52,MATCH($C735,'hp (pSv cm2)'!$A$2:$A$52,1)+1)-INDEX('hp (pSv cm2)'!$B$2:$B$52,MATCH($C735,'hp (pSv cm2)'!$A$2:$A$52,1)))/(INDEX('hp (pSv cm2)'!$A$2:$A$52,MATCH($C735,'hp (pSv cm2)'!$A$2:$A$52,1)+1)-INDEX('hp (pSv cm2)'!$A$2:$A$52,MATCH($C735,'hp (pSv cm2)'!$A$2:$A$52,1))),$C735*'hp (pSv cm2)'!$B$2/'hp (pSv cm2)'!$A$2)","v":0.41387999999999997},1.4899679999999999E-5,{"$f":"_xlfn.IFNA(0.997*(INDEX('Mass attenuation coefficients'!$B$2:$B$37,MATCH($C735,'Mass attenuation coefficients'!$A$2:$A$37,1))+($C735-INDEX('Mass attenuation coefficients'!$A$2:$A$37,MATCH($C735,'Mass attenuation coefficients'!$A$2:$A$37,1)))*(INDEX('Mass attenuation coefficients'!$B$2:$B$37,MATCH($C735,'Mass attenuation coefficients'!$A$2:$A$37,1)+1)-INDEX('Mass attenuation coefficients'!$B$2:$B$37,MATCH($C735,'Mass attenuation coefficients'!$A$2:$A$37,1)))/(INDEX('Mass attenuation coefficients'!$A$2:$A$37,MATCH($C735,'Mass attenuation coefficients'!$A$2:$A$37,1)+1)-INDEX('Mass attenuation coefficients'!$A$2:$A$37,MATCH($C735,'Mass attenuation coefficients'!$A$2:$A$37,1)))),0.997*$C735*'Mass attenuation coefficients'!$B$2/'Mass attenuation coefficients'!$A$2)","v":0.19321959699999999},{"$f":"_xlfn.IFNA(INDEX('Shultis Faw'!$C$2:$C$26,MATCH($C735,'Shultis Faw'!$A$2:$A$26,1))+($C735-INDEX('Shultis Faw'!$A$2:$A$26,MATCH($C735,'Shultis Faw'!$A$2:$A$26,1)))*(INDEX('Shultis Faw'!$C$2:$C$26,MATCH($C735,'Shultis Faw'!$A$2:$A$26,1)+1)-INDEX('Shultis Faw'!$C$2:$C$26,MATCH($C735,'Shultis Faw'!$A$2:$A$26,1)))/(INDEX('Shultis Faw'!$A$2:$A$26,MATCH($C735,'Shultis Faw'!$A$2:$A$26,1)+1)-INDEX('Shultis Faw'!$A$2:$A$26,MATCH($C735,'Shultis Faw'!$A$2:$A$26,1))),$C735*'Shultis Faw'!$C$2/'Shultis Faw'!$A$2)","v":5.0244200000000001},{"$f":"_xlfn.IFNA(INDEX('Shultis Faw'!$D$2:$D$26,MATCH($C735,'Shultis Faw'!$A$2:$A$26,1))+($C735-INDEX('Shultis Faw'!$A$2:$A$26,MATCH($C735,'Shultis Faw'!$A$2:$A$26,1)))*(INDEX('Shultis Faw'!$D$2:$D$26,MATCH($C735,'Shultis Faw'!$A$2:$A$26,1)+1)-INDEX('Shultis Faw'!$D$2:$D$26,MATCH($C735,'Shultis Faw'!$A$2:$A$26,1)))/(INDEX('Shultis Faw'!$A$2:$A$26,MATCH($C735,'Shultis Faw'!$A$2:$A$26,1)+1)-INDEX('Shultis Faw'!$A$2:$A$26,MATCH($C735,'Shultis Faw'!$A$2:$A$26,1))),$C735*'Shultis Faw'!$D$2/'Shultis Faw'!$A$2)","v":1.9093050000000003},{"$f":"_xlfn.IFNA(INDEX('Shultis Faw'!$B$2:$B$26,MATCH($C735,'Shultis Faw'!$A$2:$A$26,1))+($C735-INDEX('Shultis Faw'!$A$2:$A$26,MATCH($C735,'Shultis Faw'!$A$2:$A$26,1)))*(INDEX('Shultis Faw'!$B$2:$B$26,MATCH($C735,'Shultis Faw'!$A$2:$A$26,1)+1)-INDEX('Shultis Faw'!$B$2:$B$26,MATCH($C735,'Shultis Faw'!$A$2:$A$26,1)))/(INDEX('Shultis Faw'!$A$2:$A$26,MATCH($C735,'Shultis Faw'!$A$2:$A$26,1)+1)-INDEX('Shultis Faw'!$A$2:$A$26,MATCH($C735,'Shultis Faw'!$A$2:$A$26,1))),$C735*'Shultis Faw'!$B$2/'Shultis Faw'!$A$2)","v":-0.14889000000000002},{"$f":"_xlfn.IFNA(INDEX('Shultis Faw'!$E$2:$E$26,MATCH($C735,'Shultis Faw'!$A$2:$A$26,1))+($C735-INDEX('Shultis Faw'!$A$2:$A$26,MATCH($C735,'Shultis Faw'!$A$2:$A$26,1)))*(INDEX('Shultis Faw'!$E$2:$E$26,MATCH($C735,'Shultis Faw'!$A$2:$A$26,1)+1)-INDEX('Shultis Faw'!$E$2:$E$26,MATCH($C735,'Shultis Faw'!$A$2:$A$26,1)))/(INDEX('Shultis Faw'!$A$2:$A$26,MATCH($C735,'Shultis Faw'!$A$2:$A$26,1)+1)-INDEX('Shultis Faw'!$A$2:$A$26,MATCH($C735,'Shultis Faw'!$A$2:$A$26,1))),$C735*'Shultis Faw'!$E$2/'Shultis Faw'!$A$2)","v":6.7490500000000009E-2},{"$f":"_xlfn.IFNA(INDEX('Shultis Faw'!$F$2:$F$26,MATCH($C735,'Shultis Faw'!$A$2:$A$26,1))+($C735-INDEX('Shultis Faw'!$A$2:$A$26,MATCH($C735,'Shultis Faw'!$A$2:$A$26,1)))*(INDEX('Shultis Faw'!$F$2:$F$26,MATCH($C735,'Shultis Faw'!$A$2:$A$26,1)+1)-INDEX('Shultis Faw'!$F$2:$F$26,MATCH($C735,'Shultis Faw'!$A$2:$A$26,1)))/(INDEX('Shultis Faw'!$A$2:$A$26,MATCH($C735,'Shultis Faw'!$A$2:$A$26,1)+1)-INDEX('Shultis Faw'!$A$2:$A$26,MATCH($C735,'Shultis Faw'!$A$2:$A$26,1))),$C735*'Shultis Faw'!$F$2/'Shultis Faw'!$A$2)","v":13.65635},{"$f":"J735*(H735*'Externe blootstelling'!$D$23/2)^K735+L735*(TANH(((H735*'Externe blootstelling'!$D$23)/(2*M735))-2)-TANH(-2))/(1-TANH(-2))","v":1.6301829424041567},{"$f":"IF(N735=1,1+(I735-1)*H735*'Externe blootstelling'!$D$23/2,1+(I735-1)*(N735^(H735*'Externe blootstelling'!$D$23/2)-1)/(N735-1))","v":20.938376375764857},{"$f":"G735*EXP(-H735*'Externe blootstelling'!$D$23/2)*O735","v":1.7195185754956024E-5}]
[null,"X-ray",8.1069999999999989E-2,1.2971199999999997E-14,0.14859999999999998,{"$f":"_xlfn.IFNA(INDEX('hp (pSv cm2)'!$B$2:$B$52,MATCH($C736,'hp (pSv cm2)'!$A$2:$A$52,1))+($C736-INDEX('hp (pSv cm2)'!$A$2:$A$52,MATCH($C736,'hp (pSv cm2)'!$A$2:$A$52,1)))*(INDEX('hp (pSv cm2)'!$B$2:$B$52,MATCH($C736,'hp (pSv cm2)'!$A$2:$A$52,1)+1)-INDEX('hp (pSv cm2)'!$B$2:$B$52,MATCH($C736,'hp (pSv cm2)'!$A$2:$A$52,1)))/(INDEX('hp (pSv cm2)'!$A$2:$A$52,MATCH($C736,'hp (pSv cm2)'!$A$2:$A$52,1)+1)-INDEX('hp (pSv cm2)'!$A$2:$A$52,MATCH($C736,'hp (pSv cm2)'!$A$2:$A$52,1))),$C736*'hp (pSv cm2)'!$B$2/'hp (pSv cm2)'!$A$2)","v":0.44701249999999998},6.6426057499999983E-2,{"$f":"_xlfn.IFNA(0.997*(INDEX('Mass attenuation coefficients'!$B$2:$B$37,MATCH($C736,'Mass attenuation coefficients'!$A$2:$A$37,1))+($C736-INDEX('Mass attenuation coefficients'!$A$2:$A$37,MATCH($C736,'Mass attenuation coefficients'!$A$2:$A$37,1)))*(INDEX('Mass attenuation coefficients'!$B$2:$B$37,MATCH($C736,'Mass attenuation coefficients'!$A$2:$A$37,1)+1)-INDEX('Mass attenuation coefficients'!$B$2:$B$37,MATCH($C736,'Mass attenuation coefficients'!$A$2:$A$37,1)))/(INDEX('Mass attenuation coefficients'!$A$2:$A$37,MATCH($C736,'Mass attenuation coefficients'!$A$2:$A$37,1)+1)-INDEX('Mass attenuation coefficients'!$A$2:$A$37,MATCH($C736,'Mass attenuation coefficients'!$A$2:$A$37,1)))),0.997*$C736*'Mass attenuation coefficients'!$B$2/'Mass attenuation coefficients'!$A$2)","v":0.18245548650000001},{"$f":"_xlfn.IFNA(INDEX('Shultis Faw'!$C$2:$C$26,MATCH($C736,'Shultis Faw'!$A$2:$A$26,1))+($C736-INDEX('Shultis Faw'!$A$2:$A$26,MATCH($C736,'Shultis Faw'!$A$2:$A$26,1)))*(INDEX('Shultis Faw'!$C$2:$C$26,MATCH($C736,'Shultis Faw'!$A$2:$A$26,1)+1)-INDEX('Shultis Faw'!$C$2:$C$26,MATCH($C736,'Shultis Faw'!$A$2:$A$26,1)))/(INDEX('Shultis Faw'!$A$2:$A$26,MATCH($C736,'Shultis Faw'!$A$2:$A$26,1)+1)-INDEX('Shultis Faw'!$A$2:$A$26,MATCH($C736,'Shultis Faw'!$A$2:$A$26,1))),$C736*'Shultis Faw'!$C$2/'Shultis Faw'!$A$2)","v":5.037814},{"$f":"_xlfn.IFNA(INDEX('Shultis Faw'!$D$2:$D$26,MATCH($C736,'Shultis Faw'!$A$2:$A$26,1))+($C736-INDEX('Shultis Faw'!$A$2:$A$26,MATCH($C736,'Shultis Faw'!$A$2:$A$26,1)))*(INDEX('Shultis Faw'!$D$2:$D$26,MATCH($C736,'Shultis Faw'!$A$2:$A$26,1)+1)-INDEX('Shultis Faw'!$D$2:$D$26,MATCH($C736,'Shultis Faw'!$A$2:$A$26,1)))/(INDEX('Shultis Faw'!$A$2:$A$26,MATCH($C736,'Shultis Faw'!$A$2:$A$26,1)+1)-INDEX('Shultis Faw'!$A$2:$A$26,MATCH($C736,'Shultis Faw'!$A$2:$A$26,1))),$C736*'Shultis Faw'!$D$2/'Shultis Faw'!$A$2)","v":2.0676670000000001},{"$f":"_xlfn.IFNA(INDEX('Shultis Faw'!$B$2:$B$26,MATCH($C736,'Shultis Faw'!$A$2:$A$26,1))+($C736-INDEX('Shultis Faw'!$A$2:$A$26,MATCH($C736,'Shultis Faw'!$A$2:$A$26,1)))*(INDEX('Shultis Faw'!$B$2:$B$26,MATCH($C736,'Shultis Faw'!$A$2:$A$26,1)+1)-INDEX('Shultis Faw'!$B$2:$B$26,MATCH($C736,'Shultis Faw'!$A$2:$A$26,1)))/(INDEX('Shultis Faw'!$A$2:$A$26,MATCH($C736,'Shultis Faw'!$A$2:$A$26,1)+1)-INDEX('Shultis Faw'!$A$2:$A$26,MATCH($C736,'Shultis Faw'!$A$2:$A$26,1))),$C736*'Shultis Faw'!$B$2/'Shultis Faw'!$A$2)","v":-0.168963},{"$f":"_xlfn.IFNA(INDEX('Shultis Faw'!$E$2:$E$26,MATCH($C736,'Shultis Faw'!$A$2:$A$26,1))+($C736-INDEX('Shultis Faw'!$A$2:$A$26,MATCH($C736,'Shultis Faw'!$A$2:$A$26,1)))*(INDEX('Shultis Faw'!$E$2:$E$26,MATCH($C736,'Shultis Faw'!$A$2:$A$26,1)+1)-INDEX('Shultis Faw'!$E$2:$E$26,MATCH($C736,'Shultis Faw'!$A$2:$A$26,1)))/(INDEX('Shultis Faw'!$A$2:$A$26,MATCH($C736,'Shultis Faw'!$A$2:$A$26,1)+1)-INDEX('Shultis Faw'!$A$2:$A$26,MATCH($C736,'Shultis Faw'!$A$2:$A$26,1))),$C736*'Shultis Faw'!$E$2/'Shultis Faw'!$A$2)","v":7.7299599999999996E-2},{"$f":"_xlfn.IFNA(INDEX('Shultis Faw'!$F$2:$F$26,MATCH($C736,'Shultis Faw'!$A$2:$A$26,1))+($C736-INDEX('Shultis Faw'!$A$2:$A$26,MATCH($C736,'Shultis Faw'!$A$2:$A$26,1)))*(INDEX('Shultis Faw'!$F$2:$F$26,MATCH($C736,'Shultis Faw'!$A$2:$A$26,1)+1)-INDEX('Shultis Faw'!$F$2:$F$26,MATCH($C736,'Shultis Faw'!$A$2:$A$26,1)))/(INDEX('Shultis Faw'!$A$2:$A$26,MATCH($C736,'Shultis Faw'!$A$2:$A$26,1)+1)-INDEX('Shultis Faw'!$A$2:$A$26,MATCH($C736,'Shultis Faw'!$A$2:$A$26,1))),$C736*'Shultis Faw'!$F$2/'Shultis Faw'!$A$2)","v":13.651809999999999},{"$f":"J736*(H736*'Externe blootstelling'!$D$23/2)^K736+L736*(TANH(((H736*'Externe blootstelling'!$D$23)/(2*M736))-2)-TANH(-2))/(1-TANH(-2))","v":1.744902019661456},{"$f":"IF(N736=1,1+(I736-1)*H736*'Externe blootstelling'!$D$23/2,1+(I736-1)*(N736^(H736*'Externe blootstelling'!$D$23/2)-1)/(N736-1))","v":20.452734331502082},{"$f":"G736*EXP(-H736*'Externe blootstelling'!$D$23/2)*O736","v":8.8003245626949209E-2}]
[null,"X-ray",8.3780000000000007E-2,1.3404799999999999E-14,0.245,{"$f":"_xlfn.IFNA(INDEX('hp (pSv cm2)'!$B$2:$B$52,MATCH($C737,'hp (pSv cm2)'!$A$2:$A$52,1))+($C737-INDEX('hp (pSv cm2)'!$A$2:$A$52,MATCH($C737,'hp (pSv cm2)'!$A$2:$A$52,1)))*(INDEX('hp (pSv cm2)'!$B$2:$B$52,MATCH($C737,'hp (pSv cm2)'!$A$2:$A$52,1)+1)-INDEX('hp (pSv cm2)'!$B$2:$B$52,MATCH($C737,'hp (pSv cm2)'!$A$2:$A$52,1)))/(INDEX('hp (pSv cm2)'!$A$2:$A$52,MATCH($C737,'hp (pSv cm2)'!$A$2:$A$52,1)+1)-INDEX('hp (pSv cm2)'!$A$2:$A$52,MATCH($C737,'hp (pSv cm2)'!$A$2:$A$52,1))),$C737*'hp (pSv cm2)'!$B$2/'hp (pSv cm2)'!$A$2)","v":0.457175},0.11200787499999999,{"$f":"_xlfn.IFNA(0.997*(INDEX('Mass attenuation coefficients'!$B$2:$B$37,MATCH($C737,'Mass attenuation coefficients'!$A$2:$A$37,1))+($C737-INDEX('Mass attenuation coefficients'!$A$2:$A$37,MATCH($C737,'Mass attenuation coefficients'!$A$2:$A$37,1)))*(INDEX('Mass attenuation coefficients'!$B$2:$B$37,MATCH($C737,'Mass attenuation coefficients'!$A$2:$A$37,1)+1)-INDEX('Mass attenuation coefficients'!$B$2:$B$37,MATCH($C737,'Mass attenuation coefficients'!$A$2:$A$37,1)))/(INDEX('Mass attenuation coefficients'!$A$2:$A$37,MATCH($C737,'Mass attenuation coefficients'!$A$2:$A$37,1)+1)-INDEX('Mass attenuation coefficients'!$A$2:$A$37,MATCH($C737,'Mass attenuation coefficients'!$A$2:$A$37,1)))),0.997*$C737*'Mass attenuation coefficients'!$B$2/'Mass attenuation coefficients'!$A$2)","v":0.18069927099999999},{"$f":"_xlfn.IFNA(INDEX('Shultis Faw'!$C$2:$C$26,MATCH($C737,'Shultis Faw'!$A$2:$A$26,1))+($C737-INDEX('Shultis Faw'!$A$2:$A$26,MATCH($C737,'Shultis Faw'!$A$2:$A$26,1)))*(INDEX('Shultis Faw'!$C$2:$C$26,MATCH($C737,'Shultis Faw'!$A$2:$A$26,1)+1)-INDEX('Shultis Faw'!$C$2:$C$26,MATCH($C737,'Shultis Faw'!$A$2:$A$26,1)))/(INDEX('Shultis Faw'!$A$2:$A$26,MATCH($C737,'Shultis Faw'!$A$2:$A$26,1)+1)-INDEX('Shultis Faw'!$A$2:$A$26,MATCH($C737,'Shultis Faw'!$A$2:$A$26,1))),$C737*'Shultis Faw'!$C$2/'Shultis Faw'!$A$2)","v":4.9841560000000005},{"$f":"_xlfn.IFNA(INDEX('Shultis Faw'!$D$2:$D$26,MATCH($C737,'Shultis Faw'!$A$2:$A$26,1))+($C737-INDEX('Shultis Faw'!$A$2:$A$26,MATCH($C737,'Shultis Faw'!$A$2:$A$26,1)))*(INDEX('Shultis Faw'!$D$2:$D$26,MATCH($C737,'Shultis Faw'!$A$2:$A$26,1)+1)-INDEX('Shultis Faw'!$D$2:$D$26,MATCH($C737,'Shultis Faw'!$A$2:$A$26,1)))/(INDEX('Shultis Faw'!$A$2:$A$26,MATCH($C737,'Shultis Faw'!$A$2:$A$26,1)+1)-INDEX('Shultis Faw'!$A$2:$A$26,MATCH($C737,'Shultis Faw'!$A$2:$A$26,1))),$C737*'Shultis Faw'!$D$2/'Shultis Faw'!$A$2)","v":2.0896180000000002},{"$f":"_xlfn.IFNA(INDEX('Shultis Faw'!$B$2:$B$26,MATCH($C737,'Shultis Faw'!$A$2:$A$26,1))+($C737-INDEX('Shultis Faw'!$A$2:$A$26,MATCH($C737,'Shultis Faw'!$A$2:$A$26,1)))*(INDEX('Shultis Faw'!$B$2:$B$26,MATCH($C737,'Shultis Faw'!$A$2:$A$26,1)+1)-INDEX('Shultis Faw'!$B$2:$B$26,MATCH($C737,'Shultis Faw'!$A$2:$A$26,1)))/(INDEX('Shultis Faw'!$A$2:$A$26,MATCH($C737,'Shultis Faw'!$A$2:$A$26,1)+1)-INDEX('Shultis Faw'!$A$2:$A$26,MATCH($C737,'Shultis Faw'!$A$2:$A$26,1))),$C737*'Shultis Faw'!$B$2/'Shultis Faw'!$A$2)","v":-0.171402},{"$f":"_xlfn.IFNA(INDEX('Shultis Faw'!$E$2:$E$26,MATCH($C737,'Shultis Faw'!$A$2:$A$26,1))+($C737-INDEX('Shultis Faw'!$A$2:$A$26,MATCH($C737,'Shultis Faw'!$A$2:$A$26,1)))*(INDEX('Shultis Faw'!$E$2:$E$26,MATCH($C737,'Shultis Faw'!$A$2:$A$26,1)+1)-INDEX('Shultis Faw'!$E$2:$E$26,MATCH($C737,'Shultis Faw'!$A$2:$A$26,1)))/(INDEX('Shultis Faw'!$A$2:$A$26,MATCH($C737,'Shultis Faw'!$A$2:$A$26,1)+1)-INDEX('Shultis Faw'!$A$2:$A$26,MATCH($C737,'Shultis Faw'!$A$2:$A$26,1))),$C737*'Shultis Faw'!$E$2/'Shultis Faw'!$A$2)","v":7.80584E-2},{"$f":"_xlfn.IFNA(INDEX('Shultis Faw'!$F$2:$F$26,MATCH($C737,'Shultis Faw'!$A$2:$A$26,1))+($C737-INDEX('Shultis Faw'!$A$2:$A$26,MATCH($C737,'Shultis Faw'!$A$2:$A$26,1)))*(INDEX('Shultis Faw'!$F$2:$F$26,MATCH($C737,'Shultis Faw'!$A$2:$A$26,1)+1)-INDEX('Shultis Faw'!$F$2:$F$26,MATCH($C737,'Shultis Faw'!$A$2:$A$26,1)))/(INDEX('Shultis Faw'!$A$2:$A$26,MATCH($C737,'Shultis Faw'!$A$2:$A$26,1)+1)-INDEX('Shultis Faw'!$A$2:$A$26,MATCH($C737,'Shultis Faw'!$A$2:$A$26,1))),$C737*'Shultis Faw'!$F$2/'Shultis Faw'!$A$2)","v":13.605739999999999},{"$f":"J737*(H737*'Externe blootstelling'!$D$23/2)^K737+L737*(TANH(((H737*'Externe blootstelling'!$D$23)/(2*M737))-2)-TANH(-2))/(1-TANH(-2))","v":1.762015018133271},{"$f":"IF(N737=1,1+(I737-1)*H737*'Externe blootstelling'!$D$23/2,1+(I737-1)*(N737^(H737*'Externe blootstelling'!$D$23/2)-1)/(N737-1))","v":20.047664865644357},{"$f":"G737*EXP(-H737*'Externe blootstelling'!$D$23/2)*O737","v":0.1493351035400316}]
[null,"X-ray",9.48547E-2,1.5176751999999999E-14,8.5000000000000006E-2,{"$f":"_xlfn.IFNA(INDEX('hp (pSv cm2)'!$B$2:$B$52,MATCH($C738,'hp (pSv cm2)'!$A$2:$A$52,1))+($C738-INDEX('hp (pSv cm2)'!$A$2:$A$52,MATCH($C738,'hp (pSv cm2)'!$A$2:$A$52,1)))*(INDEX('hp (pSv cm2)'!$B$2:$B$52,MATCH($C738,'hp (pSv cm2)'!$A$2:$A$52,1)+1)-INDEX('hp (pSv cm2)'!$B$2:$B$52,MATCH($C738,'hp (pSv cm2)'!$A$2:$A$52,1)))/(INDEX('hp (pSv cm2)'!$A$2:$A$52,MATCH($C738,'hp (pSv cm2)'!$A$2:$A$52,1)+1)-INDEX('hp (pSv cm2)'!$A$2:$A$52,MATCH($C738,'hp (pSv cm2)'!$A$2:$A$52,1))),$C738*'hp (pSv cm2)'!$B$2/'hp (pSv cm2)'!$A$2)","v":0.49870512499999997},4.2389935625E-2,{"$f":"_xlfn.IFNA(0.997*(INDEX('Mass attenuation coefficients'!$B$2:$B$37,MATCH($C738,'Mass attenuation coefficients'!$A$2:$A$37,1))+($C738-INDEX('Mass attenuation coefficients'!$A$2:$A$37,MATCH($C738,'Mass attenuation coefficients'!$A$2:$A$37,1)))*(INDEX('Mass attenuation coefficients'!$B$2:$B$37,MATCH($C738,'Mass attenuation coefficients'!$A$2:$A$37,1)+1)-INDEX('Mass attenuation coefficients'!$B$2:$B$37,MATCH($C738,'Mass attenuation coefficients'!$A$2:$A$37,1)))/(INDEX('Mass attenuation coefficients'!$A$2:$A$37,MATCH($C738,'Mass attenuation coefficients'!$A$2:$A$37,1)+1)-INDEX('Mass attenuation coefficients'!$A$2:$A$37,MATCH($C738,'Mass attenuation coefficients'!$A$2:$A$37,1)))),0.997*$C738*'Mass attenuation coefficients'!$B$2/'Mass attenuation coefficients'!$A$2)","v":0.17352231166499998},{"$f":"_xlfn.IFNA(INDEX('Shultis Faw'!$C$2:$C$26,MATCH($C738,'Shultis Faw'!$A$2:$A$26,1))+($C738-INDEX('Shultis Faw'!$A$2:$A$26,MATCH($C738,'Shultis Faw'!$A$2:$A$26,1)))*(INDEX('Shultis Faw'!$C$2:$C$26,MATCH($C738,'Shultis Faw'!$A$2:$A$26,1)+1)-INDEX('Shultis Faw'!$C$2:$C$26,MATCH($C738,'Shultis Faw'!$A$2:$A$26,1)))/(INDEX('Shultis Faw'!$A$2:$A$26,MATCH($C738,'Shultis Faw'!$A$2:$A$26,1)+1)-INDEX('Shultis Faw'!$A$2:$A$26,MATCH($C738,'Shultis Faw'!$A$2:$A$26,1))),$C738*'Shultis Faw'!$C$2/'Shultis Faw'!$A$2)","v":4.7648769400000006},{"$f":"_xlfn.IFNA(INDEX('Shultis Faw'!$D$2:$D$26,MATCH($C738,'Shultis Faw'!$A$2:$A$26,1))+($C738-INDEX('Shultis Faw'!$A$2:$A$26,MATCH($C738,'Shultis Faw'!$A$2:$A$26,1)))*(INDEX('Shultis Faw'!$D$2:$D$26,MATCH($C738,'Shultis Faw'!$A$2:$A$26,1)+1)-INDEX('Shultis Faw'!$D$2:$D$26,MATCH($C738,'Shultis Faw'!$A$2:$A$26,1)))/(INDEX('Shultis Faw'!$A$2:$A$26,MATCH($C738,'Shultis Faw'!$A$2:$A$26,1)+1)-INDEX('Shultis Faw'!$A$2:$A$26,MATCH($C738,'Shultis Faw'!$A$2:$A$26,1))),$C738*'Shultis Faw'!$D$2/'Shultis Faw'!$A$2)","v":2.1793230700000001},{"$f":"_xlfn.IFNA(INDEX('Shultis Faw'!$B$2:$B$26,MATCH($C738,'Shultis Faw'!$A$2:$A$26,1))+($C738-INDEX('Shultis Faw'!$A$2:$A$26,MATCH($C738,'Shultis Faw'!$A$2:$A$26,1)))*(INDEX('Shultis Faw'!$B$2:$B$26,MATCH($C738,'Shultis Faw'!$A$2:$A$26,1)+1)-INDEX('Shultis Faw'!$B$2:$B$26,MATCH($C738,'Shultis Faw'!$A$2:$A$26,1)))/(INDEX('Shultis Faw'!$A$2:$A$26,MATCH($C738,'Shultis Faw'!$A$2:$A$26,1)+1)-INDEX('Shultis Faw'!$A$2:$A$26,MATCH($C738,'Shultis Faw'!$A$2:$A$26,1))),$C738*'Shultis Faw'!$B$2/'Shultis Faw'!$A$2)","v":-0.18136922999999999},{"$f":"_xlfn.IFNA(INDEX('Shultis Faw'!$E$2:$E$26,MATCH($C738,'Shultis Faw'!$A$2:$A$26,1))+($C738-INDEX('Shultis Faw'!$A$2:$A$26,MATCH($C738,'Shultis Faw'!$A$2:$A$26,1)))*(INDEX('Shultis Faw'!$E$2:$E$26,MATCH($C738,'Shultis Faw'!$A$2:$A$26,1)+1)-INDEX('Shultis Faw'!$E$2:$E$26,MATCH($C738,'Shultis Faw'!$A$2:$A$26,1)))/(INDEX('Shultis Faw'!$A$2:$A$26,MATCH($C738,'Shultis Faw'!$A$2:$A$26,1)+1)-INDEX('Shultis Faw'!$A$2:$A$26,MATCH($C738,'Shultis Faw'!$A$2:$A$26,1))),$C738*'Shultis Faw'!$E$2/'Shultis Faw'!$A$2)","v":8.1159316000000009E-2},{"$f":"_xlfn.IFNA(INDEX('Shultis Faw'!$F$2:$F$26,MATCH($C738,'Shultis Faw'!$A$2:$A$26,1))+($C738-INDEX('Shultis Faw'!$A$2:$A$26,MATCH($C738,'Shultis Faw'!$A$2:$A$26,1)))*(INDEX('Shultis Faw'!$F$2:$F$26,MATCH($C738,'Shultis Faw'!$A$2:$A$26,1)+1)-INDEX('Shultis Faw'!$F$2:$F$26,MATCH($C738,'Shultis Faw'!$A$2:$A$26,1)))/(INDEX('Shultis Faw'!$A$2:$A$26,MATCH($C738,'Shultis Faw'!$A$2:$A$26,1)+1)-INDEX('Shultis Faw'!$A$2:$A$26,MATCH($C738,'Shultis Faw'!$A$2:$A$26,1))),$C738*'Shultis Faw'!$F$2/'Shultis Faw'!$A$2)","v":13.417470100000001},{"$f":"J738*(H738*'Externe blootstelling'!$D$23/2)^K738+L738*(TANH(((H738*'Externe blootstelling'!$D$23)/(2*M738))-2)-TANH(-2))/(1-TANH(-2))","v":1.8328840004039073},{"$f":"IF(N738=1,1+(I738-1)*H738*'Externe blootstelling'!$D$23/2,1+(I738-1)*(N738^(H738*'Externe blootstelling'!$D$23/2)-1)/(N738-1))","v":18.360506303053448},{"$f":"G738*EXP(-H738*'Externe blootstelling'!$D$23/2)*O738","v":5.7643543922877537E-2}]
[null,"X-ray",9.7896699999999989E-2,1.5663471999999996E-14,2.7200000000000002E-2,{"$f":"_xlfn.IFNA(INDEX('hp (pSv cm2)'!$B$2:$B$52,MATCH($C739,'hp (pSv cm2)'!$A$2:$A$52,1))+($C739-INDEX('hp (pSv cm2)'!$A$2:$A$52,MATCH($C739,'hp (pSv cm2)'!$A$2:$A$52,1)))*(INDEX('hp (pSv cm2)'!$B$2:$B$52,MATCH($C739,'hp (pSv cm2)'!$A$2:$A$52,1)+1)-INDEX('hp (pSv cm2)'!$B$2:$B$52,MATCH($C739,'hp (pSv cm2)'!$A$2:$A$52,1)))/(INDEX('hp (pSv cm2)'!$A$2:$A$52,MATCH($C739,'hp (pSv cm2)'!$A$2:$A$52,1)+1)-INDEX('hp (pSv cm2)'!$A$2:$A$52,MATCH($C739,'hp (pSv cm2)'!$A$2:$A$52,1))),$C739*'hp (pSv cm2)'!$B$2/'hp (pSv cm2)'!$A$2)","v":0.51011262499999999},1.38750634E-2,{"$f":"_xlfn.IFNA(0.997*(INDEX('Mass attenuation coefficients'!$B$2:$B$37,MATCH($C739,'Mass attenuation coefficients'!$A$2:$A$37,1))+($C739-INDEX('Mass attenuation coefficients'!$A$2:$A$37,MATCH($C739,'Mass attenuation coefficients'!$A$2:$A$37,1)))*(INDEX('Mass attenuation coefficients'!$B$2:$B$37,MATCH($C739,'Mass attenuation coefficients'!$A$2:$A$37,1)+1)-INDEX('Mass attenuation coefficients'!$B$2:$B$37,MATCH($C739,'Mass attenuation coefficients'!$A$2:$A$37,1)))/(INDEX('Mass attenuation coefficients'!$A$2:$A$37,MATCH($C739,'Mass attenuation coefficients'!$A$2:$A$37,1)+1)-INDEX('Mass attenuation coefficients'!$A$2:$A$37,MATCH($C739,'Mass attenuation coefficients'!$A$2:$A$37,1)))),0.997*$C739*'Mass attenuation coefficients'!$B$2/'Mass attenuation coefficients'!$A$2)","v":0.171550943565},{"$f":"_xlfn.IFNA(INDEX('Shultis Faw'!$C$2:$C$26,MATCH($C739,'Shultis Faw'!$A$2:$A$26,1))+($C739-INDEX('Shultis Faw'!$A$2:$A$26,MATCH($C739,'Shultis Faw'!$A$2:$A$26,1)))*(INDEX('Shultis Faw'!$C$2:$C$26,MATCH($C739,'Shultis Faw'!$A$2:$A$26,1)+1)-INDEX('Shultis Faw'!$C$2:$C$26,MATCH($C739,'Shultis Faw'!$A$2:$A$26,1)))/(INDEX('Shultis Faw'!$A$2:$A$26,MATCH($C739,'Shultis Faw'!$A$2:$A$26,1)+1)-INDEX('Shultis Faw'!$A$2:$A$26,MATCH($C739,'Shultis Faw'!$A$2:$A$26,1))),$C739*'Shultis Faw'!$C$2/'Shultis Faw'!$A$2)","v":4.7046453400000008},{"$f":"_xlfn.IFNA(INDEX('Shultis Faw'!$D$2:$D$26,MATCH($C739,'Shultis Faw'!$A$2:$A$26,1))+($C739-INDEX('Shultis Faw'!$A$2:$A$26,MATCH($C739,'Shultis Faw'!$A$2:$A$26,1)))*(INDEX('Shultis Faw'!$D$2:$D$26,MATCH($C739,'Shultis Faw'!$A$2:$A$26,1)+1)-INDEX('Shultis Faw'!$D$2:$D$26,MATCH($C739,'Shultis Faw'!$A$2:$A$26,1)))/(INDEX('Shultis Faw'!$A$2:$A$26,MATCH($C739,'Shultis Faw'!$A$2:$A$26,1)+1)-INDEX('Shultis Faw'!$A$2:$A$26,MATCH($C739,'Shultis Faw'!$A$2:$A$26,1))),$C739*'Shultis Faw'!$D$2/'Shultis Faw'!$A$2)","v":2.20396327},{"$f":"_xlfn.IFNA(INDEX('Shultis Faw'!$B$2:$B$26,MATCH($C739,'Shultis Faw'!$A$2:$A$26,1))+($C739-INDEX('Shultis Faw'!$A$2:$A$26,MATCH($C739,'Shultis Faw'!$A$2:$A$26,1)))*(INDEX('Shultis Faw'!$B$2:$B$26,MATCH($C739,'Shultis Faw'!$A$2:$A$26,1)+1)-INDEX('Shultis Faw'!$B$2:$B$26,MATCH($C739,'Shultis Faw'!$A$2:$A$26,1)))/(INDEX('Shultis Faw'!$A$2:$A$26,MATCH($C739,'Shultis Faw'!$A$2:$A$26,1)+1)-INDEX('Shultis Faw'!$A$2:$A$26,MATCH($C739,'Shultis Faw'!$A$2:$A$26,1))),$C739*'Shultis Faw'!$B$2/'Shultis Faw'!$A$2)","v":-0.18410702999999998},{"$f":"_xlfn.IFNA(INDEX('Shultis Faw'!$E$2:$E$26,MATCH($C739,'Shultis Faw'!$A$2:$A$26,1))+($C739-INDEX('Shultis Faw'!$A$2:$A$26,MATCH($C739,'Shultis Faw'!$A$2:$A$26,1)))*(INDEX('Shultis Faw'!$E$2:$E$26,MATCH($C739,'Shultis Faw'!$A$2:$A$26,1)+1)-INDEX('Shultis Faw'!$E$2:$E$26,MATCH($C739,'Shultis Faw'!$A$2:$A$26,1)))/(INDEX('Shultis Faw'!$A$2:$A$26,MATCH($C739,'Shultis Faw'!$A$2:$A$26,1)+1)-INDEX('Shultis Faw'!$A$2:$A$26,MATCH($C739,'Shultis Faw'!$A$2:$A$26,1))),$C739*'Shultis Faw'!$E$2/'Shultis Faw'!$A$2)","v":8.2011076000000002E-2},{"$f":"_xlfn.IFNA(INDEX('Shultis Faw'!$F$2:$F$26,MATCH($C739,'Shultis Faw'!$A$2:$A$26,1))+($C739-INDEX('Shultis Faw'!$A$2:$A$26,MATCH($C739,'Shultis Faw'!$A$2:$A$26,1)))*(INDEX('Shultis Faw'!$F$2:$F$26,MATCH($C739,'Shultis Faw'!$A$2:$A$26,1)+1)-INDEX('Shultis Faw'!$F$2:$F$26,MATCH($C739,'Shultis Faw'!$A$2:$A$26,1)))/(INDEX('Shultis Faw'!$A$2:$A$26,MATCH($C739,'Shultis Faw'!$A$2:$A$26,1)+1)-INDEX('Shultis Faw'!$A$2:$A$26,MATCH($C739,'Shultis Faw'!$A$2:$A$26,1))),$C739*'Shultis Faw'!$F$2/'Shultis Faw'!$A$2)","v":13.3657561},{"$f":"J739*(H739*'Externe blootstelling'!$D$23/2)^K739+L739*(TANH(((H739*'Externe blootstelling'!$D$23)/(2*M739))-2)-TANH(-2))/(1-TANH(-2))","v":1.8526457116027693},{"$f":"IF(N739=1,1+(I739-1)*H739*'Externe blootstelling'!$D$23/2,1+(I739-1)*(N739^(H739*'Externe blootstelling'!$D$23/2)-1)/(N739-1))","v":17.891402646801613},{"$f":"G739*EXP(-H739*'Externe blootstelling'!$D$23/2)*O739","v":1.89376001919806E-2}]
[null," g ",0.1022,1.6352000000000001E-14,7.9999999999999996E-6,{"$f":"_xlfn.IFNA(INDEX('hp (pSv cm2)'!$B$2:$B$52,MATCH($C740,'hp (pSv cm2)'!$A$2:$A$52,1))+($C740-INDEX('hp (pSv cm2)'!$A$2:$A$52,MATCH($C740,'hp (pSv cm2)'!$A$2:$A$52,1)))*(INDEX('hp (pSv cm2)'!$B$2:$B$52,MATCH($C740,'hp (pSv cm2)'!$A$2:$A$52,1)+1)-INDEX('hp (pSv cm2)'!$B$2:$B$52,MATCH($C740,'hp (pSv cm2)'!$A$2:$A$52,1)))/(INDEX('hp (pSv cm2)'!$A$2:$A$52,MATCH($C740,'hp (pSv cm2)'!$A$2:$A$52,1)+1)-INDEX('hp (pSv cm2)'!$A$2:$A$52,MATCH($C740,'hp (pSv cm2)'!$A$2:$A$52,1))),$C740*'hp (pSv cm2)'!$B$2/'hp (pSv cm2)'!$A$2)","v":0.52807599999999999},4.2246079999999995E-6,{"$f":"_xlfn.IFNA(0.997*(INDEX('Mass attenuation coefficients'!$B$2:$B$37,MATCH($C740,'Mass attenuation coefficients'!$A$2:$A$37,1))+($C740-INDEX('Mass attenuation coefficients'!$A$2:$A$37,MATCH($C740,'Mass attenuation coefficients'!$A$2:$A$37,1)))*(INDEX('Mass attenuation coefficients'!$B$2:$B$37,MATCH($C740,'Mass attenuation coefficients'!$A$2:$A$37,1)+1)-INDEX('Mass attenuation coefficients'!$B$2:$B$37,MATCH($C740,'Mass attenuation coefficients'!$A$2:$A$37,1)))/(INDEX('Mass attenuation coefficients'!$A$2:$A$37,MATCH($C740,'Mass attenuation coefficients'!$A$2:$A$37,1)+1)-INDEX('Mass attenuation coefficients'!$A$2:$A$37,MATCH($C740,'Mass attenuation coefficients'!$A$2:$A$37,1)))),0.997*$C740*'Mass attenuation coefficients'!$B$2/'Mass attenuation coefficients'!$A$2)","v":0.1693017664},{"$f":"_xlfn.IFNA(INDEX('Shultis Faw'!$C$2:$C$26,MATCH($C740,'Shultis Faw'!$A$2:$A$26,1))+($C740-INDEX('Shultis Faw'!$A$2:$A$26,MATCH($C740,'Shultis Faw'!$A$2:$A$26,1)))*(INDEX('Shultis Faw'!$C$2:$C$26,MATCH($C740,'Shultis Faw'!$A$2:$A$26,1)+1)-INDEX('Shultis Faw'!$C$2:$C$26,MATCH($C740,'Shultis Faw'!$A$2:$A$26,1)))/(INDEX('Shultis Faw'!$A$2:$A$26,MATCH($C740,'Shultis Faw'!$A$2:$A$26,1)+1)-INDEX('Shultis Faw'!$A$2:$A$26,MATCH($C740,'Shultis Faw'!$A$2:$A$26,1))),$C740*'Shultis Faw'!$C$2/'Shultis Faw'!$A$2)","v":4.6292960000000001},{"$f":"_xlfn.IFNA(INDEX('Shultis Faw'!$D$2:$D$26,MATCH($C740,'Shultis Faw'!$A$2:$A$26,1))+($C740-INDEX('Shultis Faw'!$A$2:$A$26,MATCH($C740,'Shultis Faw'!$A$2:$A$26,1)))*(INDEX('Shultis Faw'!$D$2:$D$26,MATCH($C740,'Shultis Faw'!$A$2:$A$26,1)+1)-INDEX('Shultis Faw'!$D$2:$D$26,MATCH($C740,'Shultis Faw'!$A$2:$A$26,1)))/(INDEX('Shultis Faw'!$A$2:$A$26,MATCH($C740,'Shultis Faw'!$A$2:$A$26,1)+1)-INDEX('Shultis Faw'!$A$2:$A$26,MATCH($C740,'Shultis Faw'!$A$2:$A$26,1))),$C740*'Shultis Faw'!$D$2/'Shultis Faw'!$A$2)","v":2.221924},{"$f":"_xlfn.IFNA(INDEX('Shultis Faw'!$B$2:$B$26,MATCH($C740,'Shultis Faw'!$A$2:$A$26,1))+($C740-INDEX('Shultis Faw'!$A$2:$A$26,MATCH($C740,'Shultis Faw'!$A$2:$A$26,1)))*(INDEX('Shultis Faw'!$B$2:$B$26,MATCH($C740,'Shultis Faw'!$A$2:$A$26,1)+1)-INDEX('Shultis Faw'!$B$2:$B$26,MATCH($C740,'Shultis Faw'!$A$2:$A$26,1)))/(INDEX('Shultis Faw'!$A$2:$A$26,MATCH($C740,'Shultis Faw'!$A$2:$A$26,1)+1)-INDEX('Shultis Faw'!$A$2:$A$26,MATCH($C740,'Shultis Faw'!$A$2:$A$26,1))),$C740*'Shultis Faw'!$B$2/'Shultis Faw'!$A$2)","v":-0.18595600000000001},{"$f":"_xlfn.IFNA(INDEX('Shultis Faw'!$E$2:$E$26,MATCH($C740,'Shultis Faw'!$A$2:$A$26,1))+($C740-INDEX('Shultis Faw'!$A$2:$A$26,MATCH($C740,'Shultis Faw'!$A$2:$A$26,1)))*(INDEX('Shultis Faw'!$E$2:$E$26,MATCH($C740,'Shultis Faw'!$A$2:$A$26,1)+1)-INDEX('Shultis Faw'!$E$2:$E$26,MATCH($C740,'Shultis Faw'!$A$2:$A$26,1)))/(INDEX('Shultis Faw'!$A$2:$A$26,MATCH($C740,'Shultis Faw'!$A$2:$A$26,1)+1)-INDEX('Shultis Faw'!$A$2:$A$26,MATCH($C740,'Shultis Faw'!$A$2:$A$26,1))),$C740*'Shultis Faw'!$E$2/'Shultis Faw'!$A$2)","v":8.238440000000001E-2},{"$f":"_xlfn.IFNA(INDEX('Shultis Faw'!$F$2:$F$26,MATCH($C740,'Shultis Faw'!$A$2:$A$26,1))+($C740-INDEX('Shultis Faw'!$A$2:$A$26,MATCH($C740,'Shultis Faw'!$A$2:$A$26,1)))*(INDEX('Shultis Faw'!$F$2:$F$26,MATCH($C740,'Shultis Faw'!$A$2:$A$26,1)+1)-INDEX('Shultis Faw'!$F$2:$F$26,MATCH($C740,'Shultis Faw'!$A$2:$A$26,1)))/(INDEX('Shultis Faw'!$A$2:$A$26,MATCH($C740,'Shultis Faw'!$A$2:$A$26,1)+1)-INDEX('Shultis Faw'!$A$2:$A$26,MATCH($C740,'Shultis Faw'!$A$2:$A$26,1))),$C740*'Shultis Faw'!$F$2/'Shultis Faw'!$A$2)","v":13.367839999999999},{"$f":"J740*(H740*'Externe blootstelling'!$D$23/2)^K740+L740*(TANH(((H740*'Externe blootstelling'!$D$23)/(2*M740))-2)-TANH(-2))/(1-TANH(-2))","v":1.8690497255243392},{"$f":"IF(N740=1,1+(I740-1)*H740*'Externe blootstelling'!$D$23/2,1+(I740-1)*(N740^(H740*'Externe blootstelling'!$D$23/2)-1)/(N740-1))","v":17.26784572999907},{"$f":"G740*EXP(-H740*'Externe blootstelling'!$D$23/2)*O740","v":5.7560191916967315E-6}]
[null," g ",0.1032,1.6512E-14,6.0000000000000002E-5,{"$f":"_xlfn.IFNA(INDEX('hp (pSv cm2)'!$B$2:$B$52,MATCH($C741,'hp (pSv cm2)'!$A$2:$A$52,1))+($C741-INDEX('hp (pSv cm2)'!$A$2:$A$52,MATCH($C741,'hp (pSv cm2)'!$A$2:$A$52,1)))*(INDEX('hp (pSv cm2)'!$B$2:$B$52,MATCH($C741,'hp (pSv cm2)'!$A$2:$A$52,1)+1)-INDEX('hp (pSv cm2)'!$B$2:$B$52,MATCH($C741,'hp (pSv cm2)'!$A$2:$A$52,1)))/(INDEX('hp (pSv cm2)'!$A$2:$A$52,MATCH($C741,'hp (pSv cm2)'!$A$2:$A$52,1)+1)-INDEX('hp (pSv cm2)'!$A$2:$A$52,MATCH($C741,'hp (pSv cm2)'!$A$2:$A$52,1))),$C741*'hp (pSv cm2)'!$B$2/'hp (pSv cm2)'!$A$2)","v":0.53265600000000002},3.1959360000000002E-5,{"$f":"_xlfn.IFNA(0.997*(INDEX('Mass attenuation coefficients'!$B$2:$B$37,MATCH($C741,'Mass attenuation coefficients'!$A$2:$A$37,1))+($C741-INDEX('Mass attenuation coefficients'!$A$2:$A$37,MATCH($C741,'Mass attenuation coefficients'!$A$2:$A$37,1)))*(INDEX('Mass attenuation coefficients'!$B$2:$B$37,MATCH($C741,'Mass attenuation coefficients'!$A$2:$A$37,1)+1)-INDEX('Mass attenuation coefficients'!$B$2:$B$37,MATCH($C741,'Mass attenuation coefficients'!$A$2:$A$37,1)))/(INDEX('Mass attenuation coefficients'!$A$2:$A$37,MATCH($C741,'Mass attenuation coefficients'!$A$2:$A$37,1)+1)-INDEX('Mass attenuation coefficients'!$A$2:$A$37,MATCH($C741,'Mass attenuation coefficients'!$A$2:$A$37,1)))),0.997*$C741*'Mass attenuation coefficients'!$B$2/'Mass attenuation coefficients'!$A$2)","v":0.16889897839999998},{"$f":"_xlfn.IFNA(INDEX('Shultis Faw'!$C$2:$C$26,MATCH($C741,'Shultis Faw'!$A$2:$A$26,1))+($C741-INDEX('Shultis Faw'!$A$2:$A$26,MATCH($C741,'Shultis Faw'!$A$2:$A$26,1)))*(INDEX('Shultis Faw'!$C$2:$C$26,MATCH($C741,'Shultis Faw'!$A$2:$A$26,1)+1)-INDEX('Shultis Faw'!$C$2:$C$26,MATCH($C741,'Shultis Faw'!$A$2:$A$26,1)))/(INDEX('Shultis Faw'!$A$2:$A$26,MATCH($C741,'Shultis Faw'!$A$2:$A$26,1)+1)-INDEX('Shultis Faw'!$A$2:$A$26,MATCH($C741,'Shultis Faw'!$A$2:$A$26,1))),$C741*'Shultis Faw'!$C$2/'Shultis Faw'!$A$2)","v":4.6139760000000001},{"$f":"_xlfn.IFNA(INDEX('Shultis Faw'!$D$2:$D$26,MATCH($C741,'Shultis Faw'!$A$2:$A$26,1))+($C741-INDEX('Shultis Faw'!$A$2:$A$26,MATCH($C741,'Shultis Faw'!$A$2:$A$26,1)))*(INDEX('Shultis Faw'!$D$2:$D$26,MATCH($C741,'Shultis Faw'!$A$2:$A$26,1)+1)-INDEX('Shultis Faw'!$D$2:$D$26,MATCH($C741,'Shultis Faw'!$A$2:$A$26,1)))/(INDEX('Shultis Faw'!$A$2:$A$26,MATCH($C741,'Shultis Faw'!$A$2:$A$26,1)+1)-INDEX('Shultis Faw'!$A$2:$A$26,MATCH($C741,'Shultis Faw'!$A$2:$A$26,1))),$C741*'Shultis Faw'!$D$2/'Shultis Faw'!$A$2)","v":2.2223440000000001},{"$f":"_xlfn.IFNA(INDEX('Shultis Faw'!$B$2:$B$26,MATCH($C741,'Shultis Faw'!$A$2:$A$26,1))+($C741-INDEX('Shultis Faw'!$A$2:$A$26,MATCH($C741,'Shultis Faw'!$A$2:$A$26,1)))*(INDEX('Shultis Faw'!$B$2:$B$26,MATCH($C741,'Shultis Faw'!$A$2:$A$26,1)+1)-INDEX('Shultis Faw'!$B$2:$B$26,MATCH($C741,'Shultis Faw'!$A$2:$A$26,1)))/(INDEX('Shultis Faw'!$A$2:$A$26,MATCH($C741,'Shultis Faw'!$A$2:$A$26,1)+1)-INDEX('Shultis Faw'!$A$2:$A$26,MATCH($C741,'Shultis Faw'!$A$2:$A$26,1))),$C741*'Shultis Faw'!$B$2/'Shultis Faw'!$A$2)","v":-0.18593599999999999},{"$f":"_xlfn.IFNA(INDEX('Shultis Faw'!$E$2:$E$26,MATCH($C741,'Shultis Faw'!$A$2:$A$26,1))+($C741-INDEX('Shultis Faw'!$A$2:$A$26,MATCH($C741,'Shultis Faw'!$A$2:$A$26,1)))*(INDEX('Shultis Faw'!$E$2:$E$26,MATCH($C741,'Shultis Faw'!$A$2:$A$26,1)+1)-INDEX('Shultis Faw'!$E$2:$E$26,MATCH($C741,'Shultis Faw'!$A$2:$A$26,1)))/(INDEX('Shultis Faw'!$A$2:$A$26,MATCH($C741,'Shultis Faw'!$A$2:$A$26,1)+1)-INDEX('Shultis Faw'!$A$2:$A$26,MATCH($C741,'Shultis Faw'!$A$2:$A$26,1))),$C741*'Shultis Faw'!$E$2/'Shultis Faw'!$A$2)","v":8.228640000000001E-2},{"$f":"_xlfn.IFNA(INDEX('Shultis Faw'!$F$2:$F$26,MATCH($C741,'Shultis Faw'!$A$2:$A$26,1))+($C741-INDEX('Shultis Faw'!$A$2:$A$26,MATCH($C741,'Shultis Faw'!$A$2:$A$26,1)))*(INDEX('Shultis Faw'!$F$2:$F$26,MATCH($C741,'Shultis Faw'!$A$2:$A$26,1)+1)-INDEX('Shultis Faw'!$F$2:$F$26,MATCH($C741,'Shultis Faw'!$A$2:$A$26,1)))/(INDEX('Shultis Faw'!$A$2:$A$26,MATCH($C741,'Shultis Faw'!$A$2:$A$26,1)+1)-INDEX('Shultis Faw'!$A$2:$A$26,MATCH($C741,'Shultis Faw'!$A$2:$A$26,1))),$C741*'Shultis Faw'!$F$2/'Shultis Faw'!$A$2)","v":13.38504},{"$f":"J741*(H741*'Externe blootstelling'!$D$23/2)^K741+L741*(TANH(((H741*'Externe blootstelling'!$D$23)/(2*M741))-2)-TANH(-2))/(1-TANH(-2))","v":1.8702617978851814},{"$f":"IF(N741=1,1+(I741-1)*H741*'Externe blootstelling'!$D$23/2,1+(I741-1)*(N741^(H741*'Externe blootstelling'!$D$23/2)-1)/(N741-1))","v":17.133230631819689},{"$f":"G741*EXP(-H741*'Externe blootstelling'!$D$23/2)*O741","v":4.3466925223039276E-5}]
[null," g ",0.10404000000000001,1.6646400000000002E-14,1.94E-4,{"$f":"_xlfn.IFNA(INDEX('hp (pSv cm2)'!$B$2:$B$52,MATCH($C742,'hp (pSv cm2)'!$A$2:$A$52,1))+($C742-INDEX('hp (pSv cm2)'!$A$2:$A$52,MATCH($C742,'hp (pSv cm2)'!$A$2:$A$52,1)))*(INDEX('hp (pSv cm2)'!$B$2:$B$52,MATCH($C742,'hp (pSv cm2)'!$A$2:$A$52,1)+1)-INDEX('hp (pSv cm2)'!$B$2:$B$52,MATCH($C742,'hp (pSv cm2)'!$A$2:$A$52,1)))/(INDEX('hp (pSv cm2)'!$A$2:$A$52,MATCH($C742,'hp (pSv cm2)'!$A$2:$A$52,1)+1)-INDEX('hp (pSv cm2)'!$A$2:$A$52,MATCH($C742,'hp (pSv cm2)'!$A$2:$A$52,1))),$C742*'hp (pSv cm2)'!$B$2/'hp (pSv cm2)'!$A$2)","v":0.53650320000000007},1.0408162080000001E-4,{"$f":"_xlfn.IFNA(0.997*(INDEX('Mass attenuation coefficients'!$B$2:$B$37,MATCH($C742,'Mass attenuation coefficients'!$A$2:$A$37,1))+($C742-INDEX('Mass attenuation coefficients'!$A$2:$A$37,MATCH($C742,'Mass attenuation coefficients'!$A$2:$A$37,1)))*(INDEX('Mass attenuation coefficients'!$B$2:$B$37,MATCH($C742,'Mass attenuation coefficients'!$A$2:$A$37,1)+1)-INDEX('Mass attenuation coefficients'!$B$2:$B$37,MATCH($C742,'Mass attenuation coefficients'!$A$2:$A$37,1)))/(INDEX('Mass attenuation coefficients'!$A$2:$A$37,MATCH($C742,'Mass attenuation coefficients'!$A$2:$A$37,1)+1)-INDEX('Mass attenuation coefficients'!$A$2:$A$37,MATCH($C742,'Mass attenuation coefficients'!$A$2:$A$37,1)))),0.997*$C742*'Mass attenuation coefficients'!$B$2/'Mass attenuation coefficients'!$A$2)","v":0.16856063648},{"$f":"_xlfn.IFNA(INDEX('Shultis Faw'!$C$2:$C$26,MATCH($C742,'Shultis Faw'!$A$2:$A$26,1))+($C742-INDEX('Shultis Faw'!$A$2:$A$26,MATCH($C742,'Shultis Faw'!$A$2:$A$26,1)))*(INDEX('Shultis Faw'!$C$2:$C$26,MATCH($C742,'Shultis Faw'!$A$2:$A$26,1)+1)-INDEX('Shultis Faw'!$C$2:$C$26,MATCH($C742,'Shultis Faw'!$A$2:$A$26,1)))/(INDEX('Shultis Faw'!$A$2:$A$26,MATCH($C742,'Shultis Faw'!$A$2:$A$26,1)+1)-INDEX('Shultis Faw'!$A$2:$A$26,MATCH($C742,'Shultis Faw'!$A$2:$A$26,1))),$C742*'Shultis Faw'!$C$2/'Shultis Faw'!$A$2)","v":4.6011072000000004},{"$f":"_xlfn.IFNA(INDEX('Shultis Faw'!$D$2:$D$26,MATCH($C742,'Shultis Faw'!$A$2:$A$26,1))+($C742-INDEX('Shultis Faw'!$A$2:$A$26,MATCH($C742,'Shultis Faw'!$A$2:$A$26,1)))*(INDEX('Shultis Faw'!$D$2:$D$26,MATCH($C742,'Shultis Faw'!$A$2:$A$26,1)+1)-INDEX('Shultis Faw'!$D$2:$D$26,MATCH($C742,'Shultis Faw'!$A$2:$A$26,1)))/(INDEX('Shultis Faw'!$A$2:$A$26,MATCH($C742,'Shultis Faw'!$A$2:$A$26,1)+1)-INDEX('Shultis Faw'!$A$2:$A$26,MATCH($C742,'Shultis Faw'!$A$2:$A$26,1))),$C742*'Shultis Faw'!$D$2/'Shultis Faw'!$A$2)","v":2.2226968},{"$f":"_xlfn.IFNA(INDEX('Shultis Faw'!$B$2:$B$26,MATCH($C742,'Shultis Faw'!$A$2:$A$26,1))+($C742-INDEX('Shultis Faw'!$A$2:$A$26,MATCH($C742,'Shultis Faw'!$A$2:$A$26,1)))*(INDEX('Shultis Faw'!$B$2:$B$26,MATCH($C742,'Shultis Faw'!$A$2:$A$26,1)+1)-INDEX('Shultis Faw'!$B$2:$B$26,MATCH($C742,'Shultis Faw'!$A$2:$A$26,1)))/(INDEX('Shultis Faw'!$A$2:$A$26,MATCH($C742,'Shultis Faw'!$A$2:$A$26,1)+1)-INDEX('Shultis Faw'!$A$2:$A$26,MATCH($C742,'Shultis Faw'!$A$2:$A$26,1))),$C742*'Shultis Faw'!$B$2/'Shultis Faw'!$A$2)","v":-0.18591920000000001},{"$f":"_xlfn.IFNA(INDEX('Shultis Faw'!$E$2:$E$26,MATCH($C742,'Shultis Faw'!$A$2:$A$26,1))+($C742-INDEX('Shultis Faw'!$A$2:$A$26,MATCH($C742,'Shultis Faw'!$A$2:$A$26,1)))*(INDEX('Shultis Faw'!$E$2:$E$26,MATCH($C742,'Shultis Faw'!$A$2:$A$26,1)+1)-INDEX('Shultis Faw'!$E$2:$E$26,MATCH($C742,'Shultis Faw'!$A$2:$A$26,1)))/(INDEX('Shultis Faw'!$A$2:$A$26,MATCH($C742,'Shultis Faw'!$A$2:$A$26,1)+1)-INDEX('Shultis Faw'!$A$2:$A$26,MATCH($C742,'Shultis Faw'!$A$2:$A$26,1))),$C742*'Shultis Faw'!$E$2/'Shultis Faw'!$A$2)","v":8.2204080000000013E-2},{"$f":"_xlfn.IFNA(INDEX('Shultis Faw'!$F$2:$F$26,MATCH($C742,'Shultis Faw'!$A$2:$A$26,1))+($C742-INDEX('Shultis Faw'!$A$2:$A$26,MATCH($C742,'Shultis Faw'!$A$2:$A$26,1)))*(INDEX('Shultis Faw'!$F$2:$F$26,MATCH($C742,'Shultis Faw'!$A$2:$A$26,1)+1)-INDEX('Shultis Faw'!$F$2:$F$26,MATCH($C742,'Shultis Faw'!$A$2:$A$26,1)))/(INDEX('Shultis Faw'!$A$2:$A$26,MATCH($C742,'Shultis Faw'!$A$2:$A$26,1)+1)-INDEX('Shultis Faw'!$A$2:$A$26,MATCH($C742,'Shultis Faw'!$A$2:$A$26,1))),$C742*'Shultis Faw'!$F$2/'Shultis Faw'!$A$2)","v":13.399488},{"$f":"J742*(H742*'Externe blootstelling'!$D$23/2)^K742+L742*(TANH(((H742*'Externe blootstelling'!$D$23)/(2*M742))-2)-TANH(-2))/(1-TANH(-2))","v":1.871281903176196},{"$f":"IF(N742=1,1+(I742-1)*H742*'Externe blootstelling'!$D$23/2,1+(I742-1)*(N742^(H742*'Externe blootstelling'!$D$23/2)-1)/(N742-1))","v":17.020677347330878},{"$f":"G742*EXP(-H742*'Externe blootstelling'!$D$23/2)*O742","v":1.4134373760911939E-4}]
[null," g ",0.10678,1.7084799999999999E-14,2.3300000000000003E-4,{"$f":"_xlfn.IFNA(INDEX('hp (pSv cm2)'!$B$2:$B$52,MATCH($C743,'hp (pSv cm2)'!$A$2:$A$52,1))+($C743-INDEX('hp (pSv cm2)'!$A$2:$A$52,MATCH($C743,'hp (pSv cm2)'!$A$2:$A$52,1)))*(INDEX('hp (pSv cm2)'!$B$2:$B$52,MATCH($C743,'hp (pSv cm2)'!$A$2:$A$52,1)+1)-INDEX('hp (pSv cm2)'!$B$2:$B$52,MATCH($C743,'hp (pSv cm2)'!$A$2:$A$52,1)))/(INDEX('hp (pSv cm2)'!$A$2:$A$52,MATCH($C743,'hp (pSv cm2)'!$A$2:$A$52,1)+1)-INDEX('hp (pSv cm2)'!$A$2:$A$52,MATCH($C743,'hp (pSv cm2)'!$A$2:$A$52,1))),$C743*'hp (pSv cm2)'!$B$2/'hp (pSv cm2)'!$A$2)","v":0.5490524},1.279292092E-4,{"$f":"_xlfn.IFNA(0.997*(INDEX('Mass attenuation coefficients'!$B$2:$B$37,MATCH($C743,'Mass attenuation coefficients'!$A$2:$A$37,1))+($C743-INDEX('Mass attenuation coefficients'!$A$2:$A$37,MATCH($C743,'Mass attenuation coefficients'!$A$2:$A$37,1)))*(INDEX('Mass attenuation coefficients'!$B$2:$B$37,MATCH($C743,'Mass attenuation coefficients'!$A$2:$A$37,1)+1)-INDEX('Mass attenuation coefficients'!$B$2:$B$37,MATCH($C743,'Mass attenuation coefficients'!$A$2:$A$37,1)))/(INDEX('Mass attenuation coefficients'!$A$2:$A$37,MATCH($C743,'Mass attenuation coefficients'!$A$2:$A$37,1)+1)-INDEX('Mass attenuation coefficients'!$A$2:$A$37,MATCH($C743,'Mass attenuation coefficients'!$A$2:$A$37,1)))),0.997*$C743*'Mass attenuation coefficients'!$B$2/'Mass attenuation coefficients'!$A$2)","v":0.16745699735999997},{"$f":"_xlfn.IFNA(INDEX('Shultis Faw'!$C$2:$C$26,MATCH($C743,'Shultis Faw'!$A$2:$A$26,1))+($C743-INDEX('Shultis Faw'!$A$2:$A$26,MATCH($C743,'Shultis Faw'!$A$2:$A$26,1)))*(INDEX('Shultis Faw'!$C$2:$C$26,MATCH($C743,'Shultis Faw'!$A$2:$A$26,1)+1)-INDEX('Shultis Faw'!$C$2:$C$26,MATCH($C743,'Shultis Faw'!$A$2:$A$26,1)))/(INDEX('Shultis Faw'!$A$2:$A$26,MATCH($C743,'Shultis Faw'!$A$2:$A$26,1)+1)-INDEX('Shultis Faw'!$A$2:$A$26,MATCH($C743,'Shultis Faw'!$A$2:$A$26,1))),$C743*'Shultis Faw'!$C$2/'Shultis Faw'!$A$2)","v":4.5591303999999999},{"$f":"_xlfn.IFNA(INDEX('Shultis Faw'!$D$2:$D$26,MATCH($C743,'Shultis Faw'!$A$2:$A$26,1))+($C743-INDEX('Shultis Faw'!$A$2:$A$26,MATCH($C743,'Shultis Faw'!$A$2:$A$26,1)))*(INDEX('Shultis Faw'!$D$2:$D$26,MATCH($C743,'Shultis Faw'!$A$2:$A$26,1)+1)-INDEX('Shultis Faw'!$D$2:$D$26,MATCH($C743,'Shultis Faw'!$A$2:$A$26,1)))/(INDEX('Shultis Faw'!$A$2:$A$26,MATCH($C743,'Shultis Faw'!$A$2:$A$26,1)+1)-INDEX('Shultis Faw'!$A$2:$A$26,MATCH($C743,'Shultis Faw'!$A$2:$A$26,1))),$C743*'Shultis Faw'!$D$2/'Shultis Faw'!$A$2)","v":2.2238476},{"$f":"_xlfn.IFNA(INDEX('Shultis Faw'!$B$2:$B$26,MATCH($C743,'Shultis Faw'!$A$2:$A$26,1))+($C743-INDEX('Shultis Faw'!$A$2:$A$26,MATCH($C743,'Shultis Faw'!$A$2:$A$26,1)))*(INDEX('Shultis Faw'!$B$2:$B$26,MATCH($C743,'Shultis Faw'!$A$2:$A$26,1)+1)-INDEX('Shultis Faw'!$B$2:$B$26,MATCH($C743,'Shultis Faw'!$A$2:$A$26,1)))/(INDEX('Shultis Faw'!$A$2:$A$26,MATCH($C743,'Shultis Faw'!$A$2:$A$26,1)+1)-INDEX('Shultis Faw'!$A$2:$A$26,MATCH($C743,'Shultis Faw'!$A$2:$A$26,1))),$C743*'Shultis Faw'!$B$2/'Shultis Faw'!$A$2)","v":-0.18586439999999999},{"$f":"_xlfn.IFNA(INDEX('Shultis Faw'!$E$2:$E$26,MATCH($C743,'Shultis Faw'!$A$2:$A$26,1))+($C743-INDEX('Shultis Faw'!$A$2:$A$26,MATCH($C743,'Shultis Faw'!$A$2:$A$26,1)))*(INDEX('Shultis Faw'!$E$2:$E$26,MATCH($C743,'Shultis Faw'!$A$2:$A$26,1)+1)-INDEX('Shultis Faw'!$E$2:$E$26,MATCH($C743,'Shultis Faw'!$A$2:$A$26,1)))/(INDEX('Shultis Faw'!$A$2:$A$26,MATCH($C743,'Shultis Faw'!$A$2:$A$26,1)+1)-INDEX('Shultis Faw'!$A$2:$A$26,MATCH($C743,'Shultis Faw'!$A$2:$A$26,1))),$C743*'Shultis Faw'!$E$2/'Shultis Faw'!$A$2)","v":8.1935560000000004E-2},{"$f":"_xlfn.IFNA(INDEX('Shultis Faw'!$F$2:$F$26,MATCH($C743,'Shultis Faw'!$A$2:$A$26,1))+($C743-INDEX('Shultis Faw'!$A$2:$A$26,MATCH($C743,'Shultis Faw'!$A$2:$A$26,1)))*(INDEX('Shultis Faw'!$F$2:$F$26,MATCH($C743,'Shultis Faw'!$A$2:$A$26,1)+1)-INDEX('Shultis Faw'!$F$2:$F$26,MATCH($C743,'Shultis Faw'!$A$2:$A$26,1)))/(INDEX('Shultis Faw'!$A$2:$A$26,MATCH($C743,'Shultis Faw'!$A$2:$A$26,1)+1)-INDEX('Shultis Faw'!$A$2:$A$26,MATCH($C743,'Shultis Faw'!$A$2:$A$26,1))),$C743*'Shultis Faw'!$F$2/'Shultis Faw'!$A$2)","v":13.446616000000001},{"$f":"J743*(H743*'Externe blootstelling'!$D$23/2)^K743+L743*(TANH(((H743*'Externe blootstelling'!$D$23)/(2*M743))-2)-TANH(-2))/(1-TANH(-2))","v":1.8746219523372247},{"$f":"IF(N743=1,1+(I743-1)*H743*'Externe blootstelling'!$D$23/2,1+(I743-1)*(N743^(H743*'Externe blootstelling'!$D$23/2)-1)/(N743-1))","v":16.656851578474381},{"$f":"G743*EXP(-H743*'Externe blootstelling'!$D$23/2)*O743","v":1.728533825403403E-4}]
[null," g ",0.1085,1.7359999999999998E-14,6.0000000000000002E-5,{"$f":"_xlfn.IFNA(INDEX('hp (pSv cm2)'!$B$2:$B$52,MATCH($C744,'hp (pSv cm2)'!$A$2:$A$52,1))+($C744-INDEX('hp (pSv cm2)'!$A$2:$A$52,MATCH($C744,'hp (pSv cm2)'!$A$2:$A$52,1)))*(INDEX('hp (pSv cm2)'!$B$2:$B$52,MATCH($C744,'hp (pSv cm2)'!$A$2:$A$52,1)+1)-INDEX('hp (pSv cm2)'!$B$2:$B$52,MATCH($C744,'hp (pSv cm2)'!$A$2:$A$52,1)))/(INDEX('hp (pSv cm2)'!$A$2:$A$52,MATCH($C744,'hp (pSv cm2)'!$A$2:$A$52,1)+1)-INDEX('hp (pSv cm2)'!$A$2:$A$52,MATCH($C744,'hp (pSv cm2)'!$A$2:$A$52,1))),$C744*'hp (pSv cm2)'!$B$2/'hp (pSv cm2)'!$A$2)","v":0.55693000000000004},3.3415800000000006E-5,{"$f":"_xlfn.IFNA(0.997*(INDEX('Mass attenuation coefficients'!$B$2:$B$37,MATCH($C744,'Mass attenuation coefficients'!$A$2:$A$37,1))+($C744-INDEX('Mass attenuation coefficients'!$A$2:$A$37,MATCH($C744,'Mass attenuation coefficients'!$A$2:$A$37,1)))*(INDEX('Mass attenuation coefficients'!$B$2:$B$37,MATCH($C744,'Mass attenuation coefficients'!$A$2:$A$37,1)+1)-INDEX('Mass attenuation coefficients'!$B$2:$B$37,MATCH($C744,'Mass attenuation coefficients'!$A$2:$A$37,1)))/(INDEX('Mass attenuation coefficients'!$A$2:$A$37,MATCH($C744,'Mass attenuation coefficients'!$A$2:$A$37,1)+1)-INDEX('Mass attenuation coefficients'!$A$2:$A$37,MATCH($C744,'Mass attenuation coefficients'!$A$2:$A$37,1)))),0.997*$C744*'Mass attenuation coefficients'!$B$2/'Mass attenuation coefficients'!$A$2)","v":0.166764202},{"$f":"_xlfn.IFNA(INDEX('Shultis Faw'!$C$2:$C$26,MATCH($C744,'Shultis Faw'!$A$2:$A$26,1))+($C744-INDEX('Shultis Faw'!$A$2:$A$26,MATCH($C744,'Shultis Faw'!$A$2:$A$26,1)))*(INDEX('Shultis Faw'!$C$2:$C$26,MATCH($C744,'Shultis Faw'!$A$2:$A$26,1)+1)-INDEX('Shultis Faw'!$C$2:$C$26,MATCH($C744,'Shultis Faw'!$A$2:$A$26,1)))/(INDEX('Shultis Faw'!$A$2:$A$26,MATCH($C744,'Shultis Faw'!$A$2:$A$26,1)+1)-INDEX('Shultis Faw'!$A$2:$A$26,MATCH($C744,'Shultis Faw'!$A$2:$A$26,1))),$C744*'Shultis Faw'!$C$2/'Shultis Faw'!$A$2)","v":4.5327799999999998},{"$f":"_xlfn.IFNA(INDEX('Shultis Faw'!$D$2:$D$26,MATCH($C744,'Shultis Faw'!$A$2:$A$26,1))+($C744-INDEX('Shultis Faw'!$A$2:$A$26,MATCH($C744,'Shultis Faw'!$A$2:$A$26,1)))*(INDEX('Shultis Faw'!$D$2:$D$26,MATCH($C744,'Shultis Faw'!$A$2:$A$26,1)+1)-INDEX('Shultis Faw'!$D$2:$D$26,MATCH($C744,'Shultis Faw'!$A$2:$A$26,1)))/(INDEX('Shultis Faw'!$A$2:$A$26,MATCH($C744,'Shultis Faw'!$A$2:$A$26,1)+1)-INDEX('Shultis Faw'!$A$2:$A$26,MATCH($C744,'Shultis Faw'!$A$2:$A$26,1))),$C744*'Shultis Faw'!$D$2/'Shultis Faw'!$A$2)","v":2.2245699999999999},{"$f":"_xlfn.IFNA(INDEX('Shultis Faw'!$B$2:$B$26,MATCH($C744,'Shultis Faw'!$A$2:$A$26,1))+($C744-INDEX('Shultis Faw'!$A$2:$A$26,MATCH($C744,'Shultis Faw'!$A$2:$A$26,1)))*(INDEX('Shultis Faw'!$B$2:$B$26,MATCH($C744,'Shultis Faw'!$A$2:$A$26,1)+1)-INDEX('Shultis Faw'!$B$2:$B$26,MATCH($C744,'Shultis Faw'!$A$2:$A$26,1)))/(INDEX('Shultis Faw'!$A$2:$A$26,MATCH($C744,'Shultis Faw'!$A$2:$A$26,1)+1)-INDEX('Shultis Faw'!$A$2:$A$26,MATCH($C744,'Shultis Faw'!$A$2:$A$26,1))),$C744*'Shultis Faw'!$B$2/'Shultis Faw'!$A$2)","v":-0.18583},{"$f":"_xlfn.IFNA(INDEX('Shultis Faw'!$E$2:$E$26,MATCH($C744,'Shultis Faw'!$A$2:$A$26,1))+($C744-INDEX('Shultis Faw'!$A$2:$A$26,MATCH($C744,'Shultis Faw'!$A$2:$A$26,1)))*(INDEX('Shultis Faw'!$E$2:$E$26,MATCH($C744,'Shultis Faw'!$A$2:$A$26,1)+1)-INDEX('Shultis Faw'!$E$2:$E$26,MATCH($C744,'Shultis Faw'!$A$2:$A$26,1)))/(INDEX('Shultis Faw'!$A$2:$A$26,MATCH($C744,'Shultis Faw'!$A$2:$A$26,1)+1)-INDEX('Shultis Faw'!$A$2:$A$26,MATCH($C744,'Shultis Faw'!$A$2:$A$26,1))),$C744*'Shultis Faw'!$E$2/'Shultis Faw'!$A$2)","v":8.1767000000000006E-2},{"$f":"_xlfn.IFNA(INDEX('Shultis Faw'!$F$2:$F$26,MATCH($C744,'Shultis Faw'!$A$2:$A$26,1))+($C744-INDEX('Shultis Faw'!$A$2:$A$26,MATCH($C744,'Shultis Faw'!$A$2:$A$26,1)))*(INDEX('Shultis Faw'!$F$2:$F$26,MATCH($C744,'Shultis Faw'!$A$2:$A$26,1)+1)-INDEX('Shultis Faw'!$F$2:$F$26,MATCH($C744,'Shultis Faw'!$A$2:$A$26,1)))/(INDEX('Shultis Faw'!$A$2:$A$26,MATCH($C744,'Shultis Faw'!$A$2:$A$26,1)+1)-INDEX('Shultis Faw'!$A$2:$A$26,MATCH($C744,'Shultis Faw'!$A$2:$A$26,1))),$C744*'Shultis Faw'!$F$2/'Shultis Faw'!$A$2)","v":13.4762},{"$f":"J744*(H744*'Externe blootstelling'!$D$23/2)^K744+L744*(TANH(((H744*'Externe blootstelling'!$D$23)/(2*M744))-2)-TANH(-2))/(1-TANH(-2))","v":1.8767285372660119},{"$f":"IF(N744=1,1+(I744-1)*H744*'Externe blootstelling'!$D$23/2,1+(I744-1)*(N744^(H744*'Externe blootstelling'!$D$23/2)-1)/(N744-1))","v":16.431046370515691},{"$f":"G744*EXP(-H744*'Externe blootstelling'!$D$23/2)*O744","v":4.5003417378071194E-5}]
[null," g ",0.110856,1.773696E-14,5.8E-4,{"$f":"_xlfn.IFNA(INDEX('hp (pSv cm2)'!$B$2:$B$52,MATCH($C745,'hp (pSv cm2)'!$A$2:$A$52,1))+($C745-INDEX('hp (pSv cm2)'!$A$2:$A$52,MATCH($C745,'hp (pSv cm2)'!$A$2:$A$52,1)))*(INDEX('hp (pSv cm2)'!$B$2:$B$52,MATCH($C745,'hp (pSv cm2)'!$A$2:$A$52,1)+1)-INDEX('hp (pSv cm2)'!$B$2:$B$52,MATCH($C745,'hp (pSv cm2)'!$A$2:$A$52,1)))/(INDEX('hp (pSv cm2)'!$A$2:$A$52,MATCH($C745,'hp (pSv cm2)'!$A$2:$A$52,1)+1)-INDEX('hp (pSv cm2)'!$A$2:$A$52,MATCH($C745,'hp (pSv cm2)'!$A$2:$A$52,1))),$C745*'hp (pSv cm2)'!$B$2/'hp (pSv cm2)'!$A$2)","v":0.56772047999999997},3.2927787839999998E-4,{"$f":"_xlfn.IFNA(0.997*(INDEX('Mass attenuation coefficients'!$B$2:$B$37,MATCH($C745,'Mass attenuation coefficients'!$A$2:$A$37,1))+($C745-INDEX('Mass attenuation coefficients'!$A$2:$A$37,MATCH($C745,'Mass attenuation coefficients'!$A$2:$A$37,1)))*(INDEX('Mass attenuation coefficients'!$B$2:$B$37,MATCH($C745,'Mass attenuation coefficients'!$A$2:$A$37,1)+1)-INDEX('Mass attenuation coefficients'!$B$2:$B$37,MATCH($C745,'Mass attenuation coefficients'!$A$2:$A$37,1)))/(INDEX('Mass attenuation coefficients'!$A$2:$A$37,MATCH($C745,'Mass attenuation coefficients'!$A$2:$A$37,1)+1)-INDEX('Mass attenuation coefficients'!$A$2:$A$37,MATCH($C745,'Mass attenuation coefficients'!$A$2:$A$37,1)))),0.997*$C745*'Mass attenuation coefficients'!$B$2/'Mass attenuation coefficients'!$A$2)","v":0.165815233472},{"$f":"_xlfn.IFNA(INDEX('Shultis Faw'!$C$2:$C$26,MATCH($C745,'Shultis Faw'!$A$2:$A$26,1))+($C745-INDEX('Shultis Faw'!$A$2:$A$26,MATCH($C745,'Shultis Faw'!$A$2:$A$26,1)))*(INDEX('Shultis Faw'!$C$2:$C$26,MATCH($C745,'Shultis Faw'!$A$2:$A$26,1)+1)-INDEX('Shultis Faw'!$C$2:$C$26,MATCH($C745,'Shultis Faw'!$A$2:$A$26,1)))/(INDEX('Shultis Faw'!$A$2:$A$26,MATCH($C745,'Shultis Faw'!$A$2:$A$26,1)+1)-INDEX('Shultis Faw'!$A$2:$A$26,MATCH($C745,'Shultis Faw'!$A$2:$A$26,1))),$C745*'Shultis Faw'!$C$2/'Shultis Faw'!$A$2)","v":4.4966860799999999},{"$f":"_xlfn.IFNA(INDEX('Shultis Faw'!$D$2:$D$26,MATCH($C745,'Shultis Faw'!$A$2:$A$26,1))+($C745-INDEX('Shultis Faw'!$A$2:$A$26,MATCH($C745,'Shultis Faw'!$A$2:$A$26,1)))*(INDEX('Shultis Faw'!$D$2:$D$26,MATCH($C745,'Shultis Faw'!$A$2:$A$26,1)+1)-INDEX('Shultis Faw'!$D$2:$D$26,MATCH($C745,'Shultis Faw'!$A$2:$A$26,1)))/(INDEX('Shultis Faw'!$A$2:$A$26,MATCH($C745,'Shultis Faw'!$A$2:$A$26,1)+1)-INDEX('Shultis Faw'!$A$2:$A$26,MATCH($C745,'Shultis Faw'!$A$2:$A$26,1))),$C745*'Shultis Faw'!$D$2/'Shultis Faw'!$A$2)","v":2.22555952},{"$f":"_xlfn.IFNA(INDEX('Shultis Faw'!$B$2:$B$26,MATCH($C745,'Shultis Faw'!$A$2:$A$26,1))+($C745-INDEX('Shultis Faw'!$A$2:$A$26,MATCH($C745,'Shultis Faw'!$A$2:$A$26,1)))*(INDEX('Shultis Faw'!$B$2:$B$26,MATCH($C745,'Shultis Faw'!$A$2:$A$26,1)+1)-INDEX('Shultis Faw'!$B$2:$B$26,MATCH($C745,'Shultis Faw'!$A$2:$A$26,1)))/(INDEX('Shultis Faw'!$A$2:$A$26,MATCH($C745,'Shultis Faw'!$A$2:$A$26,1)+1)-INDEX('Shultis Faw'!$A$2:$A$26,MATCH($C745,'Shultis Faw'!$A$2:$A$26,1))),$C745*'Shultis Faw'!$B$2/'Shultis Faw'!$A$2)","v":-0.18578288000000001},{"$f":"_xlfn.IFNA(INDEX('Shultis Faw'!$E$2:$E$26,MATCH($C745,'Shultis Faw'!$A$2:$A$26,1))+($C745-INDEX('Shultis Faw'!$A$2:$A$26,MATCH($C745,'Shultis Faw'!$A$2:$A$26,1)))*(INDEX('Shultis Faw'!$E$2:$E$26,MATCH($C745,'Shultis Faw'!$A$2:$A$26,1)+1)-INDEX('Shultis Faw'!$E$2:$E$26,MATCH($C745,'Shultis Faw'!$A$2:$A$26,1)))/(INDEX('Shultis Faw'!$A$2:$A$26,MATCH($C745,'Shultis Faw'!$A$2:$A$26,1)+1)-INDEX('Shultis Faw'!$A$2:$A$26,MATCH($C745,'Shultis Faw'!$A$2:$A$26,1))),$C745*'Shultis Faw'!$E$2/'Shultis Faw'!$A$2)","v":8.1536112000000008E-2},{"$f":"_xlfn.IFNA(INDEX('Shultis Faw'!$F$2:$F$26,MATCH($C745,'Shultis Faw'!$A$2:$A$26,1))+($C745-INDEX('Shultis Faw'!$A$2:$A$26,MATCH($C745,'Shultis Faw'!$A$2:$A$26,1)))*(INDEX('Shultis Faw'!$F$2:$F$26,MATCH($C745,'Shultis Faw'!$A$2:$A$26,1)+1)-INDEX('Shultis Faw'!$F$2:$F$26,MATCH($C745,'Shultis Faw'!$A$2:$A$26,1)))/(INDEX('Shultis Faw'!$A$2:$A$26,MATCH($C745,'Shultis Faw'!$A$2:$A$26,1)+1)-INDEX('Shultis Faw'!$A$2:$A$26,MATCH($C745,'Shultis Faw'!$A$2:$A$26,1))),$C745*'Shultis Faw'!$F$2/'Shultis Faw'!$A$2)","v":13.516723199999999},{"$f":"J745*(H745*'Externe blootstelling'!$D$23/2)^K745+L745*(TANH(((H745*'Externe blootstelling'!$D$23)/(2*M745))-2)-TANH(-2))/(1-TANH(-2))","v":1.8796266187910187},{"$f":"IF(N745=1,1+(I745-1)*H745*'Externe blootstelling'!$D$23/2,1+(I745-1)*(N745^(H745*'Externe blootstelling'!$D$23/2)-1)/(N745-1))","v":16.124963714351161},{"$f":"G745*EXP(-H745*'Externe blootstelling'!$D$23/2)*O745","v":4.4144000412030027E-4}]
[null," g ",0.1147,1.8351999999999998E-14,1E-4,{"$f":"_xlfn.IFNA(INDEX('hp (pSv cm2)'!$B$2:$B$52,MATCH($C746,'hp (pSv cm2)'!$A$2:$A$52,1))+($C746-INDEX('hp (pSv cm2)'!$A$2:$A$52,MATCH($C746,'hp (pSv cm2)'!$A$2:$A$52,1)))*(INDEX('hp (pSv cm2)'!$B$2:$B$52,MATCH($C746,'hp (pSv cm2)'!$A$2:$A$52,1)+1)-INDEX('hp (pSv cm2)'!$B$2:$B$52,MATCH($C746,'hp (pSv cm2)'!$A$2:$A$52,1)))/(INDEX('hp (pSv cm2)'!$A$2:$A$52,MATCH($C746,'hp (pSv cm2)'!$A$2:$A$52,1)+1)-INDEX('hp (pSv cm2)'!$A$2:$A$52,MATCH($C746,'hp (pSv cm2)'!$A$2:$A$52,1))),$C746*'hp (pSv cm2)'!$B$2/'hp (pSv cm2)'!$A$2)","v":0.58532600000000001},5.8532600000000003E-5,{"$f":"_xlfn.IFNA(0.997*(INDEX('Mass attenuation coefficients'!$B$2:$B$37,MATCH($C746,'Mass attenuation coefficients'!$A$2:$A$37,1))+($C746-INDEX('Mass attenuation coefficients'!$A$2:$A$37,MATCH($C746,'Mass attenuation coefficients'!$A$2:$A$37,1)))*(INDEX('Mass attenuation coefficients'!$B$2:$B$37,MATCH($C746,'Mass attenuation coefficients'!$A$2:$A$37,1)+1)-INDEX('Mass attenuation coefficients'!$B$2:$B$37,MATCH($C746,'Mass attenuation coefficients'!$A$2:$A$37,1)))/(INDEX('Mass attenuation coefficients'!$A$2:$A$37,MATCH($C746,'Mass attenuation coefficients'!$A$2:$A$37,1)+1)-INDEX('Mass attenuation coefficients'!$A$2:$A$37,MATCH($C746,'Mass attenuation coefficients'!$A$2:$A$37,1)))),0.997*$C746*'Mass attenuation coefficients'!$B$2/'Mass attenuation coefficients'!$A$2)","v":0.16426691639999999},{"$f":"_xlfn.IFNA(INDEX('Shultis Faw'!$C$2:$C$26,MATCH($C746,'Shultis Faw'!$A$2:$A$26,1))+($C746-INDEX('Shultis Faw'!$A$2:$A$26,MATCH($C746,'Shultis Faw'!$A$2:$A$26,1)))*(INDEX('Shultis Faw'!$C$2:$C$26,MATCH($C746,'Shultis Faw'!$A$2:$A$26,1)+1)-INDEX('Shultis Faw'!$C$2:$C$26,MATCH($C746,'Shultis Faw'!$A$2:$A$26,1)))/(INDEX('Shultis Faw'!$A$2:$A$26,MATCH($C746,'Shultis Faw'!$A$2:$A$26,1)+1)-INDEX('Shultis Faw'!$A$2:$A$26,MATCH($C746,'Shultis Faw'!$A$2:$A$26,1))),$C746*'Shultis Faw'!$C$2/'Shultis Faw'!$A$2)","v":4.4377960000000005},{"$f":"_xlfn.IFNA(INDEX('Shultis Faw'!$D$2:$D$26,MATCH($C746,'Shultis Faw'!$A$2:$A$26,1))+($C746-INDEX('Shultis Faw'!$A$2:$A$26,MATCH($C746,'Shultis Faw'!$A$2:$A$26,1)))*(INDEX('Shultis Faw'!$D$2:$D$26,MATCH($C746,'Shultis Faw'!$A$2:$A$26,1)+1)-INDEX('Shultis Faw'!$D$2:$D$26,MATCH($C746,'Shultis Faw'!$A$2:$A$26,1)))/(INDEX('Shultis Faw'!$A$2:$A$26,MATCH($C746,'Shultis Faw'!$A$2:$A$26,1)+1)-INDEX('Shultis Faw'!$A$2:$A$26,MATCH($C746,'Shultis Faw'!$A$2:$A$26,1))),$C746*'Shultis Faw'!$D$2/'Shultis Faw'!$A$2)","v":2.2271740000000002},{"$f":"_xlfn.IFNA(INDEX('Shultis Faw'!$B$2:$B$26,MATCH($C746,'Shultis Faw'!$A$2:$A$26,1))+($C746-INDEX('Shultis Faw'!$A$2:$A$26,MATCH($C746,'Shultis Faw'!$A$2:$A$26,1)))*(INDEX('Shultis Faw'!$B$2:$B$26,MATCH($C746,'Shultis Faw'!$A$2:$A$26,1)+1)-INDEX('Shultis Faw'!$B$2:$B$26,MATCH($C746,'Shultis Faw'!$A$2:$A$26,1)))/(INDEX('Shultis Faw'!$A$2:$A$26,MATCH($C746,'Shultis Faw'!$A$2:$A$26,1)+1)-INDEX('Shultis Faw'!$A$2:$A$26,MATCH($C746,'Shultis Faw'!$A$2:$A$26,1))),$C746*'Shultis Faw'!$B$2/'Shultis Faw'!$A$2)","v":-0.18570600000000001},{"$f":"_xlfn.IFNA(INDEX('Shultis Faw'!$E$2:$E$26,MATCH($C746,'Shultis Faw'!$A$2:$A$26,1))+($C746-INDEX('Shultis Faw'!$A$2:$A$26,MATCH($C746,'Shultis Faw'!$A$2:$A$26,1)))*(INDEX('Shultis Faw'!$E$2:$E$26,MATCH($C746,'Shultis Faw'!$A$2:$A$26,1)+1)-INDEX('Shultis Faw'!$E$2:$E$26,MATCH($C746,'Shultis Faw'!$A$2:$A$26,1)))/(INDEX('Shultis Faw'!$A$2:$A$26,MATCH($C746,'Shultis Faw'!$A$2:$A$26,1)+1)-INDEX('Shultis Faw'!$A$2:$A$26,MATCH($C746,'Shultis Faw'!$A$2:$A$26,1))),$C746*'Shultis Faw'!$E$2/'Shultis Faw'!$A$2)","v":8.1159400000000007E-2},{"$f":"_xlfn.IFNA(INDEX('Shultis Faw'!$F$2:$F$26,MATCH($C746,'Shultis Faw'!$A$2:$A$26,1))+($C746-INDEX('Shultis Faw'!$A$2:$A$26,MATCH($C746,'Shultis Faw'!$A$2:$A$26,1)))*(INDEX('Shultis Faw'!$F$2:$F$26,MATCH($C746,'Shultis Faw'!$A$2:$A$26,1)+1)-INDEX('Shultis Faw'!$F$2:$F$26,MATCH($C746,'Shultis Faw'!$A$2:$A$26,1)))/(INDEX('Shultis Faw'!$A$2:$A$26,MATCH($C746,'Shultis Faw'!$A$2:$A$26,1)+1)-INDEX('Shultis Faw'!$A$2:$A$26,MATCH($C746,'Shultis Faw'!$A$2:$A$26,1))),$C746*'Shultis Faw'!$F$2/'Shultis Faw'!$A$2)","v":13.582839999999999},{"$f":"J746*(H746*'Externe blootstelling'!$D$23/2)^K746+L746*(TANH(((H746*'Externe blootstelling'!$D$23)/(2*M746))-2)-TANH(-2))/(1-TANH(-2))","v":1.8843866330836392},{"$f":"IF(N746=1,1+(I746-1)*H746*'Externe blootstelling'!$D$23/2,1+(I746-1)*(N746^(H746*'Externe blootstelling'!$D$23/2)-1)/(N746-1))","v":15.63351121441706},{"$f":"G746*EXP(-H746*'Externe blootstelling'!$D$23/2)*O746","v":7.7866582627941704E-5}]
[null," g ",0.122319,1.9571039999999998E-14,1.238E-2,{"$f":"_xlfn.IFNA(INDEX('hp (pSv cm2)'!$B$2:$B$52,MATCH($C747,'hp (pSv cm2)'!$A$2:$A$52,1))+($C747-INDEX('hp (pSv cm2)'!$A$2:$A$52,MATCH($C747,'hp (pSv cm2)'!$A$2:$A$52,1)))*(INDEX('hp (pSv cm2)'!$B$2:$B$52,MATCH($C747,'hp (pSv cm2)'!$A$2:$A$52,1)+1)-INDEX('hp (pSv cm2)'!$B$2:$B$52,MATCH($C747,'hp (pSv cm2)'!$A$2:$A$52,1)))/(INDEX('hp (pSv cm2)'!$A$2:$A$52,MATCH($C747,'hp (pSv cm2)'!$A$2:$A$52,1)+1)-INDEX('hp (pSv cm2)'!$A$2:$A$52,MATCH($C747,'hp (pSv cm2)'!$A$2:$A$52,1))),$C747*'hp (pSv cm2)'!$B$2/'hp (pSv cm2)'!$A$2)","v":0.62022102000000001},7.6783362276000005E-3,{"$f":"_xlfn.IFNA(0.997*(INDEX('Mass attenuation coefficients'!$B$2:$B$37,MATCH($C747,'Mass attenuation coefficients'!$A$2:$A$37,1))+($C747-INDEX('Mass attenuation coefficients'!$A$2:$A$37,MATCH($C747,'Mass attenuation coefficients'!$A$2:$A$37,1)))*(INDEX('Mass attenuation coefficients'!$B$2:$B$37,MATCH($C747,'Mass attenuation coefficients'!$A$2:$A$37,1)+1)-INDEX('Mass attenuation coefficients'!$B$2:$B$37,MATCH($C747,'Mass attenuation coefficients'!$A$2:$A$37,1)))/(INDEX('Mass attenuation coefficients'!$A$2:$A$37,MATCH($C747,'Mass attenuation coefficients'!$A$2:$A$37,1)+1)-INDEX('Mass attenuation coefficients'!$A$2:$A$37,MATCH($C747,'Mass attenuation coefficients'!$A$2:$A$37,1)))),0.997*$C747*'Mass attenuation coefficients'!$B$2/'Mass attenuation coefficients'!$A$2)","v":0.16119807462799998},{"$f":"_xlfn.IFNA(INDEX('Shultis Faw'!$C$2:$C$26,MATCH($C747,'Shultis Faw'!$A$2:$A$26,1))+($C747-INDEX('Shultis Faw'!$A$2:$A$26,MATCH($C747,'Shultis Faw'!$A$2:$A$26,1)))*(INDEX('Shultis Faw'!$C$2:$C$26,MATCH($C747,'Shultis Faw'!$A$2:$A$26,1)+1)-INDEX('Shultis Faw'!$C$2:$C$26,MATCH($C747,'Shultis Faw'!$A$2:$A$26,1)))/(INDEX('Shultis Faw'!$A$2:$A$26,MATCH($C747,'Shultis Faw'!$A$2:$A$26,1)+1)-INDEX('Shultis Faw'!$A$2:$A$26,MATCH($C747,'Shultis Faw'!$A$2:$A$26,1))),$C747*'Shultis Faw'!$C$2/'Shultis Faw'!$A$2)","v":4.3210729199999998},{"$f":"_xlfn.IFNA(INDEX('Shultis Faw'!$D$2:$D$26,MATCH($C747,'Shultis Faw'!$A$2:$A$26,1))+($C747-INDEX('Shultis Faw'!$A$2:$A$26,MATCH($C747,'Shultis Faw'!$A$2:$A$26,1)))*(INDEX('Shultis Faw'!$D$2:$D$26,MATCH($C747,'Shultis Faw'!$A$2:$A$26,1)+1)-INDEX('Shultis Faw'!$D$2:$D$26,MATCH($C747,'Shultis Faw'!$A$2:$A$26,1)))/(INDEX('Shultis Faw'!$A$2:$A$26,MATCH($C747,'Shultis Faw'!$A$2:$A$26,1)+1)-INDEX('Shultis Faw'!$A$2:$A$26,MATCH($C747,'Shultis Faw'!$A$2:$A$26,1))),$C747*'Shultis Faw'!$D$2/'Shultis Faw'!$A$2)","v":2.23037398},{"$f":"_xlfn.IFNA(INDEX('Shultis Faw'!$B$2:$B$26,MATCH($C747,'Shultis Faw'!$A$2:$A$26,1))+($C747-INDEX('Shultis Faw'!$A$2:$A$26,MATCH($C747,'Shultis Faw'!$A$2:$A$26,1)))*(INDEX('Shultis Faw'!$B$2:$B$26,MATCH($C747,'Shultis Faw'!$A$2:$A$26,1)+1)-INDEX('Shultis Faw'!$B$2:$B$26,MATCH($C747,'Shultis Faw'!$A$2:$A$26,1)))/(INDEX('Shultis Faw'!$A$2:$A$26,MATCH($C747,'Shultis Faw'!$A$2:$A$26,1)+1)-INDEX('Shultis Faw'!$A$2:$A$26,MATCH($C747,'Shultis Faw'!$A$2:$A$26,1))),$C747*'Shultis Faw'!$B$2/'Shultis Faw'!$A$2)","v":-0.18555362},{"$f":"_xlfn.IFNA(INDEX('Shultis Faw'!$E$2:$E$26,MATCH($C747,'Shultis Faw'!$A$2:$A$26,1))+($C747-INDEX('Shultis Faw'!$A$2:$A$26,MATCH($C747,'Shultis Faw'!$A$2:$A$26,1)))*(INDEX('Shultis Faw'!$E$2:$E$26,MATCH($C747,'Shultis Faw'!$A$2:$A$26,1)+1)-INDEX('Shultis Faw'!$E$2:$E$26,MATCH($C747,'Shultis Faw'!$A$2:$A$26,1)))/(INDEX('Shultis Faw'!$A$2:$A$26,MATCH($C747,'Shultis Faw'!$A$2:$A$26,1)+1)-INDEX('Shultis Faw'!$A$2:$A$26,MATCH($C747,'Shultis Faw'!$A$2:$A$26,1))),$C747*'Shultis Faw'!$E$2/'Shultis Faw'!$A$2)","v":8.0412738000000011E-2},{"$f":"_xlfn.IFNA(INDEX('Shultis Faw'!$F$2:$F$26,MATCH($C747,'Shultis Faw'!$A$2:$A$26,1))+($C747-INDEX('Shultis Faw'!$A$2:$A$26,MATCH($C747,'Shultis Faw'!$A$2:$A$26,1)))*(INDEX('Shultis Faw'!$F$2:$F$26,MATCH($C747,'Shultis Faw'!$A$2:$A$26,1)+1)-INDEX('Shultis Faw'!$F$2:$F$26,MATCH($C747,'Shultis Faw'!$A$2:$A$26,1)))/(INDEX('Shultis Faw'!$A$2:$A$26,MATCH($C747,'Shultis Faw'!$A$2:$A$26,1)+1)-INDEX('Shultis Faw'!$A$2:$A$26,MATCH($C747,'Shultis Faw'!$A$2:$A$26,1))),$C747*'Shultis Faw'!$F$2/'Shultis Faw'!$A$2)","v":13.713886799999999},{"$f":"J747*(H747*'Externe blootstelling'!$D$23/2)^K747+L747*(TANH(((H747*'Externe blootstelling'!$D$23)/(2*M747))-2)-TANH(-2))/(1-TANH(-2))","v":1.8939396533626403},{"$f":"IF(N747=1,1+(I747-1)*H747*'Externe blootstelling'!$D$23/2,1+(I747-1)*(N747^(H747*'Externe blootstelling'!$D$23/2)-1)/(N747-1))","v":14.688279146772476},{"$f":"G747*EXP(-H747*'Externe blootstelling'!$D$23/2)*O747","v":1.0049085205436067E-2}]
[null," g ",0.13159999999999999,2.1055999999999998E-14,6.0000000000000002E-5,{"$f":"_xlfn.IFNA(INDEX('hp (pSv cm2)'!$B$2:$B$52,MATCH($C748,'hp (pSv cm2)'!$A$2:$A$52,1))+($C748-INDEX('hp (pSv cm2)'!$A$2:$A$52,MATCH($C748,'hp (pSv cm2)'!$A$2:$A$52,1)))*(INDEX('hp (pSv cm2)'!$B$2:$B$52,MATCH($C748,'hp (pSv cm2)'!$A$2:$A$52,1)+1)-INDEX('hp (pSv cm2)'!$B$2:$B$52,MATCH($C748,'hp (pSv cm2)'!$A$2:$A$52,1)))/(INDEX('hp (pSv cm2)'!$A$2:$A$52,MATCH($C748,'hp (pSv cm2)'!$A$2:$A$52,1)+1)-INDEX('hp (pSv cm2)'!$A$2:$A$52,MATCH($C748,'hp (pSv cm2)'!$A$2:$A$52,1))),$C748*'hp (pSv cm2)'!$B$2/'hp (pSv cm2)'!$A$2)","v":0.66272799999999998},3.9763679999999999E-5,{"$f":"_xlfn.IFNA(0.997*(INDEX('Mass attenuation coefficients'!$B$2:$B$37,MATCH($C748,'Mass attenuation coefficients'!$A$2:$A$37,1))+($C748-INDEX('Mass attenuation coefficients'!$A$2:$A$37,MATCH($C748,'Mass attenuation coefficients'!$A$2:$A$37,1)))*(INDEX('Mass attenuation coefficients'!$B$2:$B$37,MATCH($C748,'Mass attenuation coefficients'!$A$2:$A$37,1)+1)-INDEX('Mass attenuation coefficients'!$B$2:$B$37,MATCH($C748,'Mass attenuation coefficients'!$A$2:$A$37,1)))/(INDEX('Mass attenuation coefficients'!$A$2:$A$37,MATCH($C748,'Mass attenuation coefficients'!$A$2:$A$37,1)+1)-INDEX('Mass attenuation coefficients'!$A$2:$A$37,MATCH($C748,'Mass attenuation coefficients'!$A$2:$A$37,1)))),0.997*$C748*'Mass attenuation coefficients'!$B$2/'Mass attenuation coefficients'!$A$2)","v":0.1574597992},{"$f":"_xlfn.IFNA(INDEX('Shultis Faw'!$C$2:$C$26,MATCH($C748,'Shultis Faw'!$A$2:$A$26,1))+($C748-INDEX('Shultis Faw'!$A$2:$A$26,MATCH($C748,'Shultis Faw'!$A$2:$A$26,1)))*(INDEX('Shultis Faw'!$C$2:$C$26,MATCH($C748,'Shultis Faw'!$A$2:$A$26,1)+1)-INDEX('Shultis Faw'!$C$2:$C$26,MATCH($C748,'Shultis Faw'!$A$2:$A$26,1)))/(INDEX('Shultis Faw'!$A$2:$A$26,MATCH($C748,'Shultis Faw'!$A$2:$A$26,1)+1)-INDEX('Shultis Faw'!$A$2:$A$26,MATCH($C748,'Shultis Faw'!$A$2:$A$26,1))),$C748*'Shultis Faw'!$C$2/'Shultis Faw'!$A$2)","v":4.1788879999999997},{"$f":"_xlfn.IFNA(INDEX('Shultis Faw'!$D$2:$D$26,MATCH($C748,'Shultis Faw'!$A$2:$A$26,1))+($C748-INDEX('Shultis Faw'!$A$2:$A$26,MATCH($C748,'Shultis Faw'!$A$2:$A$26,1)))*(INDEX('Shultis Faw'!$D$2:$D$26,MATCH($C748,'Shultis Faw'!$A$2:$A$26,1)+1)-INDEX('Shultis Faw'!$D$2:$D$26,MATCH($C748,'Shultis Faw'!$A$2:$A$26,1)))/(INDEX('Shultis Faw'!$A$2:$A$26,MATCH($C748,'Shultis Faw'!$A$2:$A$26,1)+1)-INDEX('Shultis Faw'!$A$2:$A$26,MATCH($C748,'Shultis Faw'!$A$2:$A$26,1))),$C748*'Shultis Faw'!$D$2/'Shultis Faw'!$A$2)","v":2.2342719999999998},{"$f":"_xlfn.IFNA(INDEX('Shultis Faw'!$B$2:$B$26,MATCH($C748,'Shultis Faw'!$A$2:$A$26,1))+($C748-INDEX('Shultis Faw'!$A$2:$A$26,MATCH($C748,'Shultis Faw'!$A$2:$A$26,1)))*(INDEX('Shultis Faw'!$B$2:$B$26,MATCH($C748,'Shultis Faw'!$A$2:$A$26,1)+1)-INDEX('Shultis Faw'!$B$2:$B$26,MATCH($C748,'Shultis Faw'!$A$2:$A$26,1)))/(INDEX('Shultis Faw'!$A$2:$A$26,MATCH($C748,'Shultis Faw'!$A$2:$A$26,1)+1)-INDEX('Shultis Faw'!$A$2:$A$26,MATCH($C748,'Shultis Faw'!$A$2:$A$26,1))),$C748*'Shultis Faw'!$B$2/'Shultis Faw'!$A$2)","v":-0.185368},{"$f":"_xlfn.IFNA(INDEX('Shultis Faw'!$E$2:$E$26,MATCH($C748,'Shultis Faw'!$A$2:$A$26,1))+($C748-INDEX('Shultis Faw'!$A$2:$A$26,MATCH($C748,'Shultis Faw'!$A$2:$A$26,1)))*(INDEX('Shultis Faw'!$E$2:$E$26,MATCH($C748,'Shultis Faw'!$A$2:$A$26,1)+1)-INDEX('Shultis Faw'!$E$2:$E$26,MATCH($C748,'Shultis Faw'!$A$2:$A$26,1)))/(INDEX('Shultis Faw'!$A$2:$A$26,MATCH($C748,'Shultis Faw'!$A$2:$A$26,1)+1)-INDEX('Shultis Faw'!$A$2:$A$26,MATCH($C748,'Shultis Faw'!$A$2:$A$26,1))),$C748*'Shultis Faw'!$E$2/'Shultis Faw'!$A$2)","v":7.950320000000001E-2},{"$f":"_xlfn.IFNA(INDEX('Shultis Faw'!$F$2:$F$26,MATCH($C748,'Shultis Faw'!$A$2:$A$26,1))+($C748-INDEX('Shultis Faw'!$A$2:$A$26,MATCH($C748,'Shultis Faw'!$A$2:$A$26,1)))*(INDEX('Shultis Faw'!$F$2:$F$26,MATCH($C748,'Shultis Faw'!$A$2:$A$26,1)+1)-INDEX('Shultis Faw'!$F$2:$F$26,MATCH($C748,'Shultis Faw'!$A$2:$A$26,1)))/(INDEX('Shultis Faw'!$A$2:$A$26,MATCH($C748,'Shultis Faw'!$A$2:$A$26,1)+1)-INDEX('Shultis Faw'!$A$2:$A$26,MATCH($C748,'Shultis Faw'!$A$2:$A$26,1))),$C748*'Shultis Faw'!$F$2/'Shultis Faw'!$A$2)","v":13.873519999999999},{"$f":"J748*(H748*'Externe blootstelling'!$D$23/2)^K748+L748*(TANH(((H748*'Externe blootstelling'!$D$23)/(2*M748))-2)-TANH(-2))/(1-TANH(-2))","v":1.9057970485357714},{"$f":"IF(N748=1,1+(I748-1)*H748*'Externe blootstelling'!$D$23/2,1+(I748-1)*(N748^(H748*'Externe blootstelling'!$D$23/2)-1)/(N748-1))","v":13.587936574794766},{"$f":"G748*EXP(-H748*'Externe blootstelling'!$D$23/2)*O748","v":5.0919162561239472E-5}]
[null," g ",0.13830000000000001,2.2128E-14,1.7E-5,{"$f":"_xlfn.IFNA(INDEX('hp (pSv cm2)'!$B$2:$B$52,MATCH($C749,'hp (pSv cm2)'!$A$2:$A$52,1))+($C749-INDEX('hp (pSv cm2)'!$A$2:$A$52,MATCH($C749,'hp (pSv cm2)'!$A$2:$A$52,1)))*(INDEX('hp (pSv cm2)'!$B$2:$B$52,MATCH($C749,'hp (pSv cm2)'!$A$2:$A$52,1)+1)-INDEX('hp (pSv cm2)'!$B$2:$B$52,MATCH($C749,'hp (pSv cm2)'!$A$2:$A$52,1)))/(INDEX('hp (pSv cm2)'!$A$2:$A$52,MATCH($C749,'hp (pSv cm2)'!$A$2:$A$52,1)+1)-INDEX('hp (pSv cm2)'!$A$2:$A$52,MATCH($C749,'hp (pSv cm2)'!$A$2:$A$52,1))),$C749*'hp (pSv cm2)'!$B$2/'hp (pSv cm2)'!$A$2)","v":0.69341399999999997},1.1788038E-5,{"$f":"_xlfn.IFNA(0.997*(INDEX('Mass attenuation coefficients'!$B$2:$B$37,MATCH($C749,'Mass attenuation coefficients'!$A$2:$A$37,1))+($C749-INDEX('Mass attenuation coefficients'!$A$2:$A$37,MATCH($C749,'Mass attenuation coefficients'!$A$2:$A$37,1)))*(INDEX('Mass attenuation coefficients'!$B$2:$B$37,MATCH($C749,'Mass attenuation coefficients'!$A$2:$A$37,1)+1)-INDEX('Mass attenuation coefficients'!$B$2:$B$37,MATCH($C749,'Mass attenuation coefficients'!$A$2:$A$37,1)))/(INDEX('Mass attenuation coefficients'!$A$2:$A$37,MATCH($C749,'Mass attenuation coefficients'!$A$2:$A$37,1)+1)-INDEX('Mass attenuation coefficients'!$A$2:$A$37,MATCH($C749,'Mass attenuation coefficients'!$A$2:$A$37,1)))),0.997*$C749*'Mass attenuation coefficients'!$B$2/'Mass attenuation coefficients'!$A$2)","v":0.1547611196},{"$f":"_xlfn.IFNA(INDEX('Shultis Faw'!$C$2:$C$26,MATCH($C749,'Shultis Faw'!$A$2:$A$26,1))+($C749-INDEX('Shultis Faw'!$A$2:$A$26,MATCH($C749,'Shultis Faw'!$A$2:$A$26,1)))*(INDEX('Shultis Faw'!$C$2:$C$26,MATCH($C749,'Shultis Faw'!$A$2:$A$26,1)+1)-INDEX('Shultis Faw'!$C$2:$C$26,MATCH($C749,'Shultis Faw'!$A$2:$A$26,1)))/(INDEX('Shultis Faw'!$A$2:$A$26,MATCH($C749,'Shultis Faw'!$A$2:$A$26,1)+1)-INDEX('Shultis Faw'!$A$2:$A$26,MATCH($C749,'Shultis Faw'!$A$2:$A$26,1))),$C749*'Shultis Faw'!$C$2/'Shultis Faw'!$A$2)","v":4.076244},{"$f":"_xlfn.IFNA(INDEX('Shultis Faw'!$D$2:$D$26,MATCH($C749,'Shultis Faw'!$A$2:$A$26,1))+($C749-INDEX('Shultis Faw'!$A$2:$A$26,MATCH($C749,'Shultis Faw'!$A$2:$A$26,1)))*(INDEX('Shultis Faw'!$D$2:$D$26,MATCH($C749,'Shultis Faw'!$A$2:$A$26,1)+1)-INDEX('Shultis Faw'!$D$2:$D$26,MATCH($C749,'Shultis Faw'!$A$2:$A$26,1)))/(INDEX('Shultis Faw'!$A$2:$A$26,MATCH($C749,'Shultis Faw'!$A$2:$A$26,1)+1)-INDEX('Shultis Faw'!$A$2:$A$26,MATCH($C749,'Shultis Faw'!$A$2:$A$26,1))),$C749*'Shultis Faw'!$D$2/'Shultis Faw'!$A$2)","v":2.2370860000000001},{"$f":"_xlfn.IFNA(INDEX('Shultis Faw'!$B$2:$B$26,MATCH($C749,'Shultis Faw'!$A$2:$A$26,1))+($C749-INDEX('Shultis Faw'!$A$2:$A$26,MATCH($C749,'Shultis Faw'!$A$2:$A$26,1)))*(INDEX('Shultis Faw'!$B$2:$B$26,MATCH($C749,'Shultis Faw'!$A$2:$A$26,1)+1)-INDEX('Shultis Faw'!$B$2:$B$26,MATCH($C749,'Shultis Faw'!$A$2:$A$26,1)))/(INDEX('Shultis Faw'!$A$2:$A$26,MATCH($C749,'Shultis Faw'!$A$2:$A$26,1)+1)-INDEX('Shultis Faw'!$A$2:$A$26,MATCH($C749,'Shultis Faw'!$A$2:$A$26,1))),$C749*'Shultis Faw'!$B$2/'Shultis Faw'!$A$2)","v":-0.18523400000000001},{"$f":"_xlfn.IFNA(INDEX('Shultis Faw'!$E$2:$E$26,MATCH($C749,'Shultis Faw'!$A$2:$A$26,1))+($C749-INDEX('Shultis Faw'!$A$2:$A$26,MATCH($C749,'Shultis Faw'!$A$2:$A$26,1)))*(INDEX('Shultis Faw'!$E$2:$E$26,MATCH($C749,'Shultis Faw'!$A$2:$A$26,1)+1)-INDEX('Shultis Faw'!$E$2:$E$26,MATCH($C749,'Shultis Faw'!$A$2:$A$26,1)))/(INDEX('Shultis Faw'!$A$2:$A$26,MATCH($C749,'Shultis Faw'!$A$2:$A$26,1)+1)-INDEX('Shultis Faw'!$A$2:$A$26,MATCH($C749,'Shultis Faw'!$A$2:$A$26,1))),$C749*'Shultis Faw'!$E$2/'Shultis Faw'!$A$2)","v":7.8846600000000003E-2},{"$f":"_xlfn.IFNA(INDEX('Shultis Faw'!$F$2:$F$26,MATCH($C749,'Shultis Faw'!$A$2:$A$26,1))+($C749-INDEX('Shultis Faw'!$A$2:$A$26,MATCH($C749,'Shultis Faw'!$A$2:$A$26,1)))*(INDEX('Shultis Faw'!$F$2:$F$26,MATCH($C749,'Shultis Faw'!$A$2:$A$26,1)+1)-INDEX('Shultis Faw'!$F$2:$F$26,MATCH($C749,'Shultis Faw'!$A$2:$A$26,1)))/(INDEX('Shultis Faw'!$A$2:$A$26,MATCH($C749,'Shultis Faw'!$A$2:$A$26,1)+1)-INDEX('Shultis Faw'!$A$2:$A$26,MATCH($C749,'Shultis Faw'!$A$2:$A$26,1))),$C749*'Shultis Faw'!$F$2/'Shultis Faw'!$A$2)","v":13.988759999999999},{"$f":"J749*(H749*'Externe blootstelling'!$D$23/2)^K749+L749*(TANH(((H749*'Externe blootstelling'!$D$23)/(2*M749))-2)-TANH(-2))/(1-TANH(-2))","v":1.914513873281988},{"$f":"IF(N749=1,1+(I749-1)*H749*'Externe blootstelling'!$D$23/2,1+(I749-1)*(N749^(H749*'Externe blootstelling'!$D$23/2)-1)/(N749-1))","v":12.827879577301092},{"$f":"G749*EXP(-H749*'Externe blootstelling'!$D$23/2)*O749","v":1.4839453171610785E-5}]
[null," g ",0.14427000000000001,2.3083199999999999E-14,3.3599999999999998E-2,{"$f":"_xlfn.IFNA(INDEX('hp (pSv cm2)'!$B$2:$B$52,MATCH($C750,'hp (pSv cm2)'!$A$2:$A$52,1))+($C750-INDEX('hp (pSv cm2)'!$A$2:$A$52,MATCH($C750,'hp (pSv cm2)'!$A$2:$A$52,1)))*(INDEX('hp (pSv cm2)'!$B$2:$B$52,MATCH($C750,'hp (pSv cm2)'!$A$2:$A$52,1)+1)-INDEX('hp (pSv cm2)'!$B$2:$B$52,MATCH($C750,'hp (pSv cm2)'!$A$2:$A$52,1)))/(INDEX('hp (pSv cm2)'!$A$2:$A$52,MATCH($C750,'hp (pSv cm2)'!$A$2:$A$52,1)+1)-INDEX('hp (pSv cm2)'!$A$2:$A$52,MATCH($C750,'hp (pSv cm2)'!$A$2:$A$52,1))),$C750*'hp (pSv cm2)'!$B$2/'hp (pSv cm2)'!$A$2)","v":0.72075660000000008},2.421742176E-2,{"$f":"_xlfn.IFNA(0.997*(INDEX('Mass attenuation coefficients'!$B$2:$B$37,MATCH($C750,'Mass attenuation coefficients'!$A$2:$A$37,1))+($C750-INDEX('Mass attenuation coefficients'!$A$2:$A$37,MATCH($C750,'Mass attenuation coefficients'!$A$2:$A$37,1)))*(INDEX('Mass attenuation coefficients'!$B$2:$B$37,MATCH($C750,'Mass attenuation coefficients'!$A$2:$A$37,1)+1)-INDEX('Mass attenuation coefficients'!$B$2:$B$37,MATCH($C750,'Mass attenuation coefficients'!$A$2:$A$37,1)))/(INDEX('Mass attenuation coefficients'!$A$2:$A$37,MATCH($C750,'Mass attenuation coefficients'!$A$2:$A$37,1)+1)-INDEX('Mass attenuation coefficients'!$A$2:$A$37,MATCH($C750,'Mass attenuation coefficients'!$A$2:$A$37,1)))),0.997*$C750*'Mass attenuation coefficients'!$B$2/'Mass attenuation coefficients'!$A$2)","v":0.15235647523999998},{"$f":"_xlfn.IFNA(INDEX('Shultis Faw'!$C$2:$C$26,MATCH($C750,'Shultis Faw'!$A$2:$A$26,1))+($C750-INDEX('Shultis Faw'!$A$2:$A$26,MATCH($C750,'Shultis Faw'!$A$2:$A$26,1)))*(INDEX('Shultis Faw'!$C$2:$C$26,MATCH($C750,'Shultis Faw'!$A$2:$A$26,1)+1)-INDEX('Shultis Faw'!$C$2:$C$26,MATCH($C750,'Shultis Faw'!$A$2:$A$26,1)))/(INDEX('Shultis Faw'!$A$2:$A$26,MATCH($C750,'Shultis Faw'!$A$2:$A$26,1)+1)-INDEX('Shultis Faw'!$A$2:$A$26,MATCH($C750,'Shultis Faw'!$A$2:$A$26,1))),$C750*'Shultis Faw'!$C$2/'Shultis Faw'!$A$2)","v":3.9847835999999996},{"$f":"_xlfn.IFNA(INDEX('Shultis Faw'!$D$2:$D$26,MATCH($C750,'Shultis Faw'!$A$2:$A$26,1))+($C750-INDEX('Shultis Faw'!$A$2:$A$26,MATCH($C750,'Shultis Faw'!$A$2:$A$26,1)))*(INDEX('Shultis Faw'!$D$2:$D$26,MATCH($C750,'Shultis Faw'!$A$2:$A$26,1)+1)-INDEX('Shultis Faw'!$D$2:$D$26,MATCH($C750,'Shultis Faw'!$A$2:$A$26,1)))/(INDEX('Shultis Faw'!$A$2:$A$26,MATCH($C750,'Shultis Faw'!$A$2:$A$26,1)+1)-INDEX('Shultis Faw'!$A$2:$A$26,MATCH($C750,'Shultis Faw'!$A$2:$A$26,1))),$C750*'Shultis Faw'!$D$2/'Shultis Faw'!$A$2)","v":2.2395934},{"$f":"_xlfn.IFNA(INDEX('Shultis Faw'!$B$2:$B$26,MATCH($C750,'Shultis Faw'!$A$2:$A$26,1))+($C750-INDEX('Shultis Faw'!$A$2:$A$26,MATCH($C750,'Shultis Faw'!$A$2:$A$26,1)))*(INDEX('Shultis Faw'!$B$2:$B$26,MATCH($C750,'Shultis Faw'!$A$2:$A$26,1)+1)-INDEX('Shultis Faw'!$B$2:$B$26,MATCH($C750,'Shultis Faw'!$A$2:$A$26,1)))/(INDEX('Shultis Faw'!$A$2:$A$26,MATCH($C750,'Shultis Faw'!$A$2:$A$26,1)+1)-INDEX('Shultis Faw'!$A$2:$A$26,MATCH($C750,'Shultis Faw'!$A$2:$A$26,1))),$C750*'Shultis Faw'!$B$2/'Shultis Faw'!$A$2)","v":-0.18511459999999999},{"$f":"_xlfn.IFNA(INDEX('Shultis Faw'!$E$2:$E$26,MATCH($C750,'Shultis Faw'!$A$2:$A$26,1))+($C750-INDEX('Shultis Faw'!$A$2:$A$26,MATCH($C750,'Shultis Faw'!$A$2:$A$26,1)))*(INDEX('Shultis Faw'!$E$2:$E$26,MATCH($C750,'Shultis Faw'!$A$2:$A$26,1)+1)-INDEX('Shultis Faw'!$E$2:$E$26,MATCH($C750,'Shultis Faw'!$A$2:$A$26,1)))/(INDEX('Shultis Faw'!$A$2:$A$26,MATCH($C750,'Shultis Faw'!$A$2:$A$26,1)+1)-INDEX('Shultis Faw'!$A$2:$A$26,MATCH($C750,'Shultis Faw'!$A$2:$A$26,1))),$C750*'Shultis Faw'!$E$2/'Shultis Faw'!$A$2)","v":7.8261540000000004E-2},{"$f":"_xlfn.IFNA(INDEX('Shultis Faw'!$F$2:$F$26,MATCH($C750,'Shultis Faw'!$A$2:$A$26,1))+($C750-INDEX('Shultis Faw'!$A$2:$A$26,MATCH($C750,'Shultis Faw'!$A$2:$A$26,1)))*(INDEX('Shultis Faw'!$F$2:$F$26,MATCH($C750,'Shultis Faw'!$A$2:$A$26,1)+1)-INDEX('Shultis Faw'!$F$2:$F$26,MATCH($C750,'Shultis Faw'!$A$2:$A$26,1)))/(INDEX('Shultis Faw'!$A$2:$A$26,MATCH($C750,'Shultis Faw'!$A$2:$A$26,1)+1)-INDEX('Shultis Faw'!$A$2:$A$26,MATCH($C750,'Shultis Faw'!$A$2:$A$26,1))),$C750*'Shultis Faw'!$F$2/'Shultis Faw'!$A$2)","v":14.091443999999999},{"$f":"J750*(H750*'Externe blootstelling'!$D$23/2)^K750+L750*(TANH(((H750*'Externe blootstelling'!$D$23)/(2*M750))-2)-TANH(-2))/(1-TANH(-2))","v":1.9223962654305955},{"$f":"IF(N750=1,1+(I750-1)*H750*'Externe blootstelling'!$D$23/2,1+(I750-1)*(N750^(H750*'Externe blootstelling'!$D$23/2)-1)/(N750-1))","v":12.17446073892668},{"$f":"G750*EXP(-H750*'Externe blootstelling'!$D$23/2)*O750","v":2.9996044665563441E-2}]
[null," g ",0.1472,2.3551999999999998E-14,6.0000000000000002E-5,{"$f":"_xlfn.IFNA(INDEX('hp (pSv cm2)'!$B$2:$B$52,MATCH($C751,'hp (pSv cm2)'!$A$2:$A$52,1))+($C751-INDEX('hp (pSv cm2)'!$A$2:$A$52,MATCH($C751,'hp (pSv cm2)'!$A$2:$A$52,1)))*(INDEX('hp (pSv cm2)'!$B$2:$B$52,MATCH($C751,'hp (pSv cm2)'!$A$2:$A$52,1)+1)-INDEX('hp (pSv cm2)'!$B$2:$B$52,MATCH($C751,'hp (pSv cm2)'!$A$2:$A$52,1)))/(INDEX('hp (pSv cm2)'!$A$2:$A$52,MATCH($C751,'hp (pSv cm2)'!$A$2:$A$52,1)+1)-INDEX('hp (pSv cm2)'!$A$2:$A$52,MATCH($C751,'hp (pSv cm2)'!$A$2:$A$52,1))),$C751*'hp (pSv cm2)'!$B$2/'hp (pSv cm2)'!$A$2)","v":0.73417599999999994},4.4050559999999999E-5,{"$f":"_xlfn.IFNA(0.997*(INDEX('Mass attenuation coefficients'!$B$2:$B$37,MATCH($C751,'Mass attenuation coefficients'!$A$2:$A$37,1))+($C751-INDEX('Mass attenuation coefficients'!$A$2:$A$37,MATCH($C751,'Mass attenuation coefficients'!$A$2:$A$37,1)))*(INDEX('Mass attenuation coefficients'!$B$2:$B$37,MATCH($C751,'Mass attenuation coefficients'!$A$2:$A$37,1)+1)-INDEX('Mass attenuation coefficients'!$B$2:$B$37,MATCH($C751,'Mass attenuation coefficients'!$A$2:$A$37,1)))/(INDEX('Mass attenuation coefficients'!$A$2:$A$37,MATCH($C751,'Mass attenuation coefficients'!$A$2:$A$37,1)+1)-INDEX('Mass attenuation coefficients'!$A$2:$A$37,MATCH($C751,'Mass attenuation coefficients'!$A$2:$A$37,1)))),0.997*$C751*'Mass attenuation coefficients'!$B$2/'Mass attenuation coefficients'!$A$2)","v":0.15117630639999999},{"$f":"_xlfn.IFNA(INDEX('Shultis Faw'!$C$2:$C$26,MATCH($C751,'Shultis Faw'!$A$2:$A$26,1))+($C751-INDEX('Shultis Faw'!$A$2:$A$26,MATCH($C751,'Shultis Faw'!$A$2:$A$26,1)))*(INDEX('Shultis Faw'!$C$2:$C$26,MATCH($C751,'Shultis Faw'!$A$2:$A$26,1)+1)-INDEX('Shultis Faw'!$C$2:$C$26,MATCH($C751,'Shultis Faw'!$A$2:$A$26,1)))/(INDEX('Shultis Faw'!$A$2:$A$26,MATCH($C751,'Shultis Faw'!$A$2:$A$26,1)+1)-INDEX('Shultis Faw'!$A$2:$A$26,MATCH($C751,'Shultis Faw'!$A$2:$A$26,1))),$C751*'Shultis Faw'!$C$2/'Shultis Faw'!$A$2)","v":3.9398960000000001},{"$f":"_xlfn.IFNA(INDEX('Shultis Faw'!$D$2:$D$26,MATCH($C751,'Shultis Faw'!$A$2:$A$26,1))+($C751-INDEX('Shultis Faw'!$A$2:$A$26,MATCH($C751,'Shultis Faw'!$A$2:$A$26,1)))*(INDEX('Shultis Faw'!$D$2:$D$26,MATCH($C751,'Shultis Faw'!$A$2:$A$26,1)+1)-INDEX('Shultis Faw'!$D$2:$D$26,MATCH($C751,'Shultis Faw'!$A$2:$A$26,1)))/(INDEX('Shultis Faw'!$A$2:$A$26,MATCH($C751,'Shultis Faw'!$A$2:$A$26,1)+1)-INDEX('Shultis Faw'!$A$2:$A$26,MATCH($C751,'Shultis Faw'!$A$2:$A$26,1))),$C751*'Shultis Faw'!$D$2/'Shultis Faw'!$A$2)","v":2.2408239999999999},{"$f":"_xlfn.IFNA(INDEX('Shultis Faw'!$B$2:$B$26,MATCH($C751,'Shultis Faw'!$A$2:$A$26,1))+($C751-INDEX('Shultis Faw'!$A$2:$A$26,MATCH($C751,'Shultis Faw'!$A$2:$A$26,1)))*(INDEX('Shultis Faw'!$B$2:$B$26,MATCH($C751,'Shultis Faw'!$A$2:$A$26,1)+1)-INDEX('Shultis Faw'!$B$2:$B$26,MATCH($C751,'Shultis Faw'!$A$2:$A$26,1)))/(INDEX('Shultis Faw'!$A$2:$A$26,MATCH($C751,'Shultis Faw'!$A$2:$A$26,1)+1)-INDEX('Shultis Faw'!$A$2:$A$26,MATCH($C751,'Shultis Faw'!$A$2:$A$26,1))),$C751*'Shultis Faw'!$B$2/'Shultis Faw'!$A$2)","v":-0.185056},{"$f":"_xlfn.IFNA(INDEX('Shultis Faw'!$E$2:$E$26,MATCH($C751,'Shultis Faw'!$A$2:$A$26,1))+($C751-INDEX('Shultis Faw'!$A$2:$A$26,MATCH($C751,'Shultis Faw'!$A$2:$A$26,1)))*(INDEX('Shultis Faw'!$E$2:$E$26,MATCH($C751,'Shultis Faw'!$A$2:$A$26,1)+1)-INDEX('Shultis Faw'!$E$2:$E$26,MATCH($C751,'Shultis Faw'!$A$2:$A$26,1)))/(INDEX('Shultis Faw'!$A$2:$A$26,MATCH($C751,'Shultis Faw'!$A$2:$A$26,1)+1)-INDEX('Shultis Faw'!$A$2:$A$26,MATCH($C751,'Shultis Faw'!$A$2:$A$26,1))),$C751*'Shultis Faw'!$E$2/'Shultis Faw'!$A$2)","v":7.7974399999999999E-2},{"$f":"_xlfn.IFNA(INDEX('Shultis Faw'!$F$2:$F$26,MATCH($C751,'Shultis Faw'!$A$2:$A$26,1))+($C751-INDEX('Shultis Faw'!$A$2:$A$26,MATCH($C751,'Shultis Faw'!$A$2:$A$26,1)))*(INDEX('Shultis Faw'!$F$2:$F$26,MATCH($C751,'Shultis Faw'!$A$2:$A$26,1)+1)-INDEX('Shultis Faw'!$F$2:$F$26,MATCH($C751,'Shultis Faw'!$A$2:$A$26,1)))/(INDEX('Shultis Faw'!$A$2:$A$26,MATCH($C751,'Shultis Faw'!$A$2:$A$26,1)+1)-INDEX('Shultis Faw'!$A$2:$A$26,MATCH($C751,'Shultis Faw'!$A$2:$A$26,1))),$C751*'Shultis Faw'!$F$2/'Shultis Faw'!$A$2)","v":14.14184},{"$f":"J751*(H751*'Externe blootstelling'!$D$23/2)^K751+L751*(TANH(((H751*'Externe blootstelling'!$D$23)/(2*M751))-2)-TANH(-2))/(1-TANH(-2))","v":1.9263057477688383},{"$f":"IF(N751=1,1+(I751-1)*H751*'Externe blootstelling'!$D$23/2,1+(I751-1)*(N751^(H751*'Externe blootstelling'!$D$23/2)-1)/(N751-1))","v":11.861886407241425},{"$f":"G751*EXP(-H751*'Externe blootstelling'!$D$23/2)*O751","v":5.4110264850395672E-5}]
[null," g ",0.15420800000000001,2.467328E-14,5.8400000000000001E-2,{"$f":"_xlfn.IFNA(INDEX('hp (pSv cm2)'!$B$2:$B$52,MATCH($C752,'hp (pSv cm2)'!$A$2:$A$52,1))+($C752-INDEX('hp (pSv cm2)'!$A$2:$A$52,MATCH($C752,'hp (pSv cm2)'!$A$2:$A$52,1)))*(INDEX('hp (pSv cm2)'!$B$2:$B$52,MATCH($C752,'hp (pSv cm2)'!$A$2:$A$52,1)+1)-INDEX('hp (pSv cm2)'!$B$2:$B$52,MATCH($C752,'hp (pSv cm2)'!$A$2:$A$52,1)))/(INDEX('hp (pSv cm2)'!$A$2:$A$52,MATCH($C752,'hp (pSv cm2)'!$A$2:$A$52,1)+1)-INDEX('hp (pSv cm2)'!$A$2:$A$52,MATCH($C752,'hp (pSv cm2)'!$A$2:$A$52,1))),$C752*'hp (pSv cm2)'!$B$2/'hp (pSv cm2)'!$A$2)","v":0.76829248000000006},4.4868280832000007E-2,{"$f":"_xlfn.IFNA(0.997*(INDEX('Mass attenuation coefficients'!$B$2:$B$37,MATCH($C752,'Mass attenuation coefficients'!$A$2:$A$37,1))+($C752-INDEX('Mass attenuation coefficients'!$A$2:$A$37,MATCH($C752,'Mass attenuation coefficients'!$A$2:$A$37,1)))*(INDEX('Mass attenuation coefficients'!$B$2:$B$37,MATCH($C752,'Mass attenuation coefficients'!$A$2:$A$37,1)+1)-INDEX('Mass attenuation coefficients'!$B$2:$B$37,MATCH($C752,'Mass attenuation coefficients'!$A$2:$A$37,1)))/(INDEX('Mass attenuation coefficients'!$A$2:$A$37,MATCH($C752,'Mass attenuation coefficients'!$A$2:$A$37,1)+1)-INDEX('Mass attenuation coefficients'!$A$2:$A$37,MATCH($C752,'Mass attenuation coefficients'!$A$2:$A$37,1)))),0.997*$C752*'Mass attenuation coefficients'!$B$2/'Mass attenuation coefficients'!$A$2)","v":0.14891574848},{"$f":"_xlfn.IFNA(INDEX('Shultis Faw'!$C$2:$C$26,MATCH($C752,'Shultis Faw'!$A$2:$A$26,1))+($C752-INDEX('Shultis Faw'!$A$2:$A$26,MATCH($C752,'Shultis Faw'!$A$2:$A$26,1)))*(INDEX('Shultis Faw'!$C$2:$C$26,MATCH($C752,'Shultis Faw'!$A$2:$A$26,1)+1)-INDEX('Shultis Faw'!$C$2:$C$26,MATCH($C752,'Shultis Faw'!$A$2:$A$26,1)))/(INDEX('Shultis Faw'!$A$2:$A$26,MATCH($C752,'Shultis Faw'!$A$2:$A$26,1)+1)-INDEX('Shultis Faw'!$A$2:$A$26,MATCH($C752,'Shultis Faw'!$A$2:$A$26,1))),$C752*'Shultis Faw'!$C$2/'Shultis Faw'!$A$2)","v":3.8617369599999996},{"$f":"_xlfn.IFNA(INDEX('Shultis Faw'!$D$2:$D$26,MATCH($C752,'Shultis Faw'!$A$2:$A$26,1))+($C752-INDEX('Shultis Faw'!$A$2:$A$26,MATCH($C752,'Shultis Faw'!$A$2:$A$26,1)))*(INDEX('Shultis Faw'!$D$2:$D$26,MATCH($C752,'Shultis Faw'!$A$2:$A$26,1)+1)-INDEX('Shultis Faw'!$D$2:$D$26,MATCH($C752,'Shultis Faw'!$A$2:$A$26,1)))/(INDEX('Shultis Faw'!$A$2:$A$26,MATCH($C752,'Shultis Faw'!$A$2:$A$26,1)+1)-INDEX('Shultis Faw'!$A$2:$A$26,MATCH($C752,'Shultis Faw'!$A$2:$A$26,1))),$C752*'Shultis Faw'!$D$2/'Shultis Faw'!$A$2)","v":2.23459392},{"$f":"_xlfn.IFNA(INDEX('Shultis Faw'!$B$2:$B$26,MATCH($C752,'Shultis Faw'!$A$2:$A$26,1))+($C752-INDEX('Shultis Faw'!$A$2:$A$26,MATCH($C752,'Shultis Faw'!$A$2:$A$26,1)))*(INDEX('Shultis Faw'!$B$2:$B$26,MATCH($C752,'Shultis Faw'!$A$2:$A$26,1)+1)-INDEX('Shultis Faw'!$B$2:$B$26,MATCH($C752,'Shultis Faw'!$A$2:$A$26,1)))/(INDEX('Shultis Faw'!$A$2:$A$26,MATCH($C752,'Shultis Faw'!$A$2:$A$26,1)+1)-INDEX('Shultis Faw'!$A$2:$A$26,MATCH($C752,'Shultis Faw'!$A$2:$A$26,1))),$C752*'Shultis Faw'!$B$2/'Shultis Faw'!$A$2)","v":-0.18424256},{"$f":"_xlfn.IFNA(INDEX('Shultis Faw'!$E$2:$E$26,MATCH($C752,'Shultis Faw'!$A$2:$A$26,1))+($C752-INDEX('Shultis Faw'!$A$2:$A$26,MATCH($C752,'Shultis Faw'!$A$2:$A$26,1)))*(INDEX('Shultis Faw'!$E$2:$E$26,MATCH($C752,'Shultis Faw'!$A$2:$A$26,1)+1)-INDEX('Shultis Faw'!$E$2:$E$26,MATCH($C752,'Shultis Faw'!$A$2:$A$26,1)))/(INDEX('Shultis Faw'!$A$2:$A$26,MATCH($C752,'Shultis Faw'!$A$2:$A$26,1)+1)-INDEX('Shultis Faw'!$A$2:$A$26,MATCH($C752,'Shultis Faw'!$A$2:$A$26,1))),$C752*'Shultis Faw'!$E$2/'Shultis Faw'!$A$2)","v":7.7674752E-2},{"$f":"_xlfn.IFNA(INDEX('Shultis Faw'!$F$2:$F$26,MATCH($C752,'Shultis Faw'!$A$2:$A$26,1))+($C752-INDEX('Shultis Faw'!$A$2:$A$26,MATCH($C752,'Shultis Faw'!$A$2:$A$26,1)))*(INDEX('Shultis Faw'!$F$2:$F$26,MATCH($C752,'Shultis Faw'!$A$2:$A$26,1)+1)-INDEX('Shultis Faw'!$F$2:$F$26,MATCH($C752,'Shultis Faw'!$A$2:$A$26,1)))/(INDEX('Shultis Faw'!$A$2:$A$26,MATCH($C752,'Shultis Faw'!$A$2:$A$26,1)+1)-INDEX('Shultis Faw'!$A$2:$A$26,MATCH($C752,'Shultis Faw'!$A$2:$A$26,1))),$C752*'Shultis Faw'!$F$2/'Shultis Faw'!$A$2)","v":14.2160896},{"$f":"J752*(H752*'Externe blootstelling'!$D$23/2)^K752+L752*(TANH(((H752*'Externe blootstelling'!$D$23)/(2*M752))-2)-TANH(-2))/(1-TANH(-2))","v":1.9275584615477304},{"$f":"IF(N752=1,1+(I752-1)*H752*'Externe blootstelling'!$D$23/2,1+(I752-1)*(N752^(H752*'Externe blootstelling'!$D$23/2)-1)/(N752-1))","v":11.278261076041325},{"$f":"G752*EXP(-H752*'Externe blootstelling'!$D$23/2)*O752","v":5.4210355544109606E-2}]
[null," g ",0.158635,2.5381599999999997E-14,7.1300000000000001E-3,{"$f":"_xlfn.IFNA(INDEX('hp (pSv cm2)'!$B$2:$B$52,MATCH($C753,'hp (pSv cm2)'!$A$2:$A$52,1))+($C753-INDEX('hp (pSv cm2)'!$A$2:$A$52,MATCH($C753,'hp (pSv cm2)'!$A$2:$A$52,1)))*(INDEX('hp (pSv cm2)'!$B$2:$B$52,MATCH($C753,'hp (pSv cm2)'!$A$2:$A$52,1)+1)-INDEX('hp (pSv cm2)'!$B$2:$B$52,MATCH($C753,'hp (pSv cm2)'!$A$2:$A$52,1)))/(INDEX('hp (pSv cm2)'!$A$2:$A$52,MATCH($C753,'hp (pSv cm2)'!$A$2:$A$52,1)+1)-INDEX('hp (pSv cm2)'!$A$2:$A$52,MATCH($C753,'hp (pSv cm2)'!$A$2:$A$52,1))),$C753*'hp (pSv cm2)'!$B$2/'hp (pSv cm2)'!$A$2)","v":0.79069310000000004},5.6376418030000004E-3,{"$f":"_xlfn.IFNA(0.997*(INDEX('Mass attenuation coefficients'!$B$2:$B$37,MATCH($C753,'Mass attenuation coefficients'!$A$2:$A$37,1))+($C753-INDEX('Mass attenuation coefficients'!$A$2:$A$37,MATCH($C753,'Mass attenuation coefficients'!$A$2:$A$37,1)))*(INDEX('Mass attenuation coefficients'!$B$2:$B$37,MATCH($C753,'Mass attenuation coefficients'!$A$2:$A$37,1)+1)-INDEX('Mass attenuation coefficients'!$B$2:$B$37,MATCH($C753,'Mass attenuation coefficients'!$A$2:$A$37,1)))/(INDEX('Mass attenuation coefficients'!$A$2:$A$37,MATCH($C753,'Mass attenuation coefficients'!$A$2:$A$37,1)+1)-INDEX('Mass attenuation coefficients'!$A$2:$A$37,MATCH($C753,'Mass attenuation coefficients'!$A$2:$A$37,1)))),0.997*$C753*'Mass attenuation coefficients'!$B$2/'Mass attenuation coefficients'!$A$2)","v":0.14772404435},{"$f":"_xlfn.IFNA(INDEX('Shultis Faw'!$C$2:$C$26,MATCH($C753,'Shultis Faw'!$A$2:$A$26,1))+($C753-INDEX('Shultis Faw'!$A$2:$A$26,MATCH($C753,'Shultis Faw'!$A$2:$A$26,1)))*(INDEX('Shultis Faw'!$C$2:$C$26,MATCH($C753,'Shultis Faw'!$A$2:$A$26,1)+1)-INDEX('Shultis Faw'!$C$2:$C$26,MATCH($C753,'Shultis Faw'!$A$2:$A$26,1)))/(INDEX('Shultis Faw'!$A$2:$A$26,MATCH($C753,'Shultis Faw'!$A$2:$A$26,1)+1)-INDEX('Shultis Faw'!$A$2:$A$26,MATCH($C753,'Shultis Faw'!$A$2:$A$26,1))),$C753*'Shultis Faw'!$C$2/'Shultis Faw'!$A$2)","v":3.8246386999999999},{"$f":"_xlfn.IFNA(INDEX('Shultis Faw'!$D$2:$D$26,MATCH($C753,'Shultis Faw'!$A$2:$A$26,1))+($C753-INDEX('Shultis Faw'!$A$2:$A$26,MATCH($C753,'Shultis Faw'!$A$2:$A$26,1)))*(INDEX('Shultis Faw'!$D$2:$D$26,MATCH($C753,'Shultis Faw'!$A$2:$A$26,1)+1)-INDEX('Shultis Faw'!$D$2:$D$26,MATCH($C753,'Shultis Faw'!$A$2:$A$26,1)))/(INDEX('Shultis Faw'!$A$2:$A$26,MATCH($C753,'Shultis Faw'!$A$2:$A$26,1)+1)-INDEX('Shultis Faw'!$A$2:$A$26,MATCH($C753,'Shultis Faw'!$A$2:$A$26,1))),$C753*'Shultis Faw'!$D$2/'Shultis Faw'!$A$2)","v":2.2268024},{"$f":"_xlfn.IFNA(INDEX('Shultis Faw'!$B$2:$B$26,MATCH($C753,'Shultis Faw'!$A$2:$A$26,1))+($C753-INDEX('Shultis Faw'!$A$2:$A$26,MATCH($C753,'Shultis Faw'!$A$2:$A$26,1)))*(INDEX('Shultis Faw'!$B$2:$B$26,MATCH($C753,'Shultis Faw'!$A$2:$A$26,1)+1)-INDEX('Shultis Faw'!$B$2:$B$26,MATCH($C753,'Shultis Faw'!$A$2:$A$26,1)))/(INDEX('Shultis Faw'!$A$2:$A$26,MATCH($C753,'Shultis Faw'!$A$2:$A$26,1)+1)-INDEX('Shultis Faw'!$A$2:$A$26,MATCH($C753,'Shultis Faw'!$A$2:$A$26,1))),$C753*'Shultis Faw'!$B$2/'Shultis Faw'!$A$2)","v":-0.18344569999999999},{"$f":"_xlfn.IFNA(INDEX('Shultis Faw'!$E$2:$E$26,MATCH($C753,'Shultis Faw'!$A$2:$A$26,1))+($C753-INDEX('Shultis Faw'!$A$2:$A$26,MATCH($C753,'Shultis Faw'!$A$2:$A$26,1)))*(INDEX('Shultis Faw'!$E$2:$E$26,MATCH($C753,'Shultis Faw'!$A$2:$A$26,1)+1)-INDEX('Shultis Faw'!$E$2:$E$26,MATCH($C753,'Shultis Faw'!$A$2:$A$26,1)))/(INDEX('Shultis Faw'!$A$2:$A$26,MATCH($C753,'Shultis Faw'!$A$2:$A$26,1)+1)-INDEX('Shultis Faw'!$A$2:$A$26,MATCH($C753,'Shultis Faw'!$A$2:$A$26,1))),$C753*'Shultis Faw'!$E$2/'Shultis Faw'!$A$2)","v":7.7648190000000006E-2},{"$f":"_xlfn.IFNA(INDEX('Shultis Faw'!$F$2:$F$26,MATCH($C753,'Shultis Faw'!$A$2:$A$26,1))+($C753-INDEX('Shultis Faw'!$A$2:$A$26,MATCH($C753,'Shultis Faw'!$A$2:$A$26,1)))*(INDEX('Shultis Faw'!$F$2:$F$26,MATCH($C753,'Shultis Faw'!$A$2:$A$26,1)+1)-INDEX('Shultis Faw'!$F$2:$F$26,MATCH($C753,'Shultis Faw'!$A$2:$A$26,1)))/(INDEX('Shultis Faw'!$A$2:$A$26,MATCH($C753,'Shultis Faw'!$A$2:$A$26,1)+1)-INDEX('Shultis Faw'!$A$2:$A$26,MATCH($C753,'Shultis Faw'!$A$2:$A$26,1))),$C753*'Shultis Faw'!$F$2/'Shultis Faw'!$A$2)","v":14.243537},{"$f":"J753*(H753*'Externe blootstelling'!$D$23/2)^K753+L753*(TANH(((H753*'Externe blootstelling'!$D$23)/(2*M753))-2)-TANH(-2))/(1-TANH(-2))","v":1.9248977910321543},{"$f":"IF(N753=1,1+(I753-1)*H753*'Externe blootstelling'!$D$23/2,1+(I753-1)*(N753^(H753*'Externe blootstelling'!$D$23/2)-1)/(N753-1))","v":10.979975800166521},{"$f":"G753*EXP(-H753*'Externe blootstelling'!$D$23/2)*O753","v":6.7509175222882486E-3}]
[null," g ",0.1658,2.6527999999999999E-14,5.4000000000000005E-5,{"$f":"_xlfn.IFNA(INDEX('hp (pSv cm2)'!$B$2:$B$52,MATCH($C754,'hp (pSv cm2)'!$A$2:$A$52,1))+($C754-INDEX('hp (pSv cm2)'!$A$2:$A$52,MATCH($C754,'hp (pSv cm2)'!$A$2:$A$52,1)))*(INDEX('hp (pSv cm2)'!$B$2:$B$52,MATCH($C754,'hp (pSv cm2)'!$A$2:$A$52,1)+1)-INDEX('hp (pSv cm2)'!$B$2:$B$52,MATCH($C754,'hp (pSv cm2)'!$A$2:$A$52,1)))/(INDEX('hp (pSv cm2)'!$A$2:$A$52,MATCH($C754,'hp (pSv cm2)'!$A$2:$A$52,1)+1)-INDEX('hp (pSv cm2)'!$A$2:$A$52,MATCH($C754,'hp (pSv cm2)'!$A$2:$A$52,1))),$C754*'hp (pSv cm2)'!$B$2/'hp (pSv cm2)'!$A$2)","v":0.82694800000000002},4.4655192000000004E-5,{"$f":"_xlfn.IFNA(0.997*(INDEX('Mass attenuation coefficients'!$B$2:$B$37,MATCH($C754,'Mass attenuation coefficients'!$A$2:$A$37,1))+($C754-INDEX('Mass attenuation coefficients'!$A$2:$A$37,MATCH($C754,'Mass attenuation coefficients'!$A$2:$A$37,1)))*(INDEX('Mass attenuation coefficients'!$B$2:$B$37,MATCH($C754,'Mass attenuation coefficients'!$A$2:$A$37,1)+1)-INDEX('Mass attenuation coefficients'!$B$2:$B$37,MATCH($C754,'Mass attenuation coefficients'!$A$2:$A$37,1)))/(INDEX('Mass attenuation coefficients'!$A$2:$A$37,MATCH($C754,'Mass attenuation coefficients'!$A$2:$A$37,1)+1)-INDEX('Mass attenuation coefficients'!$A$2:$A$37,MATCH($C754,'Mass attenuation coefficients'!$A$2:$A$37,1)))),0.997*$C754*'Mass attenuation coefficients'!$B$2/'Mass attenuation coefficients'!$A$2)","v":0.14579529799999999},{"$f":"_xlfn.IFNA(INDEX('Shultis Faw'!$C$2:$C$26,MATCH($C754,'Shultis Faw'!$A$2:$A$26,1))+($C754-INDEX('Shultis Faw'!$A$2:$A$26,MATCH($C754,'Shultis Faw'!$A$2:$A$26,1)))*(INDEX('Shultis Faw'!$C$2:$C$26,MATCH($C754,'Shultis Faw'!$A$2:$A$26,1)+1)-INDEX('Shultis Faw'!$C$2:$C$26,MATCH($C754,'Shultis Faw'!$A$2:$A$26,1)))/(INDEX('Shultis Faw'!$A$2:$A$26,MATCH($C754,'Shultis Faw'!$A$2:$A$26,1)+1)-INDEX('Shultis Faw'!$A$2:$A$26,MATCH($C754,'Shultis Faw'!$A$2:$A$26,1))),$C754*'Shultis Faw'!$C$2/'Shultis Faw'!$A$2)","v":3.7645960000000001},{"$f":"_xlfn.IFNA(INDEX('Shultis Faw'!$D$2:$D$26,MATCH($C754,'Shultis Faw'!$A$2:$A$26,1))+($C754-INDEX('Shultis Faw'!$A$2:$A$26,MATCH($C754,'Shultis Faw'!$A$2:$A$26,1)))*(INDEX('Shultis Faw'!$D$2:$D$26,MATCH($C754,'Shultis Faw'!$A$2:$A$26,1)+1)-INDEX('Shultis Faw'!$D$2:$D$26,MATCH($C754,'Shultis Faw'!$A$2:$A$26,1)))/(INDEX('Shultis Faw'!$A$2:$A$26,MATCH($C754,'Shultis Faw'!$A$2:$A$26,1)+1)-INDEX('Shultis Faw'!$A$2:$A$26,MATCH($C754,'Shultis Faw'!$A$2:$A$26,1))),$C754*'Shultis Faw'!$D$2/'Shultis Faw'!$A$2)","v":2.2141920000000002},{"$f":"_xlfn.IFNA(INDEX('Shultis Faw'!$B$2:$B$26,MATCH($C754,'Shultis Faw'!$A$2:$A$26,1))+($C754-INDEX('Shultis Faw'!$A$2:$A$26,MATCH($C754,'Shultis Faw'!$A$2:$A$26,1)))*(INDEX('Shultis Faw'!$B$2:$B$26,MATCH($C754,'Shultis Faw'!$A$2:$A$26,1)+1)-INDEX('Shultis Faw'!$B$2:$B$26,MATCH($C754,'Shultis Faw'!$A$2:$A$26,1)))/(INDEX('Shultis Faw'!$A$2:$A$26,MATCH($C754,'Shultis Faw'!$A$2:$A$26,1)+1)-INDEX('Shultis Faw'!$A$2:$A$26,MATCH($C754,'Shultis Faw'!$A$2:$A$26,1))),$C754*'Shultis Faw'!$B$2/'Shultis Faw'!$A$2)","v":-0.18215599999999998},{"$f":"_xlfn.IFNA(INDEX('Shultis Faw'!$E$2:$E$26,MATCH($C754,'Shultis Faw'!$A$2:$A$26,1))+($C754-INDEX('Shultis Faw'!$A$2:$A$26,MATCH($C754,'Shultis Faw'!$A$2:$A$26,1)))*(INDEX('Shultis Faw'!$E$2:$E$26,MATCH($C754,'Shultis Faw'!$A$2:$A$26,1)+1)-INDEX('Shultis Faw'!$E$2:$E$26,MATCH($C754,'Shultis Faw'!$A$2:$A$26,1)))/(INDEX('Shultis Faw'!$A$2:$A$26,MATCH($C754,'Shultis Faw'!$A$2:$A$26,1)+1)-INDEX('Shultis Faw'!$A$2:$A$26,MATCH($C754,'Shultis Faw'!$A$2:$A$26,1))),$C754*'Shultis Faw'!$E$2/'Shultis Faw'!$A$2)","v":7.7605199999999999E-2},{"$f":"_xlfn.IFNA(INDEX('Shultis Faw'!$F$2:$F$26,MATCH($C754,'Shultis Faw'!$A$2:$A$26,1))+($C754-INDEX('Shultis Faw'!$A$2:$A$26,MATCH($C754,'Shultis Faw'!$A$2:$A$26,1)))*(INDEX('Shultis Faw'!$F$2:$F$26,MATCH($C754,'Shultis Faw'!$A$2:$A$26,1)+1)-INDEX('Shultis Faw'!$F$2:$F$26,MATCH($C754,'Shultis Faw'!$A$2:$A$26,1)))/(INDEX('Shultis Faw'!$A$2:$A$26,MATCH($C754,'Shultis Faw'!$A$2:$A$26,1)+1)-INDEX('Shultis Faw'!$A$2:$A$26,MATCH($C754,'Shultis Faw'!$A$2:$A$26,1))),$C754*'Shultis Faw'!$F$2/'Shultis Faw'!$A$2)","v":14.28796},{"$f":"J754*(H754*'Externe blootstelling'!$D$23/2)^K754+L754*(TANH(((H754*'Externe blootstelling'!$D$23)/(2*M754))-2)-TANH(-2))/(1-TANH(-2))","v":1.9205458069630204},{"$f":"IF(N754=1,1+(I754-1)*H754*'Externe blootstelling'!$D$23/2,1+(I754-1)*(N754^(H754*'Externe blootstelling'!$D$23/2)-1)/(N754-1))","v":10.511359016979823},{"$f":"G754*EXP(-H754*'Externe blootstelling'!$D$23/2)*O754","v":5.2693789185019707E-5}]
[null," g ",0.17565,2.8103999999999998E-14,1.7000000000000001E-4,{"$f":"_xlfn.IFNA(INDEX('hp (pSv cm2)'!$B$2:$B$52,MATCH($C755,'hp (pSv cm2)'!$A$2:$A$52,1))+($C755-INDEX('hp (pSv cm2)'!$A$2:$A$52,MATCH($C755,'hp (pSv cm2)'!$A$2:$A$52,1)))*(INDEX('hp (pSv cm2)'!$B$2:$B$52,MATCH($C755,'hp (pSv cm2)'!$A$2:$A$52,1)+1)-INDEX('hp (pSv cm2)'!$B$2:$B$52,MATCH($C755,'hp (pSv cm2)'!$A$2:$A$52,1)))/(INDEX('hp (pSv cm2)'!$A$2:$A$52,MATCH($C755,'hp (pSv cm2)'!$A$2:$A$52,1)+1)-INDEX('hp (pSv cm2)'!$A$2:$A$52,MATCH($C755,'hp (pSv cm2)'!$A$2:$A$52,1))),$C755*'hp (pSv cm2)'!$B$2/'hp (pSv cm2)'!$A$2)","v":0.87678900000000004},1.4905413000000002E-4,{"$f":"_xlfn.IFNA(0.997*(INDEX('Mass attenuation coefficients'!$B$2:$B$37,MATCH($C755,'Mass attenuation coefficients'!$A$2:$A$37,1))+($C755-INDEX('Mass attenuation coefficients'!$A$2:$A$37,MATCH($C755,'Mass attenuation coefficients'!$A$2:$A$37,1)))*(INDEX('Mass attenuation coefficients'!$B$2:$B$37,MATCH($C755,'Mass attenuation coefficients'!$A$2:$A$37,1)+1)-INDEX('Mass attenuation coefficients'!$B$2:$B$37,MATCH($C755,'Mass attenuation coefficients'!$A$2:$A$37,1)))/(INDEX('Mass attenuation coefficients'!$A$2:$A$37,MATCH($C755,'Mass attenuation coefficients'!$A$2:$A$37,1)+1)-INDEX('Mass attenuation coefficients'!$A$2:$A$37,MATCH($C755,'Mass attenuation coefficients'!$A$2:$A$37,1)))),0.997*$C755*'Mass attenuation coefficients'!$B$2/'Mass attenuation coefficients'!$A$2)","v":0.14314377649999999},{"$f":"_xlfn.IFNA(INDEX('Shultis Faw'!$C$2:$C$26,MATCH($C755,'Shultis Faw'!$A$2:$A$26,1))+($C755-INDEX('Shultis Faw'!$A$2:$A$26,MATCH($C755,'Shultis Faw'!$A$2:$A$26,1)))*(INDEX('Shultis Faw'!$C$2:$C$26,MATCH($C755,'Shultis Faw'!$A$2:$A$26,1)+1)-INDEX('Shultis Faw'!$C$2:$C$26,MATCH($C755,'Shultis Faw'!$A$2:$A$26,1)))/(INDEX('Shultis Faw'!$A$2:$A$26,MATCH($C755,'Shultis Faw'!$A$2:$A$26,1)+1)-INDEX('Shultis Faw'!$A$2:$A$26,MATCH($C755,'Shultis Faw'!$A$2:$A$26,1))),$C755*'Shultis Faw'!$C$2/'Shultis Faw'!$A$2)","v":3.6820529999999998},{"$f":"_xlfn.IFNA(INDEX('Shultis Faw'!$D$2:$D$26,MATCH($C755,'Shultis Faw'!$A$2:$A$26,1))+($C755-INDEX('Shultis Faw'!$A$2:$A$26,MATCH($C755,'Shultis Faw'!$A$2:$A$26,1)))*(INDEX('Shultis Faw'!$D$2:$D$26,MATCH($C755,'Shultis Faw'!$A$2:$A$26,1)+1)-INDEX('Shultis Faw'!$D$2:$D$26,MATCH($C755,'Shultis Faw'!$A$2:$A$26,1)))/(INDEX('Shultis Faw'!$A$2:$A$26,MATCH($C755,'Shultis Faw'!$A$2:$A$26,1)+1)-INDEX('Shultis Faw'!$A$2:$A$26,MATCH($C755,'Shultis Faw'!$A$2:$A$26,1))),$C755*'Shultis Faw'!$D$2/'Shultis Faw'!$A$2)","v":2.1968559999999999},{"$f":"_xlfn.IFNA(INDEX('Shultis Faw'!$B$2:$B$26,MATCH($C755,'Shultis Faw'!$A$2:$A$26,1))+($C755-INDEX('Shultis Faw'!$A$2:$A$26,MATCH($C755,'Shultis Faw'!$A$2:$A$26,1)))*(INDEX('Shultis Faw'!$B$2:$B$26,MATCH($C755,'Shultis Faw'!$A$2:$A$26,1)+1)-INDEX('Shultis Faw'!$B$2:$B$26,MATCH($C755,'Shultis Faw'!$A$2:$A$26,1)))/(INDEX('Shultis Faw'!$A$2:$A$26,MATCH($C755,'Shultis Faw'!$A$2:$A$26,1)+1)-INDEX('Shultis Faw'!$A$2:$A$26,MATCH($C755,'Shultis Faw'!$A$2:$A$26,1))),$C755*'Shultis Faw'!$B$2/'Shultis Faw'!$A$2)","v":-0.18038299999999999},{"$f":"_xlfn.IFNA(INDEX('Shultis Faw'!$E$2:$E$26,MATCH($C755,'Shultis Faw'!$A$2:$A$26,1))+($C755-INDEX('Shultis Faw'!$A$2:$A$26,MATCH($C755,'Shultis Faw'!$A$2:$A$26,1)))*(INDEX('Shultis Faw'!$E$2:$E$26,MATCH($C755,'Shultis Faw'!$A$2:$A$26,1)+1)-INDEX('Shultis Faw'!$E$2:$E$26,MATCH($C755,'Shultis Faw'!$A$2:$A$26,1)))/(INDEX('Shultis Faw'!$A$2:$A$26,MATCH($C755,'Shultis Faw'!$A$2:$A$26,1)+1)-INDEX('Shultis Faw'!$A$2:$A$26,MATCH($C755,'Shultis Faw'!$A$2:$A$26,1))),$C755*'Shultis Faw'!$E$2/'Shultis Faw'!$A$2)","v":7.7546100000000007E-2},{"$f":"_xlfn.IFNA(INDEX('Shultis Faw'!$F$2:$F$26,MATCH($C755,'Shultis Faw'!$A$2:$A$26,1))+($C755-INDEX('Shultis Faw'!$A$2:$A$26,MATCH($C755,'Shultis Faw'!$A$2:$A$26,1)))*(INDEX('Shultis Faw'!$F$2:$F$26,MATCH($C755,'Shultis Faw'!$A$2:$A$26,1)+1)-INDEX('Shultis Faw'!$F$2:$F$26,MATCH($C755,'Shultis Faw'!$A$2:$A$26,1)))/(INDEX('Shultis Faw'!$A$2:$A$26,MATCH($C755,'Shultis Faw'!$A$2:$A$26,1)+1)-INDEX('Shultis Faw'!$A$2:$A$26,MATCH($C755,'Shultis Faw'!$A$2:$A$26,1))),$C755*'Shultis Faw'!$F$2/'Shultis Faw'!$A$2)","v":14.349029999999999},{"$f":"J755*(H755*'Externe blootstelling'!$D$23/2)^K755+L755*(TANH(((H755*'Externe blootstelling'!$D$23)/(2*M755))-2)-TANH(-2))/(1-TANH(-2))","v":1.9144707112275132},{"$f":"IF(N755=1,1+(I755-1)*H755*'Externe blootstelling'!$D$23/2,1+(I755-1)*(N755^(H755*'Externe blootstelling'!$D$23/2)-1)/(N755-1))","v":9.8947994222291431},{"$f":"G755*EXP(-H755*'Externe blootstelling'!$D$23/2)*O755","v":1.722870858683272E-4}]
[null," g ",0.17730000000000001,2.8367999999999997E-14,4.6999999999999999E-4,{"$f":"_xlfn.IFNA(INDEX('hp (pSv cm2)'!$B$2:$B$52,MATCH($C756,'hp (pSv cm2)'!$A$2:$A$52,1))+($C756-INDEX('hp (pSv cm2)'!$A$2:$A$52,MATCH($C756,'hp (pSv cm2)'!$A$2:$A$52,1)))*(INDEX('hp (pSv cm2)'!$B$2:$B$52,MATCH($C756,'hp (pSv cm2)'!$A$2:$A$52,1)+1)-INDEX('hp (pSv cm2)'!$B$2:$B$52,MATCH($C756,'hp (pSv cm2)'!$A$2:$A$52,1)))/(INDEX('hp (pSv cm2)'!$A$2:$A$52,MATCH($C756,'hp (pSv cm2)'!$A$2:$A$52,1)+1)-INDEX('hp (pSv cm2)'!$A$2:$A$52,MATCH($C756,'hp (pSv cm2)'!$A$2:$A$52,1))),$C756*'hp (pSv cm2)'!$B$2/'hp (pSv cm2)'!$A$2)","v":0.88513799999999998},4.1601485999999996E-4,{"$f":"_xlfn.IFNA(0.997*(INDEX('Mass attenuation coefficients'!$B$2:$B$37,MATCH($C756,'Mass attenuation coefficients'!$A$2:$A$37,1))+($C756-INDEX('Mass attenuation coefficients'!$A$2:$A$37,MATCH($C756,'Mass attenuation coefficients'!$A$2:$A$37,1)))*(INDEX('Mass attenuation coefficients'!$B$2:$B$37,MATCH($C756,'Mass attenuation coefficients'!$A$2:$A$37,1)+1)-INDEX('Mass attenuation coefficients'!$B$2:$B$37,MATCH($C756,'Mass attenuation coefficients'!$A$2:$A$37,1)))/(INDEX('Mass attenuation coefficients'!$A$2:$A$37,MATCH($C756,'Mass attenuation coefficients'!$A$2:$A$37,1)+1)-INDEX('Mass attenuation coefficients'!$A$2:$A$37,MATCH($C756,'Mass attenuation coefficients'!$A$2:$A$37,1)))),0.997*$C756*'Mass attenuation coefficients'!$B$2/'Mass attenuation coefficients'!$A$2)","v":0.142699613},{"$f":"_xlfn.IFNA(INDEX('Shultis Faw'!$C$2:$C$26,MATCH($C756,'Shultis Faw'!$A$2:$A$26,1))+($C756-INDEX('Shultis Faw'!$A$2:$A$26,MATCH($C756,'Shultis Faw'!$A$2:$A$26,1)))*(INDEX('Shultis Faw'!$C$2:$C$26,MATCH($C756,'Shultis Faw'!$A$2:$A$26,1)+1)-INDEX('Shultis Faw'!$C$2:$C$26,MATCH($C756,'Shultis Faw'!$A$2:$A$26,1)))/(INDEX('Shultis Faw'!$A$2:$A$26,MATCH($C756,'Shultis Faw'!$A$2:$A$26,1)+1)-INDEX('Shultis Faw'!$A$2:$A$26,MATCH($C756,'Shultis Faw'!$A$2:$A$26,1))),$C756*'Shultis Faw'!$C$2/'Shultis Faw'!$A$2)","v":3.6682259999999998},{"$f":"_xlfn.IFNA(INDEX('Shultis Faw'!$D$2:$D$26,MATCH($C756,'Shultis Faw'!$A$2:$A$26,1))+($C756-INDEX('Shultis Faw'!$A$2:$A$26,MATCH($C756,'Shultis Faw'!$A$2:$A$26,1)))*(INDEX('Shultis Faw'!$D$2:$D$26,MATCH($C756,'Shultis Faw'!$A$2:$A$26,1)+1)-INDEX('Shultis Faw'!$D$2:$D$26,MATCH($C756,'Shultis Faw'!$A$2:$A$26,1)))/(INDEX('Shultis Faw'!$A$2:$A$26,MATCH($C756,'Shultis Faw'!$A$2:$A$26,1)+1)-INDEX('Shultis Faw'!$A$2:$A$26,MATCH($C756,'Shultis Faw'!$A$2:$A$26,1))),$C756*'Shultis Faw'!$D$2/'Shultis Faw'!$A$2)","v":2.1939519999999999},{"$f":"_xlfn.IFNA(INDEX('Shultis Faw'!$B$2:$B$26,MATCH($C756,'Shultis Faw'!$A$2:$A$26,1))+($C756-INDEX('Shultis Faw'!$A$2:$A$26,MATCH($C756,'Shultis Faw'!$A$2:$A$26,1)))*(INDEX('Shultis Faw'!$B$2:$B$26,MATCH($C756,'Shultis Faw'!$A$2:$A$26,1)+1)-INDEX('Shultis Faw'!$B$2:$B$26,MATCH($C756,'Shultis Faw'!$A$2:$A$26,1)))/(INDEX('Shultis Faw'!$A$2:$A$26,MATCH($C756,'Shultis Faw'!$A$2:$A$26,1)+1)-INDEX('Shultis Faw'!$A$2:$A$26,MATCH($C756,'Shultis Faw'!$A$2:$A$26,1))),$C756*'Shultis Faw'!$B$2/'Shultis Faw'!$A$2)","v":-0.180086},{"$f":"_xlfn.IFNA(INDEX('Shultis Faw'!$E$2:$E$26,MATCH($C756,'Shultis Faw'!$A$2:$A$26,1))+($C756-INDEX('Shultis Faw'!$A$2:$A$26,MATCH($C756,'Shultis Faw'!$A$2:$A$26,1)))*(INDEX('Shultis Faw'!$E$2:$E$26,MATCH($C756,'Shultis Faw'!$A$2:$A$26,1)+1)-INDEX('Shultis Faw'!$E$2:$E$26,MATCH($C756,'Shultis Faw'!$A$2:$A$26,1)))/(INDEX('Shultis Faw'!$A$2:$A$26,MATCH($C756,'Shultis Faw'!$A$2:$A$26,1)+1)-INDEX('Shultis Faw'!$A$2:$A$26,MATCH($C756,'Shultis Faw'!$A$2:$A$26,1))),$C756*'Shultis Faw'!$E$2/'Shultis Faw'!$A$2)","v":7.75362E-2},{"$f":"_xlfn.IFNA(INDEX('Shultis Faw'!$F$2:$F$26,MATCH($C756,'Shultis Faw'!$A$2:$A$26,1))+($C756-INDEX('Shultis Faw'!$A$2:$A$26,MATCH($C756,'Shultis Faw'!$A$2:$A$26,1)))*(INDEX('Shultis Faw'!$F$2:$F$26,MATCH($C756,'Shultis Faw'!$A$2:$A$26,1)+1)-INDEX('Shultis Faw'!$F$2:$F$26,MATCH($C756,'Shultis Faw'!$A$2:$A$26,1)))/(INDEX('Shultis Faw'!$A$2:$A$26,MATCH($C756,'Shultis Faw'!$A$2:$A$26,1)+1)-INDEX('Shultis Faw'!$A$2:$A$26,MATCH($C756,'Shultis Faw'!$A$2:$A$26,1))),$C756*'Shultis Faw'!$F$2/'Shultis Faw'!$A$2)","v":14.359259999999999},{"$f":"J756*(H756*'Externe blootstelling'!$D$23/2)^K756+L756*(TANH(((H756*'Externe blootstelling'!$D$23)/(2*M756))-2)-TANH(-2))/(1-TANH(-2))","v":1.9134426182198752},{"$f":"IF(N756=1,1+(I756-1)*H756*'Externe blootstelling'!$D$23/2,1+(I756-1)*(N756^(H756*'Externe blootstelling'!$D$23/2)-1)/(N756-1))","v":9.794564547287429},{"$f":"G756*EXP(-H756*'Externe blootstelling'!$D$23/2)*O756","v":4.7916949162593478E-4}]
[null," g ",0.17954000000000001,2.8726399999999999E-14,1.5399999999999999E-3,{"$f":"_xlfn.IFNA(INDEX('hp (pSv cm2)'!$B$2:$B$52,MATCH($C757,'hp (pSv cm2)'!$A$2:$A$52,1))+($C757-INDEX('hp (pSv cm2)'!$A$2:$A$52,MATCH($C757,'hp (pSv cm2)'!$A$2:$A$52,1)))*(INDEX('hp (pSv cm2)'!$B$2:$B$52,MATCH($C757,'hp (pSv cm2)'!$A$2:$A$52,1)+1)-INDEX('hp (pSv cm2)'!$B$2:$B$52,MATCH($C757,'hp (pSv cm2)'!$A$2:$A$52,1)))/(INDEX('hp (pSv cm2)'!$A$2:$A$52,MATCH($C757,'hp (pSv cm2)'!$A$2:$A$52,1)+1)-INDEX('hp (pSv cm2)'!$A$2:$A$52,MATCH($C757,'hp (pSv cm2)'!$A$2:$A$52,1))),$C757*'hp (pSv cm2)'!$B$2/'hp (pSv cm2)'!$A$2)","v":0.89647239999999995},1.3805674959999998E-3,{"$f":"_xlfn.IFNA(0.997*(INDEX('Mass attenuation coefficients'!$B$2:$B$37,MATCH($C757,'Mass attenuation coefficients'!$A$2:$A$37,1))+($C757-INDEX('Mass attenuation coefficients'!$A$2:$A$37,MATCH($C757,'Mass attenuation coefficients'!$A$2:$A$37,1)))*(INDEX('Mass attenuation coefficients'!$B$2:$B$37,MATCH($C757,'Mass attenuation coefficients'!$A$2:$A$37,1)+1)-INDEX('Mass attenuation coefficients'!$B$2:$B$37,MATCH($C757,'Mass attenuation coefficients'!$A$2:$A$37,1)))/(INDEX('Mass attenuation coefficients'!$A$2:$A$37,MATCH($C757,'Mass attenuation coefficients'!$A$2:$A$37,1)+1)-INDEX('Mass attenuation coefficients'!$A$2:$A$37,MATCH($C757,'Mass attenuation coefficients'!$A$2:$A$37,1)))),0.997*$C757*'Mass attenuation coefficients'!$B$2/'Mass attenuation coefficients'!$A$2)","v":0.14209662739999998},{"$f":"_xlfn.IFNA(INDEX('Shultis Faw'!$C$2:$C$26,MATCH($C757,'Shultis Faw'!$A$2:$A$26,1))+($C757-INDEX('Shultis Faw'!$A$2:$A$26,MATCH($C757,'Shultis Faw'!$A$2:$A$26,1)))*(INDEX('Shultis Faw'!$C$2:$C$26,MATCH($C757,'Shultis Faw'!$A$2:$A$26,1)+1)-INDEX('Shultis Faw'!$C$2:$C$26,MATCH($C757,'Shultis Faw'!$A$2:$A$26,1)))/(INDEX('Shultis Faw'!$A$2:$A$26,MATCH($C757,'Shultis Faw'!$A$2:$A$26,1)+1)-INDEX('Shultis Faw'!$A$2:$A$26,MATCH($C757,'Shultis Faw'!$A$2:$A$26,1))),$C757*'Shultis Faw'!$C$2/'Shultis Faw'!$A$2)","v":3.6494548},{"$f":"_xlfn.IFNA(INDEX('Shultis Faw'!$D$2:$D$26,MATCH($C757,'Shultis Faw'!$A$2:$A$26,1))+($C757-INDEX('Shultis Faw'!$A$2:$A$26,MATCH($C757,'Shultis Faw'!$A$2:$A$26,1)))*(INDEX('Shultis Faw'!$D$2:$D$26,MATCH($C757,'Shultis Faw'!$A$2:$A$26,1)+1)-INDEX('Shultis Faw'!$D$2:$D$26,MATCH($C757,'Shultis Faw'!$A$2:$A$26,1)))/(INDEX('Shultis Faw'!$A$2:$A$26,MATCH($C757,'Shultis Faw'!$A$2:$A$26,1)+1)-INDEX('Shultis Faw'!$A$2:$A$26,MATCH($C757,'Shultis Faw'!$A$2:$A$26,1))),$C757*'Shultis Faw'!$D$2/'Shultis Faw'!$A$2)","v":2.1900095999999998},{"$f":"_xlfn.IFNA(INDEX('Shultis Faw'!$B$2:$B$26,MATCH($C757,'Shultis Faw'!$A$2:$A$26,1))+($C757-INDEX('Shultis Faw'!$A$2:$A$26,MATCH($C757,'Shultis Faw'!$A$2:$A$26,1)))*(INDEX('Shultis Faw'!$B$2:$B$26,MATCH($C757,'Shultis Faw'!$A$2:$A$26,1)+1)-INDEX('Shultis Faw'!$B$2:$B$26,MATCH($C757,'Shultis Faw'!$A$2:$A$26,1)))/(INDEX('Shultis Faw'!$A$2:$A$26,MATCH($C757,'Shultis Faw'!$A$2:$A$26,1)+1)-INDEX('Shultis Faw'!$A$2:$A$26,MATCH($C757,'Shultis Faw'!$A$2:$A$26,1))),$C757*'Shultis Faw'!$B$2/'Shultis Faw'!$A$2)","v":-0.1796828},{"$f":"_xlfn.IFNA(INDEX('Shultis Faw'!$E$2:$E$26,MATCH($C757,'Shultis Faw'!$A$2:$A$26,1))+($C757-INDEX('Shultis Faw'!$A$2:$A$26,MATCH($C757,'Shultis Faw'!$A$2:$A$26,1)))*(INDEX('Shultis Faw'!$E$2:$E$26,MATCH($C757,'Shultis Faw'!$A$2:$A$26,1)+1)-INDEX('Shultis Faw'!$E$2:$E$26,MATCH($C757,'Shultis Faw'!$A$2:$A$26,1)))/(INDEX('Shultis Faw'!$A$2:$A$26,MATCH($C757,'Shultis Faw'!$A$2:$A$26,1)+1)-INDEX('Shultis Faw'!$A$2:$A$26,MATCH($C757,'Shultis Faw'!$A$2:$A$26,1))),$C757*'Shultis Faw'!$E$2/'Shultis Faw'!$A$2)","v":7.7522759999999996E-2},{"$f":"_xlfn.IFNA(INDEX('Shultis Faw'!$F$2:$F$26,MATCH($C757,'Shultis Faw'!$A$2:$A$26,1))+($C757-INDEX('Shultis Faw'!$A$2:$A$26,MATCH($C757,'Shultis Faw'!$A$2:$A$26,1)))*(INDEX('Shultis Faw'!$F$2:$F$26,MATCH($C757,'Shultis Faw'!$A$2:$A$26,1)+1)-INDEX('Shultis Faw'!$F$2:$F$26,MATCH($C757,'Shultis Faw'!$A$2:$A$26,1)))/(INDEX('Shultis Faw'!$A$2:$A$26,MATCH($C757,'Shultis Faw'!$A$2:$A$26,1)+1)-INDEX('Shultis Faw'!$A$2:$A$26,MATCH($C757,'Shultis Faw'!$A$2:$A$26,1))),$C757*'Shultis Faw'!$F$2/'Shultis Faw'!$A$2)","v":14.373148},{"$f":"J757*(H757*'Externe blootstelling'!$D$23/2)^K757+L757*(TANH(((H757*'Externe blootstelling'!$D$23)/(2*M757))-2)-TANH(-2))/(1-TANH(-2))","v":1.9120421142844339},{"$f":"IF(N757=1,1+(I757-1)*H757*'Externe blootstelling'!$D$23/2,1+(I757-1)*(N757^(H757*'Externe blootstelling'!$D$23/2)-1)/(N757-1))","v":9.6598588915585051},{"$f":"G757*EXP(-H757*'Externe blootstelling'!$D$23/2)*O757","v":1.5825291154281614E-3}]
[null," g ",0.1993,3.1887999999999998E-14,3.0000000000000001E-5,{"$f":"_xlfn.IFNA(INDEX('hp (pSv cm2)'!$B$2:$B$52,MATCH($C758,'hp (pSv cm2)'!$A$2:$A$52,1))+($C758-INDEX('hp (pSv cm2)'!$A$2:$A$52,MATCH($C758,'hp (pSv cm2)'!$A$2:$A$52,1)))*(INDEX('hp (pSv cm2)'!$B$2:$B$52,MATCH($C758,'hp (pSv cm2)'!$A$2:$A$52,1)+1)-INDEX('hp (pSv cm2)'!$B$2:$B$52,MATCH($C758,'hp (pSv cm2)'!$A$2:$A$52,1)))/(INDEX('hp (pSv cm2)'!$A$2:$A$52,MATCH($C758,'hp (pSv cm2)'!$A$2:$A$52,1)+1)-INDEX('hp (pSv cm2)'!$A$2:$A$52,MATCH($C758,'hp (pSv cm2)'!$A$2:$A$52,1))),$C758*'hp (pSv cm2)'!$B$2/'hp (pSv cm2)'!$A$2)","v":0.99645799999999995},2.9893740000000001E-5,{"$f":"_xlfn.IFNA(0.997*(INDEX('Mass attenuation coefficients'!$B$2:$B$37,MATCH($C758,'Mass attenuation coefficients'!$A$2:$A$37,1))+($C758-INDEX('Mass attenuation coefficients'!$A$2:$A$37,MATCH($C758,'Mass attenuation coefficients'!$A$2:$A$37,1)))*(INDEX('Mass attenuation coefficients'!$B$2:$B$37,MATCH($C758,'Mass attenuation coefficients'!$A$2:$A$37,1)+1)-INDEX('Mass attenuation coefficients'!$B$2:$B$37,MATCH($C758,'Mass attenuation coefficients'!$A$2:$A$37,1)))/(INDEX('Mass attenuation coefficients'!$A$2:$A$37,MATCH($C758,'Mass attenuation coefficients'!$A$2:$A$37,1)+1)-INDEX('Mass attenuation coefficients'!$A$2:$A$37,MATCH($C758,'Mass attenuation coefficients'!$A$2:$A$37,1)))),0.997*$C758*'Mass attenuation coefficients'!$B$2/'Mass attenuation coefficients'!$A$2)","v":0.136777433},{"$f":"_xlfn.IFNA(INDEX('Shultis Faw'!$C$2:$C$26,MATCH($C758,'Shultis Faw'!$A$2:$A$26,1))+($C758-INDEX('Shultis Faw'!$A$2:$A$26,MATCH($C758,'Shultis Faw'!$A$2:$A$26,1)))*(INDEX('Shultis Faw'!$C$2:$C$26,MATCH($C758,'Shultis Faw'!$A$2:$A$26,1)+1)-INDEX('Shultis Faw'!$C$2:$C$26,MATCH($C758,'Shultis Faw'!$A$2:$A$26,1)))/(INDEX('Shultis Faw'!$A$2:$A$26,MATCH($C758,'Shultis Faw'!$A$2:$A$26,1)+1)-INDEX('Shultis Faw'!$A$2:$A$26,MATCH($C758,'Shultis Faw'!$A$2:$A$26,1))),$C758*'Shultis Faw'!$C$2/'Shultis Faw'!$A$2)","v":3.4838660000000004},{"$f":"_xlfn.IFNA(INDEX('Shultis Faw'!$D$2:$D$26,MATCH($C758,'Shultis Faw'!$A$2:$A$26,1))+($C758-INDEX('Shultis Faw'!$A$2:$A$26,MATCH($C758,'Shultis Faw'!$A$2:$A$26,1)))*(INDEX('Shultis Faw'!$D$2:$D$26,MATCH($C758,'Shultis Faw'!$A$2:$A$26,1)+1)-INDEX('Shultis Faw'!$D$2:$D$26,MATCH($C758,'Shultis Faw'!$A$2:$A$26,1)))/(INDEX('Shultis Faw'!$A$2:$A$26,MATCH($C758,'Shultis Faw'!$A$2:$A$26,1)+1)-INDEX('Shultis Faw'!$A$2:$A$26,MATCH($C758,'Shultis Faw'!$A$2:$A$26,1))),$C758*'Shultis Faw'!$D$2/'Shultis Faw'!$A$2)","v":2.1552319999999998},{"$f":"_xlfn.IFNA(INDEX('Shultis Faw'!$B$2:$B$26,MATCH($C758,'Shultis Faw'!$A$2:$A$26,1))+($C758-INDEX('Shultis Faw'!$A$2:$A$26,MATCH($C758,'Shultis Faw'!$A$2:$A$26,1)))*(INDEX('Shultis Faw'!$B$2:$B$26,MATCH($C758,'Shultis Faw'!$A$2:$A$26,1)+1)-INDEX('Shultis Faw'!$B$2:$B$26,MATCH($C758,'Shultis Faw'!$A$2:$A$26,1)))/(INDEX('Shultis Faw'!$A$2:$A$26,MATCH($C758,'Shultis Faw'!$A$2:$A$26,1)+1)-INDEX('Shultis Faw'!$A$2:$A$26,MATCH($C758,'Shultis Faw'!$A$2:$A$26,1))),$C758*'Shultis Faw'!$B$2/'Shultis Faw'!$A$2)","v":-0.176126},{"$f":"_xlfn.IFNA(INDEX('Shultis Faw'!$E$2:$E$26,MATCH($C758,'Shultis Faw'!$A$2:$A$26,1))+($C758-INDEX('Shultis Faw'!$A$2:$A$26,MATCH($C758,'Shultis Faw'!$A$2:$A$26,1)))*(INDEX('Shultis Faw'!$E$2:$E$26,MATCH($C758,'Shultis Faw'!$A$2:$A$26,1)+1)-INDEX('Shultis Faw'!$E$2:$E$26,MATCH($C758,'Shultis Faw'!$A$2:$A$26,1)))/(INDEX('Shultis Faw'!$A$2:$A$26,MATCH($C758,'Shultis Faw'!$A$2:$A$26,1)+1)-INDEX('Shultis Faw'!$A$2:$A$26,MATCH($C758,'Shultis Faw'!$A$2:$A$26,1))),$C758*'Shultis Faw'!$E$2/'Shultis Faw'!$A$2)","v":7.7404199999999992E-2},{"$f":"_xlfn.IFNA(INDEX('Shultis Faw'!$F$2:$F$26,MATCH($C758,'Shultis Faw'!$A$2:$A$26,1))+($C758-INDEX('Shultis Faw'!$A$2:$A$26,MATCH($C758,'Shultis Faw'!$A$2:$A$26,1)))*(INDEX('Shultis Faw'!$F$2:$F$26,MATCH($C758,'Shultis Faw'!$A$2:$A$26,1)+1)-INDEX('Shultis Faw'!$F$2:$F$26,MATCH($C758,'Shultis Faw'!$A$2:$A$26,1)))/(INDEX('Shultis Faw'!$A$2:$A$26,MATCH($C758,'Shultis Faw'!$A$2:$A$26,1)+1)-INDEX('Shultis Faw'!$A$2:$A$26,MATCH($C758,'Shultis Faw'!$A$2:$A$26,1))),$C758*'Shultis Faw'!$F$2/'Shultis Faw'!$A$2)","v":14.495659999999999},{"$f":"J758*(H758*'Externe blootstelling'!$D$23/2)^K758+L758*(TANH(((H758*'Externe blootstelling'!$D$23)/(2*M758))-2)-TANH(-2))/(1-TANH(-2))","v":1.8994490719756452},{"$f":"IF(N758=1,1+(I758-1)*H758*'Externe blootstelling'!$D$23/2,1+(I758-1)*(N758^(H758*'Externe blootstelling'!$D$23/2)-1)/(N758-1))","v":8.5376043999663693},{"$f":"G758*EXP(-H758*'Externe blootstelling'!$D$23/2)*O758","v":3.2801296831381584E-5}]
[null," g ",0.22131999999999999,3.5411199999999996E-14,3.5999999999999997E-4,{"$f":"_xlfn.IFNA(INDEX('hp (pSv cm2)'!$B$2:$B$52,MATCH($C759,'hp (pSv cm2)'!$A$2:$A$52,1))+($C759-INDEX('hp (pSv cm2)'!$A$2:$A$52,MATCH($C759,'hp (pSv cm2)'!$A$2:$A$52,1)))*(INDEX('hp (pSv cm2)'!$B$2:$B$52,MATCH($C759,'hp (pSv cm2)'!$A$2:$A$52,1)+1)-INDEX('hp (pSv cm2)'!$B$2:$B$52,MATCH($C759,'hp (pSv cm2)'!$A$2:$A$52,1)))/(INDEX('hp (pSv cm2)'!$A$2:$A$52,MATCH($C759,'hp (pSv cm2)'!$A$2:$A$52,1)+1)-INDEX('hp (pSv cm2)'!$A$2:$A$52,MATCH($C759,'hp (pSv cm2)'!$A$2:$A$52,1))),$C759*'hp (pSv cm2)'!$B$2/'hp (pSv cm2)'!$A$2)","v":1.1087319999999998},3.991435199999999E-4,{"$f":"_xlfn.IFNA(0.997*(INDEX('Mass attenuation coefficients'!$B$2:$B$37,MATCH($C759,'Mass attenuation coefficients'!$A$2:$A$37,1))+($C759-INDEX('Mass attenuation coefficients'!$A$2:$A$37,MATCH($C759,'Mass attenuation coefficients'!$A$2:$A$37,1)))*(INDEX('Mass attenuation coefficients'!$B$2:$B$37,MATCH($C759,'Mass attenuation coefficients'!$A$2:$A$37,1)+1)-INDEX('Mass attenuation coefficients'!$B$2:$B$37,MATCH($C759,'Mass attenuation coefficients'!$A$2:$A$37,1)))/(INDEX('Mass attenuation coefficients'!$A$2:$A$37,MATCH($C759,'Mass attenuation coefficients'!$A$2:$A$37,1)+1)-INDEX('Mass attenuation coefficients'!$A$2:$A$37,MATCH($C759,'Mass attenuation coefficients'!$A$2:$A$37,1)))),0.997*$C759*'Mass attenuation coefficients'!$B$2/'Mass attenuation coefficients'!$A$2)","v":0.13267788864000002},{"$f":"_xlfn.IFNA(INDEX('Shultis Faw'!$C$2:$C$26,MATCH($C759,'Shultis Faw'!$A$2:$A$26,1))+($C759-INDEX('Shultis Faw'!$A$2:$A$26,MATCH($C759,'Shultis Faw'!$A$2:$A$26,1)))*(INDEX('Shultis Faw'!$C$2:$C$26,MATCH($C759,'Shultis Faw'!$A$2:$A$26,1)+1)-INDEX('Shultis Faw'!$C$2:$C$26,MATCH($C759,'Shultis Faw'!$A$2:$A$26,1)))/(INDEX('Shultis Faw'!$A$2:$A$26,MATCH($C759,'Shultis Faw'!$A$2:$A$26,1)+1)-INDEX('Shultis Faw'!$A$2:$A$26,MATCH($C759,'Shultis Faw'!$A$2:$A$26,1))),$C759*'Shultis Faw'!$C$2/'Shultis Faw'!$A$2)","v":3.3590344000000001},{"$f":"_xlfn.IFNA(INDEX('Shultis Faw'!$D$2:$D$26,MATCH($C759,'Shultis Faw'!$A$2:$A$26,1))+($C759-INDEX('Shultis Faw'!$A$2:$A$26,MATCH($C759,'Shultis Faw'!$A$2:$A$26,1)))*(INDEX('Shultis Faw'!$D$2:$D$26,MATCH($C759,'Shultis Faw'!$A$2:$A$26,1)+1)-INDEX('Shultis Faw'!$D$2:$D$26,MATCH($C759,'Shultis Faw'!$A$2:$A$26,1)))/(INDEX('Shultis Faw'!$A$2:$A$26,MATCH($C759,'Shultis Faw'!$A$2:$A$26,1)+1)-INDEX('Shultis Faw'!$A$2:$A$26,MATCH($C759,'Shultis Faw'!$A$2:$A$26,1))),$C759*'Shultis Faw'!$D$2/'Shultis Faw'!$A$2)","v":2.1258575999999998},{"$f":"_xlfn.IFNA(INDEX('Shultis Faw'!$B$2:$B$26,MATCH($C759,'Shultis Faw'!$A$2:$A$26,1))+($C759-INDEX('Shultis Faw'!$A$2:$A$26,MATCH($C759,'Shultis Faw'!$A$2:$A$26,1)))*(INDEX('Shultis Faw'!$B$2:$B$26,MATCH($C759,'Shultis Faw'!$A$2:$A$26,1)+1)-INDEX('Shultis Faw'!$B$2:$B$26,MATCH($C759,'Shultis Faw'!$A$2:$A$26,1)))/(INDEX('Shultis Faw'!$A$2:$A$26,MATCH($C759,'Shultis Faw'!$A$2:$A$26,1)+1)-INDEX('Shultis Faw'!$A$2:$A$26,MATCH($C759,'Shultis Faw'!$A$2:$A$26,1))),$C759*'Shultis Faw'!$B$2/'Shultis Faw'!$A$2)","v":-0.1734416},{"$f":"_xlfn.IFNA(INDEX('Shultis Faw'!$E$2:$E$26,MATCH($C759,'Shultis Faw'!$A$2:$A$26,1))+($C759-INDEX('Shultis Faw'!$A$2:$A$26,MATCH($C759,'Shultis Faw'!$A$2:$A$26,1)))*(INDEX('Shultis Faw'!$E$2:$E$26,MATCH($C759,'Shultis Faw'!$A$2:$A$26,1)+1)-INDEX('Shultis Faw'!$E$2:$E$26,MATCH($C759,'Shultis Faw'!$A$2:$A$26,1)))/(INDEX('Shultis Faw'!$A$2:$A$26,MATCH($C759,'Shultis Faw'!$A$2:$A$26,1)+1)-INDEX('Shultis Faw'!$A$2:$A$26,MATCH($C759,'Shultis Faw'!$A$2:$A$26,1))),$C759*'Shultis Faw'!$E$2/'Shultis Faw'!$A$2)","v":7.4862919999999999E-2},{"$f":"_xlfn.IFNA(INDEX('Shultis Faw'!$F$2:$F$26,MATCH($C759,'Shultis Faw'!$A$2:$A$26,1))+($C759-INDEX('Shultis Faw'!$A$2:$A$26,MATCH($C759,'Shultis Faw'!$A$2:$A$26,1)))*(INDEX('Shultis Faw'!$F$2:$F$26,MATCH($C759,'Shultis Faw'!$A$2:$A$26,1)+1)-INDEX('Shultis Faw'!$F$2:$F$26,MATCH($C759,'Shultis Faw'!$A$2:$A$26,1)))/(INDEX('Shultis Faw'!$A$2:$A$26,MATCH($C759,'Shultis Faw'!$A$2:$A$26,1)+1)-INDEX('Shultis Faw'!$A$2:$A$26,MATCH($C759,'Shultis Faw'!$A$2:$A$26,1))),$C759*'Shultis Faw'!$F$2/'Shultis Faw'!$A$2)","v":14.438172},{"$f":"J759*(H759*'Externe blootstelling'!$D$23/2)^K759+L759*(TANH(((H759*'Externe blootstelling'!$D$23)/(2*M759))-2)-TANH(-2))/(1-TANH(-2))","v":1.8870876023719392},{"$f":"IF(N759=1,1+(I759-1)*H759*'Externe blootstelling'!$D$23/2,1+(I759-1)*(N759^(H759*'Externe blootstelling'!$D$23/2)-1)/(N759-1))","v":7.7517974127288518},{"$f":"G759*EXP(-H759*'Externe blootstelling'!$D$23/2)*O759","v":4.2287535329483546E-4}]
[null," g ",0.24719999999999998,3.9551999999999993E-14,9.7E-5,{"$f":"_xlfn.IFNA(INDEX('hp (pSv cm2)'!$B$2:$B$52,MATCH($C760,'hp (pSv cm2)'!$A$2:$A$52,1))+($C760-INDEX('hp (pSv cm2)'!$A$2:$A$52,MATCH($C760,'hp (pSv cm2)'!$A$2:$A$52,1)))*(INDEX('hp (pSv cm2)'!$B$2:$B$52,MATCH($C760,'hp (pSv cm2)'!$A$2:$A$52,1)+1)-INDEX('hp (pSv cm2)'!$B$2:$B$52,MATCH($C760,'hp (pSv cm2)'!$A$2:$A$52,1)))/(INDEX('hp (pSv cm2)'!$A$2:$A$52,MATCH($C760,'hp (pSv cm2)'!$A$2:$A$52,1)+1)-INDEX('hp (pSv cm2)'!$A$2:$A$52,MATCH($C760,'hp (pSv cm2)'!$A$2:$A$52,1))),$C760*'hp (pSv cm2)'!$B$2/'hp (pSv cm2)'!$A$2)","v":1.2407199999999998},1.2034983999999999E-4,{"$f":"_xlfn.IFNA(0.997*(INDEX('Mass attenuation coefficients'!$B$2:$B$37,MATCH($C760,'Mass attenuation coefficients'!$A$2:$A$37,1))+($C760-INDEX('Mass attenuation coefficients'!$A$2:$A$37,MATCH($C760,'Mass attenuation coefficients'!$A$2:$A$37,1)))*(INDEX('Mass attenuation coefficients'!$B$2:$B$37,MATCH($C760,'Mass attenuation coefficients'!$A$2:$A$37,1)+1)-INDEX('Mass attenuation coefficients'!$B$2:$B$37,MATCH($C760,'Mass attenuation coefficients'!$A$2:$A$37,1)))/(INDEX('Mass attenuation coefficients'!$A$2:$A$37,MATCH($C760,'Mass attenuation coefficients'!$A$2:$A$37,1)+1)-INDEX('Mass attenuation coefficients'!$A$2:$A$37,MATCH($C760,'Mass attenuation coefficients'!$A$2:$A$37,1)))),0.997*$C760*'Mass attenuation coefficients'!$B$2/'Mass attenuation coefficients'!$A$2)","v":0.12793025440000003},{"$f":"_xlfn.IFNA(INDEX('Shultis Faw'!$C$2:$C$26,MATCH($C760,'Shultis Faw'!$A$2:$A$26,1))+($C760-INDEX('Shultis Faw'!$A$2:$A$26,MATCH($C760,'Shultis Faw'!$A$2:$A$26,1)))*(INDEX('Shultis Faw'!$C$2:$C$26,MATCH($C760,'Shultis Faw'!$A$2:$A$26,1)+1)-INDEX('Shultis Faw'!$C$2:$C$26,MATCH($C760,'Shultis Faw'!$A$2:$A$26,1)))/(INDEX('Shultis Faw'!$A$2:$A$26,MATCH($C760,'Shultis Faw'!$A$2:$A$26,1)+1)-INDEX('Shultis Faw'!$A$2:$A$26,MATCH($C760,'Shultis Faw'!$A$2:$A$26,1))),$C760*'Shultis Faw'!$C$2/'Shultis Faw'!$A$2)","v":3.2146240000000001},{"$f":"_xlfn.IFNA(INDEX('Shultis Faw'!$D$2:$D$26,MATCH($C760,'Shultis Faw'!$A$2:$A$26,1))+($C760-INDEX('Shultis Faw'!$A$2:$A$26,MATCH($C760,'Shultis Faw'!$A$2:$A$26,1)))*(INDEX('Shultis Faw'!$D$2:$D$26,MATCH($C760,'Shultis Faw'!$A$2:$A$26,1)+1)-INDEX('Shultis Faw'!$D$2:$D$26,MATCH($C760,'Shultis Faw'!$A$2:$A$26,1)))/(INDEX('Shultis Faw'!$A$2:$A$26,MATCH($C760,'Shultis Faw'!$A$2:$A$26,1)+1)-INDEX('Shultis Faw'!$A$2:$A$26,MATCH($C760,'Shultis Faw'!$A$2:$A$26,1))),$C760*'Shultis Faw'!$D$2/'Shultis Faw'!$A$2)","v":2.0916959999999998},{"$f":"_xlfn.IFNA(INDEX('Shultis Faw'!$B$2:$B$26,MATCH($C760,'Shultis Faw'!$A$2:$A$26,1))+($C760-INDEX('Shultis Faw'!$A$2:$A$26,MATCH($C760,'Shultis Faw'!$A$2:$A$26,1)))*(INDEX('Shultis Faw'!$B$2:$B$26,MATCH($C760,'Shultis Faw'!$A$2:$A$26,1)+1)-INDEX('Shultis Faw'!$B$2:$B$26,MATCH($C760,'Shultis Faw'!$A$2:$A$26,1)))/(INDEX('Shultis Faw'!$A$2:$A$26,MATCH($C760,'Shultis Faw'!$A$2:$A$26,1)+1)-INDEX('Shultis Faw'!$A$2:$A$26,MATCH($C760,'Shultis Faw'!$A$2:$A$26,1))),$C760*'Shultis Faw'!$B$2/'Shultis Faw'!$A$2)","v":-0.17033599999999999},{"$f":"_xlfn.IFNA(INDEX('Shultis Faw'!$E$2:$E$26,MATCH($C760,'Shultis Faw'!$A$2:$A$26,1))+($C760-INDEX('Shultis Faw'!$A$2:$A$26,MATCH($C760,'Shultis Faw'!$A$2:$A$26,1)))*(INDEX('Shultis Faw'!$E$2:$E$26,MATCH($C760,'Shultis Faw'!$A$2:$A$26,1)+1)-INDEX('Shultis Faw'!$E$2:$E$26,MATCH($C760,'Shultis Faw'!$A$2:$A$26,1)))/(INDEX('Shultis Faw'!$A$2:$A$26,MATCH($C760,'Shultis Faw'!$A$2:$A$26,1)+1)-INDEX('Shultis Faw'!$A$2:$A$26,MATCH($C760,'Shultis Faw'!$A$2:$A$26,1))),$C760*'Shultis Faw'!$E$2/'Shultis Faw'!$A$2)","v":7.1783200000000005E-2},{"$f":"_xlfn.IFNA(INDEX('Shultis Faw'!$F$2:$F$26,MATCH($C760,'Shultis Faw'!$A$2:$A$26,1))+($C760-INDEX('Shultis Faw'!$A$2:$A$26,MATCH($C760,'Shultis Faw'!$A$2:$A$26,1)))*(INDEX('Shultis Faw'!$F$2:$F$26,MATCH($C760,'Shultis Faw'!$A$2:$A$26,1)+1)-INDEX('Shultis Faw'!$F$2:$F$26,MATCH($C760,'Shultis Faw'!$A$2:$A$26,1)))/(INDEX('Shultis Faw'!$A$2:$A$26,MATCH($C760,'Shultis Faw'!$A$2:$A$26,1)+1)-INDEX('Shultis Faw'!$A$2:$A$26,MATCH($C760,'Shultis Faw'!$A$2:$A$26,1))),$C760*'Shultis Faw'!$F$2/'Shultis Faw'!$A$2)","v":14.36312},{"$f":"J760*(H760*'Externe blootstelling'!$D$23/2)^K760+L760*(TANH(((H760*'Externe blootstelling'!$D$23)/(2*M760))-2)-TANH(-2))/(1-TANH(-2))","v":1.8722926348722362},{"$f":"IF(N760=1,1+(I760-1)*H760*'Externe blootstelling'!$D$23/2,1+(I760-1)*(N760^(H760*'Externe blootstelling'!$D$23/2)-1)/(N760-1))","v":6.9199776594167437},{"$f":"G760*EXP(-H760*'Externe blootstelling'!$D$23/2)*O760","v":1.2222474962529143E-4}]
[null," g ",0.24949000000000002,3.99184E-14,3.7999999999999997E-4,{"$f":"_xlfn.IFNA(INDEX('hp (pSv cm2)'!$B$2:$B$52,MATCH($C761,'hp (pSv cm2)'!$A$2:$A$52,1))+($C761-INDEX('hp (pSv cm2)'!$A$2:$A$52,MATCH($C761,'hp (pSv cm2)'!$A$2:$A$52,1)))*(INDEX('hp (pSv cm2)'!$B$2:$B$52,MATCH($C761,'hp (pSv cm2)'!$A$2:$A$52,1)+1)-INDEX('hp (pSv cm2)'!$B$2:$B$52,MATCH($C761,'hp (pSv cm2)'!$A$2:$A$52,1)))/(INDEX('hp (pSv cm2)'!$A$2:$A$52,MATCH($C761,'hp (pSv cm2)'!$A$2:$A$52,1)+1)-INDEX('hp (pSv cm2)'!$A$2:$A$52,MATCH($C761,'hp (pSv cm2)'!$A$2:$A$52,1))),$C761*'hp (pSv cm2)'!$B$2/'hp (pSv cm2)'!$A$2)","v":1.252399},{"$f":"F761*E761","v":4.7591161999999999E-4},{"$f":"_xlfn.IFNA(0.997*(INDEX('Mass attenuation coefficients'!$B$2:$B$37,MATCH($C761,'Mass attenuation coefficients'!$A$2:$A$37,1))+($C761-INDEX('Mass attenuation coefficients'!$A$2:$A$37,MATCH($C761,'Mass attenuation coefficients'!$A$2:$A$37,1)))*(INDEX('Mass attenuation coefficients'!$B$2:$B$37,MATCH($C761,'Mass attenuation coefficients'!$A$2:$A$37,1)+1)-INDEX('Mass attenuation coefficients'!$B$2:$B$37,MATCH($C761,'Mass attenuation coefficients'!$A$2:$A$37,1)))/(INDEX('Mass attenuation coefficients'!$A$2:$A$37,MATCH($C761,'Mass attenuation coefficients'!$A$2:$A$37,1)+1)-INDEX('Mass attenuation coefficients'!$A$2:$A$37,MATCH($C761,'Mass attenuation coefficients'!$A$2:$A$37,1)))),0.997*$C761*'Mass attenuation coefficients'!$B$2/'Mass attenuation coefficients'!$A$2)","v":0.12751015848},{"$f":"_xlfn.IFNA(INDEX('Shultis Faw'!$C$2:$C$26,MATCH($C761,'Shultis Faw'!$A$2:$A$26,1))+($C761-INDEX('Shultis Faw'!$A$2:$A$26,MATCH($C761,'Shultis Faw'!$A$2:$A$26,1)))*(INDEX('Shultis Faw'!$C$2:$C$26,MATCH($C761,'Shultis Faw'!$A$2:$A$26,1)+1)-INDEX('Shultis Faw'!$C$2:$C$26,MATCH($C761,'Shultis Faw'!$A$2:$A$26,1)))/(INDEX('Shultis Faw'!$A$2:$A$26,MATCH($C761,'Shultis Faw'!$A$2:$A$26,1)+1)-INDEX('Shultis Faw'!$A$2:$A$26,MATCH($C761,'Shultis Faw'!$A$2:$A$26,1))),$C761*'Shultis Faw'!$C$2/'Shultis Faw'!$A$2)","v":3.2018458000000001},{"$f":"_xlfn.IFNA(INDEX('Shultis Faw'!$D$2:$D$26,MATCH($C761,'Shultis Faw'!$A$2:$A$26,1))+($C761-INDEX('Shultis Faw'!$A$2:$A$26,MATCH($C761,'Shultis Faw'!$A$2:$A$26,1)))*(INDEX('Shultis Faw'!$D$2:$D$26,MATCH($C761,'Shultis Faw'!$A$2:$A$26,1)+1)-INDEX('Shultis Faw'!$D$2:$D$26,MATCH($C761,'Shultis Faw'!$A$2:$A$26,1)))/(INDEX('Shultis Faw'!$A$2:$A$26,MATCH($C761,'Shultis Faw'!$A$2:$A$26,1)+1)-INDEX('Shultis Faw'!$A$2:$A$26,MATCH($C761,'Shultis Faw'!$A$2:$A$26,1))),$C761*'Shultis Faw'!$D$2/'Shultis Faw'!$A$2)","v":2.0886731999999997},{"$f":"_xlfn.IFNA(INDEX('Shultis Faw'!$B$2:$B$26,MATCH($C761,'Shultis Faw'!$A$2:$A$26,1))+($C761-INDEX('Shultis Faw'!$A$2:$A$26,MATCH($C761,'Shultis Faw'!$A$2:$A$26,1)))*(INDEX('Shultis Faw'!$B$2:$B$26,MATCH($C761,'Shultis Faw'!$A$2:$A$26,1)+1)-INDEX('Shultis Faw'!$B$2:$B$26,MATCH($C761,'Shultis Faw'!$A$2:$A$26,1)))/(INDEX('Shultis Faw'!$A$2:$A$26,MATCH($C761,'Shultis Faw'!$A$2:$A$26,1)+1)-INDEX('Shultis Faw'!$A$2:$A$26,MATCH($C761,'Shultis Faw'!$A$2:$A$26,1))),$C761*'Shultis Faw'!$B$2/'Shultis Faw'!$A$2)","v":-0.1700612},{"$f":"_xlfn.IFNA(INDEX('Shultis Faw'!$E$2:$E$26,MATCH($C761,'Shultis Faw'!$A$2:$A$26,1))+($C761-INDEX('Shultis Faw'!$A$2:$A$26,MATCH($C761,'Shultis Faw'!$A$2:$A$26,1)))*(INDEX('Shultis Faw'!$E$2:$E$26,MATCH($C761,'Shultis Faw'!$A$2:$A$26,1)+1)-INDEX('Shultis Faw'!$E$2:$E$26,MATCH($C761,'Shultis Faw'!$A$2:$A$26,1)))/(INDEX('Shultis Faw'!$A$2:$A$26,MATCH($C761,'Shultis Faw'!$A$2:$A$26,1)+1)-INDEX('Shultis Faw'!$A$2:$A$26,MATCH($C761,'Shultis Faw'!$A$2:$A$26,1))),$C761*'Shultis Faw'!$E$2/'Shultis Faw'!$A$2)","v":7.1510690000000002E-2},{"$f":"_xlfn.IFNA(INDEX('Shultis Faw'!$F$2:$F$26,MATCH($C761,'Shultis Faw'!$A$2:$A$26,1))+($C761-INDEX('Shultis Faw'!$A$2:$A$26,MATCH($C761,'Shultis Faw'!$A$2:$A$26,1)))*(INDEX('Shultis Faw'!$F$2:$F$26,MATCH($C761,'Shultis Faw'!$A$2:$A$26,1)+1)-INDEX('Shultis Faw'!$F$2:$F$26,MATCH($C761,'Shultis Faw'!$A$2:$A$26,1)))/(INDEX('Shultis Faw'!$A$2:$A$26,MATCH($C761,'Shultis Faw'!$A$2:$A$26,1)+1)-INDEX('Shultis Faw'!$A$2:$A$26,MATCH($C761,'Shultis Faw'!$A$2:$A$26,1))),$C761*'Shultis Faw'!$F$2/'Shultis Faw'!$A$2)","v":14.356479},{"$f":"J761*(H761*'Externe blootstelling'!$D$23/2)^K761+L761*(TANH(((H761*'Externe blootstelling'!$D$23)/(2*M761))-2)-TANH(-2))/(1-TANH(-2))","v":1.8709655859124446},{"$f":"IF(N761=1,1+(I761-1)*H761*'Externe blootstelling'!$D$23/2,1+(I761-1)*(N761^(H761*'Externe blootstelling'!$D$23/2)-1)/(N761-1))","v":6.8501964109484117},{"$f":"G761*EXP(-H761*'Externe blootstelling'!$D$23/2)*O761","v":4.814763499168307E-4}]
[null," g ",0.25159999999999999,4.0255999999999998E-14,5.5000000000000003E-4,{"$f":"_xlfn.IFNA(INDEX('hp (pSv cm2)'!$B$2:$B$52,MATCH($C762,'hp (pSv cm2)'!$A$2:$A$52,1))+($C762-INDEX('hp (pSv cm2)'!$A$2:$A$52,MATCH($C762,'hp (pSv cm2)'!$A$2:$A$52,1)))*(INDEX('hp (pSv cm2)'!$B$2:$B$52,MATCH($C762,'hp (pSv cm2)'!$A$2:$A$52,1)+1)-INDEX('hp (pSv cm2)'!$B$2:$B$52,MATCH($C762,'hp (pSv cm2)'!$A$2:$A$52,1)))/(INDEX('hp (pSv cm2)'!$A$2:$A$52,MATCH($C762,'hp (pSv cm2)'!$A$2:$A$52,1)+1)-INDEX('hp (pSv cm2)'!$A$2:$A$52,MATCH($C762,'hp (pSv cm2)'!$A$2:$A$52,1))),$C762*'hp (pSv cm2)'!$B$2/'hp (pSv cm2)'!$A$2)","v":1.2631600000000001},6.9473800000000008E-4,{"$f":"_xlfn.IFNA(0.997*(INDEX('Mass attenuation coefficients'!$B$2:$B$37,MATCH($C762,'Mass attenuation coefficients'!$A$2:$A$37,1))+($C762-INDEX('Mass attenuation coefficients'!$A$2:$A$37,MATCH($C762,'Mass attenuation coefficients'!$A$2:$A$37,1)))*(INDEX('Mass attenuation coefficients'!$B$2:$B$37,MATCH($C762,'Mass attenuation coefficients'!$A$2:$A$37,1)+1)-INDEX('Mass attenuation coefficients'!$B$2:$B$37,MATCH($C762,'Mass attenuation coefficients'!$A$2:$A$37,1)))/(INDEX('Mass attenuation coefficients'!$A$2:$A$37,MATCH($C762,'Mass attenuation coefficients'!$A$2:$A$37,1)+1)-INDEX('Mass attenuation coefficients'!$A$2:$A$37,MATCH($C762,'Mass attenuation coefficients'!$A$2:$A$37,1)))),0.997*$C762*'Mass attenuation coefficients'!$B$2/'Mass attenuation coefficients'!$A$2)","v":0.12712308319999999},{"$f":"_xlfn.IFNA(INDEX('Shultis Faw'!$C$2:$C$26,MATCH($C762,'Shultis Faw'!$A$2:$A$26,1))+($C762-INDEX('Shultis Faw'!$A$2:$A$26,MATCH($C762,'Shultis Faw'!$A$2:$A$26,1)))*(INDEX('Shultis Faw'!$C$2:$C$26,MATCH($C762,'Shultis Faw'!$A$2:$A$26,1)+1)-INDEX('Shultis Faw'!$C$2:$C$26,MATCH($C762,'Shultis Faw'!$A$2:$A$26,1)))/(INDEX('Shultis Faw'!$A$2:$A$26,MATCH($C762,'Shultis Faw'!$A$2:$A$26,1)+1)-INDEX('Shultis Faw'!$A$2:$A$26,MATCH($C762,'Shultis Faw'!$A$2:$A$26,1))),$C762*'Shultis Faw'!$C$2/'Shultis Faw'!$A$2)","v":3.1900720000000002},{"$f":"_xlfn.IFNA(INDEX('Shultis Faw'!$D$2:$D$26,MATCH($C762,'Shultis Faw'!$A$2:$A$26,1))+($C762-INDEX('Shultis Faw'!$A$2:$A$26,MATCH($C762,'Shultis Faw'!$A$2:$A$26,1)))*(INDEX('Shultis Faw'!$D$2:$D$26,MATCH($C762,'Shultis Faw'!$A$2:$A$26,1)+1)-INDEX('Shultis Faw'!$D$2:$D$26,MATCH($C762,'Shultis Faw'!$A$2:$A$26,1)))/(INDEX('Shultis Faw'!$A$2:$A$26,MATCH($C762,'Shultis Faw'!$A$2:$A$26,1)+1)-INDEX('Shultis Faw'!$A$2:$A$26,MATCH($C762,'Shultis Faw'!$A$2:$A$26,1))),$C762*'Shultis Faw'!$D$2/'Shultis Faw'!$A$2)","v":2.0858879999999997},{"$f":"_xlfn.IFNA(INDEX('Shultis Faw'!$B$2:$B$26,MATCH($C762,'Shultis Faw'!$A$2:$A$26,1))+($C762-INDEX('Shultis Faw'!$A$2:$A$26,MATCH($C762,'Shultis Faw'!$A$2:$A$26,1)))*(INDEX('Shultis Faw'!$B$2:$B$26,MATCH($C762,'Shultis Faw'!$A$2:$A$26,1)+1)-INDEX('Shultis Faw'!$B$2:$B$26,MATCH($C762,'Shultis Faw'!$A$2:$A$26,1)))/(INDEX('Shultis Faw'!$A$2:$A$26,MATCH($C762,'Shultis Faw'!$A$2:$A$26,1)+1)-INDEX('Shultis Faw'!$A$2:$A$26,MATCH($C762,'Shultis Faw'!$A$2:$A$26,1))),$C762*'Shultis Faw'!$B$2/'Shultis Faw'!$A$2)","v":-0.16980799999999999},{"$f":"_xlfn.IFNA(INDEX('Shultis Faw'!$E$2:$E$26,MATCH($C762,'Shultis Faw'!$A$2:$A$26,1))+($C762-INDEX('Shultis Faw'!$A$2:$A$26,MATCH($C762,'Shultis Faw'!$A$2:$A$26,1)))*(INDEX('Shultis Faw'!$E$2:$E$26,MATCH($C762,'Shultis Faw'!$A$2:$A$26,1)+1)-INDEX('Shultis Faw'!$E$2:$E$26,MATCH($C762,'Shultis Faw'!$A$2:$A$26,1)))/(INDEX('Shultis Faw'!$A$2:$A$26,MATCH($C762,'Shultis Faw'!$A$2:$A$26,1)+1)-INDEX('Shultis Faw'!$A$2:$A$26,MATCH($C762,'Shultis Faw'!$A$2:$A$26,1))),$C762*'Shultis Faw'!$E$2/'Shultis Faw'!$A$2)","v":7.1259600000000006E-2},{"$f":"_xlfn.IFNA(INDEX('Shultis Faw'!$F$2:$F$26,MATCH($C762,'Shultis Faw'!$A$2:$A$26,1))+($C762-INDEX('Shultis Faw'!$A$2:$A$26,MATCH($C762,'Shultis Faw'!$A$2:$A$26,1)))*(INDEX('Shultis Faw'!$F$2:$F$26,MATCH($C762,'Shultis Faw'!$A$2:$A$26,1)+1)-INDEX('Shultis Faw'!$F$2:$F$26,MATCH($C762,'Shultis Faw'!$A$2:$A$26,1)))/(INDEX('Shultis Faw'!$A$2:$A$26,MATCH($C762,'Shultis Faw'!$A$2:$A$26,1)+1)-INDEX('Shultis Faw'!$A$2:$A$26,MATCH($C762,'Shultis Faw'!$A$2:$A$26,1))),$C762*'Shultis Faw'!$F$2/'Shultis Faw'!$A$2)","v":14.35036},{"$f":"J762*(H762*'Externe blootstelling'!$D$23/2)^K762+L762*(TANH(((H762*'Externe blootstelling'!$D$23)/(2*M762))-2)-TANH(-2))/(1-TANH(-2))","v":1.8697402766224409},{"$f":"IF(N762=1,1+(I762-1)*H762*'Externe blootstelling'!$D$23/2,1+(I762-1)*(N762^(H762*'Externe blootstelling'!$D$23/2)-1)/(N762-1))","v":6.7864325800776477},{"$f":"G762*EXP(-H762*'Externe blootstelling'!$D$23/2)*O762","v":7.0037363600503565E-4}]
[null," g ",0.25519999999999998,4.0831999999999995E-14,4.8000000000000001E-4,{"$f":"_xlfn.IFNA(INDEX('hp (pSv cm2)'!$B$2:$B$52,MATCH($C763,'hp (pSv cm2)'!$A$2:$A$52,1))+($C763-INDEX('hp (pSv cm2)'!$A$2:$A$52,MATCH($C763,'hp (pSv cm2)'!$A$2:$A$52,1)))*(INDEX('hp (pSv cm2)'!$B$2:$B$52,MATCH($C763,'hp (pSv cm2)'!$A$2:$A$52,1)+1)-INDEX('hp (pSv cm2)'!$B$2:$B$52,MATCH($C763,'hp (pSv cm2)'!$A$2:$A$52,1)))/(INDEX('hp (pSv cm2)'!$A$2:$A$52,MATCH($C763,'hp (pSv cm2)'!$A$2:$A$52,1)+1)-INDEX('hp (pSv cm2)'!$A$2:$A$52,MATCH($C763,'hp (pSv cm2)'!$A$2:$A$52,1))),$C763*'hp (pSv cm2)'!$B$2/'hp (pSv cm2)'!$A$2)","v":1.28152},6.1512960000000005E-4,{"$f":"_xlfn.IFNA(0.997*(INDEX('Mass attenuation coefficients'!$B$2:$B$37,MATCH($C763,'Mass attenuation coefficients'!$A$2:$A$37,1))+($C763-INDEX('Mass attenuation coefficients'!$A$2:$A$37,MATCH($C763,'Mass attenuation coefficients'!$A$2:$A$37,1)))*(INDEX('Mass attenuation coefficients'!$B$2:$B$37,MATCH($C763,'Mass attenuation coefficients'!$A$2:$A$37,1)+1)-INDEX('Mass attenuation coefficients'!$B$2:$B$37,MATCH($C763,'Mass attenuation coefficients'!$A$2:$A$37,1)))/(INDEX('Mass attenuation coefficients'!$A$2:$A$37,MATCH($C763,'Mass attenuation coefficients'!$A$2:$A$37,1)+1)-INDEX('Mass attenuation coefficients'!$A$2:$A$37,MATCH($C763,'Mass attenuation coefficients'!$A$2:$A$37,1)))),0.997*$C763*'Mass attenuation coefficients'!$B$2/'Mass attenuation coefficients'!$A$2)","v":0.1264626704},{"$f":"_xlfn.IFNA(INDEX('Shultis Faw'!$C$2:$C$26,MATCH($C763,'Shultis Faw'!$A$2:$A$26,1))+($C763-INDEX('Shultis Faw'!$A$2:$A$26,MATCH($C763,'Shultis Faw'!$A$2:$A$26,1)))*(INDEX('Shultis Faw'!$C$2:$C$26,MATCH($C763,'Shultis Faw'!$A$2:$A$26,1)+1)-INDEX('Shultis Faw'!$C$2:$C$26,MATCH($C763,'Shultis Faw'!$A$2:$A$26,1)))/(INDEX('Shultis Faw'!$A$2:$A$26,MATCH($C763,'Shultis Faw'!$A$2:$A$26,1)+1)-INDEX('Shultis Faw'!$A$2:$A$26,MATCH($C763,'Shultis Faw'!$A$2:$A$26,1))),$C763*'Shultis Faw'!$C$2/'Shultis Faw'!$A$2)","v":3.1699840000000004},{"$f":"_xlfn.IFNA(INDEX('Shultis Faw'!$D$2:$D$26,MATCH($C763,'Shultis Faw'!$A$2:$A$26,1))+($C763-INDEX('Shultis Faw'!$A$2:$A$26,MATCH($C763,'Shultis Faw'!$A$2:$A$26,1)))*(INDEX('Shultis Faw'!$D$2:$D$26,MATCH($C763,'Shultis Faw'!$A$2:$A$26,1)+1)-INDEX('Shultis Faw'!$D$2:$D$26,MATCH($C763,'Shultis Faw'!$A$2:$A$26,1)))/(INDEX('Shultis Faw'!$A$2:$A$26,MATCH($C763,'Shultis Faw'!$A$2:$A$26,1)+1)-INDEX('Shultis Faw'!$A$2:$A$26,MATCH($C763,'Shultis Faw'!$A$2:$A$26,1))),$C763*'Shultis Faw'!$D$2/'Shultis Faw'!$A$2)","v":2.0811359999999999},{"$f":"_xlfn.IFNA(INDEX('Shultis Faw'!$B$2:$B$26,MATCH($C763,'Shultis Faw'!$A$2:$A$26,1))+($C763-INDEX('Shultis Faw'!$A$2:$A$26,MATCH($C763,'Shultis Faw'!$A$2:$A$26,1)))*(INDEX('Shultis Faw'!$B$2:$B$26,MATCH($C763,'Shultis Faw'!$A$2:$A$26,1)+1)-INDEX('Shultis Faw'!$B$2:$B$26,MATCH($C763,'Shultis Faw'!$A$2:$A$26,1)))/(INDEX('Shultis Faw'!$A$2:$A$26,MATCH($C763,'Shultis Faw'!$A$2:$A$26,1)+1)-INDEX('Shultis Faw'!$A$2:$A$26,MATCH($C763,'Shultis Faw'!$A$2:$A$26,1))),$C763*'Shultis Faw'!$B$2/'Shultis Faw'!$A$2)","v":-0.169376},{"$f":"_xlfn.IFNA(INDEX('Shultis Faw'!$E$2:$E$26,MATCH($C763,'Shultis Faw'!$A$2:$A$26,1))+($C763-INDEX('Shultis Faw'!$A$2:$A$26,MATCH($C763,'Shultis Faw'!$A$2:$A$26,1)))*(INDEX('Shultis Faw'!$E$2:$E$26,MATCH($C763,'Shultis Faw'!$A$2:$A$26,1)+1)-INDEX('Shultis Faw'!$E$2:$E$26,MATCH($C763,'Shultis Faw'!$A$2:$A$26,1)))/(INDEX('Shultis Faw'!$A$2:$A$26,MATCH($C763,'Shultis Faw'!$A$2:$A$26,1)+1)-INDEX('Shultis Faw'!$A$2:$A$26,MATCH($C763,'Shultis Faw'!$A$2:$A$26,1))),$C763*'Shultis Faw'!$E$2/'Shultis Faw'!$A$2)","v":7.0831199999999997E-2},{"$f":"_xlfn.IFNA(INDEX('Shultis Faw'!$F$2:$F$26,MATCH($C763,'Shultis Faw'!$A$2:$A$26,1))+($C763-INDEX('Shultis Faw'!$A$2:$A$26,MATCH($C763,'Shultis Faw'!$A$2:$A$26,1)))*(INDEX('Shultis Faw'!$F$2:$F$26,MATCH($C763,'Shultis Faw'!$A$2:$A$26,1)+1)-INDEX('Shultis Faw'!$F$2:$F$26,MATCH($C763,'Shultis Faw'!$A$2:$A$26,1)))/(INDEX('Shultis Faw'!$A$2:$A$26,MATCH($C763,'Shultis Faw'!$A$2:$A$26,1)+1)-INDEX('Shultis Faw'!$A$2:$A$26,MATCH($C763,'Shultis Faw'!$A$2:$A$26,1))),$C763*'Shultis Faw'!$F$2/'Shultis Faw'!$A$2)","v":14.339920000000001},{"$f":"J763*(H763*'Externe blootstelling'!$D$23/2)^K763+L763*(TANH(((H763*'Externe blootstelling'!$D$23)/(2*M763))-2)-TANH(-2))/(1-TANH(-2))","v":1.8676440166329393},{"$f":"IF(N763=1,1+(I763-1)*H763*'Externe blootstelling'!$D$23/2,1+(I763-1)*(N763^(H763*'Externe blootstelling'!$D$23/2)-1)/(N763-1))","v":6.678809997700637},{"$f":"G763*EXP(-H763*'Externe blootstelling'!$D$23/2)*O763","v":6.1636094951662552E-4}]
[null," g ",0.25569999999999998,4.0911999999999993E-14,5.4999999999999995E-5,{"$f":"_xlfn.IFNA(INDEX('hp (pSv cm2)'!$B$2:$B$52,MATCH($C764,'hp (pSv cm2)'!$A$2:$A$52,1))+($C764-INDEX('hp (pSv cm2)'!$A$2:$A$52,MATCH($C764,'hp (pSv cm2)'!$A$2:$A$52,1)))*(INDEX('hp (pSv cm2)'!$B$2:$B$52,MATCH($C764,'hp (pSv cm2)'!$A$2:$A$52,1)+1)-INDEX('hp (pSv cm2)'!$B$2:$B$52,MATCH($C764,'hp (pSv cm2)'!$A$2:$A$52,1)))/(INDEX('hp (pSv cm2)'!$A$2:$A$52,MATCH($C764,'hp (pSv cm2)'!$A$2:$A$52,1)+1)-INDEX('hp (pSv cm2)'!$A$2:$A$52,MATCH($C764,'hp (pSv cm2)'!$A$2:$A$52,1))),$C764*'hp (pSv cm2)'!$B$2/'hp (pSv cm2)'!$A$2)","v":1.2840699999999998},7.0623849999999983E-5,{"$f":"_xlfn.IFNA(0.997*(INDEX('Mass attenuation coefficients'!$B$2:$B$37,MATCH($C764,'Mass attenuation coefficients'!$A$2:$A$37,1))+($C764-INDEX('Mass attenuation coefficients'!$A$2:$A$37,MATCH($C764,'Mass attenuation coefficients'!$A$2:$A$37,1)))*(INDEX('Mass attenuation coefficients'!$B$2:$B$37,MATCH($C764,'Mass attenuation coefficients'!$A$2:$A$37,1)+1)-INDEX('Mass attenuation coefficients'!$B$2:$B$37,MATCH($C764,'Mass attenuation coefficients'!$A$2:$A$37,1)))/(INDEX('Mass attenuation coefficients'!$A$2:$A$37,MATCH($C764,'Mass attenuation coefficients'!$A$2:$A$37,1)+1)-INDEX('Mass attenuation coefficients'!$A$2:$A$37,MATCH($C764,'Mass attenuation coefficients'!$A$2:$A$37,1)))),0.997*$C764*'Mass attenuation coefficients'!$B$2/'Mass attenuation coefficients'!$A$2)","v":0.12637094640000002},{"$f":"_xlfn.IFNA(INDEX('Shultis Faw'!$C$2:$C$26,MATCH($C764,'Shultis Faw'!$A$2:$A$26,1))+($C764-INDEX('Shultis Faw'!$A$2:$A$26,MATCH($C764,'Shultis Faw'!$A$2:$A$26,1)))*(INDEX('Shultis Faw'!$C$2:$C$26,MATCH($C764,'Shultis Faw'!$A$2:$A$26,1)+1)-INDEX('Shultis Faw'!$C$2:$C$26,MATCH($C764,'Shultis Faw'!$A$2:$A$26,1)))/(INDEX('Shultis Faw'!$A$2:$A$26,MATCH($C764,'Shultis Faw'!$A$2:$A$26,1)+1)-INDEX('Shultis Faw'!$A$2:$A$26,MATCH($C764,'Shultis Faw'!$A$2:$A$26,1))),$C764*'Shultis Faw'!$C$2/'Shultis Faw'!$A$2)","v":3.1671940000000003},{"$f":"_xlfn.IFNA(INDEX('Shultis Faw'!$D$2:$D$26,MATCH($C764,'Shultis Faw'!$A$2:$A$26,1))+($C764-INDEX('Shultis Faw'!$A$2:$A$26,MATCH($C764,'Shultis Faw'!$A$2:$A$26,1)))*(INDEX('Shultis Faw'!$D$2:$D$26,MATCH($C764,'Shultis Faw'!$A$2:$A$26,1)+1)-INDEX('Shultis Faw'!$D$2:$D$26,MATCH($C764,'Shultis Faw'!$A$2:$A$26,1)))/(INDEX('Shultis Faw'!$A$2:$A$26,MATCH($C764,'Shultis Faw'!$A$2:$A$26,1)+1)-INDEX('Shultis Faw'!$A$2:$A$26,MATCH($C764,'Shultis Faw'!$A$2:$A$26,1))),$C764*'Shultis Faw'!$D$2/'Shultis Faw'!$A$2)","v":2.080476},{"$f":"_xlfn.IFNA(INDEX('Shultis Faw'!$B$2:$B$26,MATCH($C764,'Shultis Faw'!$A$2:$A$26,1))+($C764-INDEX('Shultis Faw'!$A$2:$A$26,MATCH($C764,'Shultis Faw'!$A$2:$A$26,1)))*(INDEX('Shultis Faw'!$B$2:$B$26,MATCH($C764,'Shultis Faw'!$A$2:$A$26,1)+1)-INDEX('Shultis Faw'!$B$2:$B$26,MATCH($C764,'Shultis Faw'!$A$2:$A$26,1)))/(INDEX('Shultis Faw'!$A$2:$A$26,MATCH($C764,'Shultis Faw'!$A$2:$A$26,1)+1)-INDEX('Shultis Faw'!$A$2:$A$26,MATCH($C764,'Shultis Faw'!$A$2:$A$26,1))),$C764*'Shultis Faw'!$B$2/'Shultis Faw'!$A$2)","v":-0.16931599999999999},{"$f":"_xlfn.IFNA(INDEX('Shultis Faw'!$E$2:$E$26,MATCH($C764,'Shultis Faw'!$A$2:$A$26,1))+($C764-INDEX('Shultis Faw'!$A$2:$A$26,MATCH($C764,'Shultis Faw'!$A$2:$A$26,1)))*(INDEX('Shultis Faw'!$E$2:$E$26,MATCH($C764,'Shultis Faw'!$A$2:$A$26,1)+1)-INDEX('Shultis Faw'!$E$2:$E$26,MATCH($C764,'Shultis Faw'!$A$2:$A$26,1)))/(INDEX('Shultis Faw'!$A$2:$A$26,MATCH($C764,'Shultis Faw'!$A$2:$A$26,1)+1)-INDEX('Shultis Faw'!$A$2:$A$26,MATCH($C764,'Shultis Faw'!$A$2:$A$26,1))),$C764*'Shultis Faw'!$E$2/'Shultis Faw'!$A$2)","v":7.0771700000000007E-2},{"$f":"_xlfn.IFNA(INDEX('Shultis Faw'!$F$2:$F$26,MATCH($C764,'Shultis Faw'!$A$2:$A$26,1))+($C764-INDEX('Shultis Faw'!$A$2:$A$26,MATCH($C764,'Shultis Faw'!$A$2:$A$26,1)))*(INDEX('Shultis Faw'!$F$2:$F$26,MATCH($C764,'Shultis Faw'!$A$2:$A$26,1)+1)-INDEX('Shultis Faw'!$F$2:$F$26,MATCH($C764,'Shultis Faw'!$A$2:$A$26,1)))/(INDEX('Shultis Faw'!$A$2:$A$26,MATCH($C764,'Shultis Faw'!$A$2:$A$26,1)+1)-INDEX('Shultis Faw'!$A$2:$A$26,MATCH($C764,'Shultis Faw'!$A$2:$A$26,1))),$C764*'Shultis Faw'!$F$2/'Shultis Faw'!$A$2)","v":14.338470000000001},{"$f":"J764*(H764*'Externe blootstelling'!$D$23/2)^K764+L764*(TANH(((H764*'Externe blootstelling'!$D$23)/(2*M764))-2)-TANH(-2))/(1-TANH(-2))","v":1.8673523028754064},{"$f":"IF(N764=1,1+(I764-1)*H764*'Externe blootstelling'!$D$23/2,1+(I764-1)*(N764^(H764*'Externe blootstelling'!$D$23/2)-1)/(N764-1))","v":6.6639782022261338},{"$f":"G764*EXP(-H764*'Externe blootstelling'!$D$23/2)*O764","v":7.0705286516555268E-5}]
[null," g ",0.26039999999999996,4.1663999999999995E-14,6.7000000000000002E-5,{"$f":"_xlfn.IFNA(INDEX('hp (pSv cm2)'!$B$2:$B$52,MATCH($C765,'hp (pSv cm2)'!$A$2:$A$52,1))+($C765-INDEX('hp (pSv cm2)'!$A$2:$A$52,MATCH($C765,'hp (pSv cm2)'!$A$2:$A$52,1)))*(INDEX('hp (pSv cm2)'!$B$2:$B$52,MATCH($C765,'hp (pSv cm2)'!$A$2:$A$52,1)+1)-INDEX('hp (pSv cm2)'!$B$2:$B$52,MATCH($C765,'hp (pSv cm2)'!$A$2:$A$52,1)))/(INDEX('hp (pSv cm2)'!$A$2:$A$52,MATCH($C765,'hp (pSv cm2)'!$A$2:$A$52,1)+1)-INDEX('hp (pSv cm2)'!$A$2:$A$52,MATCH($C765,'hp (pSv cm2)'!$A$2:$A$52,1))),$C765*'hp (pSv cm2)'!$B$2/'hp (pSv cm2)'!$A$2)","v":1.3080399999999999},8.7638679999999997E-5,{"$f":"_xlfn.IFNA(0.997*(INDEX('Mass attenuation coefficients'!$B$2:$B$37,MATCH($C765,'Mass attenuation coefficients'!$A$2:$A$37,1))+($C765-INDEX('Mass attenuation coefficients'!$A$2:$A$37,MATCH($C765,'Mass attenuation coefficients'!$A$2:$A$37,1)))*(INDEX('Mass attenuation coefficients'!$B$2:$B$37,MATCH($C765,'Mass attenuation coefficients'!$A$2:$A$37,1)+1)-INDEX('Mass attenuation coefficients'!$B$2:$B$37,MATCH($C765,'Mass attenuation coefficients'!$A$2:$A$37,1)))/(INDEX('Mass attenuation coefficients'!$A$2:$A$37,MATCH($C765,'Mass attenuation coefficients'!$A$2:$A$37,1)+1)-INDEX('Mass attenuation coefficients'!$A$2:$A$37,MATCH($C765,'Mass attenuation coefficients'!$A$2:$A$37,1)))),0.997*$C765*'Mass attenuation coefficients'!$B$2/'Mass attenuation coefficients'!$A$2)","v":0.12550874080000002},{"$f":"_xlfn.IFNA(INDEX('Shultis Faw'!$C$2:$C$26,MATCH($C765,'Shultis Faw'!$A$2:$A$26,1))+($C765-INDEX('Shultis Faw'!$A$2:$A$26,MATCH($C765,'Shultis Faw'!$A$2:$A$26,1)))*(INDEX('Shultis Faw'!$C$2:$C$26,MATCH($C765,'Shultis Faw'!$A$2:$A$26,1)+1)-INDEX('Shultis Faw'!$C$2:$C$26,MATCH($C765,'Shultis Faw'!$A$2:$A$26,1)))/(INDEX('Shultis Faw'!$A$2:$A$26,MATCH($C765,'Shultis Faw'!$A$2:$A$26,1)+1)-INDEX('Shultis Faw'!$A$2:$A$26,MATCH($C765,'Shultis Faw'!$A$2:$A$26,1))),$C765*'Shultis Faw'!$C$2/'Shultis Faw'!$A$2)","v":3.1409680000000004},{"$f":"_xlfn.IFNA(INDEX('Shultis Faw'!$D$2:$D$26,MATCH($C765,'Shultis Faw'!$A$2:$A$26,1))+($C765-INDEX('Shultis Faw'!$A$2:$A$26,MATCH($C765,'Shultis Faw'!$A$2:$A$26,1)))*(INDEX('Shultis Faw'!$D$2:$D$26,MATCH($C765,'Shultis Faw'!$A$2:$A$26,1)+1)-INDEX('Shultis Faw'!$D$2:$D$26,MATCH($C765,'Shultis Faw'!$A$2:$A$26,1)))/(INDEX('Shultis Faw'!$A$2:$A$26,MATCH($C765,'Shultis Faw'!$A$2:$A$26,1)+1)-INDEX('Shultis Faw'!$A$2:$A$26,MATCH($C765,'Shultis Faw'!$A$2:$A$26,1))),$C765*'Shultis Faw'!$D$2/'Shultis Faw'!$A$2)","v":2.0742719999999997},{"$f":"_xlfn.IFNA(INDEX('Shultis Faw'!$B$2:$B$26,MATCH($C765,'Shultis Faw'!$A$2:$A$26,1))+($C765-INDEX('Shultis Faw'!$A$2:$A$26,MATCH($C765,'Shultis Faw'!$A$2:$A$26,1)))*(INDEX('Shultis Faw'!$B$2:$B$26,MATCH($C765,'Shultis Faw'!$A$2:$A$26,1)+1)-INDEX('Shultis Faw'!$B$2:$B$26,MATCH($C765,'Shultis Faw'!$A$2:$A$26,1)))/(INDEX('Shultis Faw'!$A$2:$A$26,MATCH($C765,'Shultis Faw'!$A$2:$A$26,1)+1)-INDEX('Shultis Faw'!$A$2:$A$26,MATCH($C765,'Shultis Faw'!$A$2:$A$26,1))),$C765*'Shultis Faw'!$B$2/'Shultis Faw'!$A$2)","v":-0.16875200000000001},{"$f":"_xlfn.IFNA(INDEX('Shultis Faw'!$E$2:$E$26,MATCH($C765,'Shultis Faw'!$A$2:$A$26,1))+($C765-INDEX('Shultis Faw'!$A$2:$A$26,MATCH($C765,'Shultis Faw'!$A$2:$A$26,1)))*(INDEX('Shultis Faw'!$E$2:$E$26,MATCH($C765,'Shultis Faw'!$A$2:$A$26,1)+1)-INDEX('Shultis Faw'!$E$2:$E$26,MATCH($C765,'Shultis Faw'!$A$2:$A$26,1)))/(INDEX('Shultis Faw'!$A$2:$A$26,MATCH($C765,'Shultis Faw'!$A$2:$A$26,1)+1)-INDEX('Shultis Faw'!$A$2:$A$26,MATCH($C765,'Shultis Faw'!$A$2:$A$26,1))),$C765*'Shultis Faw'!$E$2/'Shultis Faw'!$A$2)","v":7.0212400000000008E-2},{"$f":"_xlfn.IFNA(INDEX('Shultis Faw'!$F$2:$F$26,MATCH($C765,'Shultis Faw'!$A$2:$A$26,1))+($C765-INDEX('Shultis Faw'!$A$2:$A$26,MATCH($C765,'Shultis Faw'!$A$2:$A$26,1)))*(INDEX('Shultis Faw'!$F$2:$F$26,MATCH($C765,'Shultis Faw'!$A$2:$A$26,1)+1)-INDEX('Shultis Faw'!$F$2:$F$26,MATCH($C765,'Shultis Faw'!$A$2:$A$26,1)))/(INDEX('Shultis Faw'!$A$2:$A$26,MATCH($C765,'Shultis Faw'!$A$2:$A$26,1)+1)-INDEX('Shultis Faw'!$A$2:$A$26,MATCH($C765,'Shultis Faw'!$A$2:$A$26,1))),$C765*'Shultis Faw'!$F$2/'Shultis Faw'!$A$2)","v":14.32484},{"$f":"J765*(H765*'Externe blootstelling'!$D$23/2)^K765+L765*(TANH(((H765*'Externe blootstelling'!$D$23)/(2*M765))-2)-TANH(-2))/(1-TANH(-2))","v":1.8646034463670995},{"$f":"IF(N765=1,1+(I765-1)*H765*'Externe blootstelling'!$D$23/2,1+(I765-1)*(N765^(H765*'Externe blootstelling'!$D$23/2)-1)/(N765-1))","v":6.5259267348271353},{"$f":"G765*EXP(-H765*'Externe blootstelling'!$D$23/2)*O765","v":8.7040568315625673E-5}]
[null," g ",0.26946300000000001,4.3114079999999996E-14,0.14230000000000001,{"$f":"_xlfn.IFNA(INDEX('hp (pSv cm2)'!$B$2:$B$52,MATCH($C766,'hp (pSv cm2)'!$A$2:$A$52,1))+($C766-INDEX('hp (pSv cm2)'!$A$2:$A$52,MATCH($C766,'hp (pSv cm2)'!$A$2:$A$52,1)))*(INDEX('hp (pSv cm2)'!$B$2:$B$52,MATCH($C766,'hp (pSv cm2)'!$A$2:$A$52,1)+1)-INDEX('hp (pSv cm2)'!$B$2:$B$52,MATCH($C766,'hp (pSv cm2)'!$A$2:$A$52,1)))/(INDEX('hp (pSv cm2)'!$A$2:$A$52,MATCH($C766,'hp (pSv cm2)'!$A$2:$A$52,1)+1)-INDEX('hp (pSv cm2)'!$A$2:$A$52,MATCH($C766,'hp (pSv cm2)'!$A$2:$A$52,1))),$C766*'hp (pSv cm2)'!$B$2/'hp (pSv cm2)'!$A$2)","v":1.3542613000000001},0.19271138299000004,{"$f":"_xlfn.IFNA(0.997*(INDEX('Mass attenuation coefficients'!$B$2:$B$37,MATCH($C766,'Mass attenuation coefficients'!$A$2:$A$37,1))+($C766-INDEX('Mass attenuation coefficients'!$A$2:$A$37,MATCH($C766,'Mass attenuation coefficients'!$A$2:$A$37,1)))*(INDEX('Mass attenuation coefficients'!$B$2:$B$37,MATCH($C766,'Mass attenuation coefficients'!$A$2:$A$37,1)+1)-INDEX('Mass attenuation coefficients'!$B$2:$B$37,MATCH($C766,'Mass attenuation coefficients'!$A$2:$A$37,1)))/(INDEX('Mass attenuation coefficients'!$A$2:$A$37,MATCH($C766,'Mass attenuation coefficients'!$A$2:$A$37,1)+1)-INDEX('Mass attenuation coefficients'!$A$2:$A$37,MATCH($C766,'Mass attenuation coefficients'!$A$2:$A$37,1)))),0.997*$C766*'Mass attenuation coefficients'!$B$2/'Mass attenuation coefficients'!$A$2)","v":0.123846151576},{"$f":"_xlfn.IFNA(INDEX('Shultis Faw'!$C$2:$C$26,MATCH($C766,'Shultis Faw'!$A$2:$A$26,1))+($C766-INDEX('Shultis Faw'!$A$2:$A$26,MATCH($C766,'Shultis Faw'!$A$2:$A$26,1)))*(INDEX('Shultis Faw'!$C$2:$C$26,MATCH($C766,'Shultis Faw'!$A$2:$A$26,1)+1)-INDEX('Shultis Faw'!$C$2:$C$26,MATCH($C766,'Shultis Faw'!$A$2:$A$26,1)))/(INDEX('Shultis Faw'!$A$2:$A$26,MATCH($C766,'Shultis Faw'!$A$2:$A$26,1)+1)-INDEX('Shultis Faw'!$A$2:$A$26,MATCH($C766,'Shultis Faw'!$A$2:$A$26,1))),$C766*'Shultis Faw'!$C$2/'Shultis Faw'!$A$2)","v":3.09039646},{"$f":"_xlfn.IFNA(INDEX('Shultis Faw'!$D$2:$D$26,MATCH($C766,'Shultis Faw'!$A$2:$A$26,1))+($C766-INDEX('Shultis Faw'!$A$2:$A$26,MATCH($C766,'Shultis Faw'!$A$2:$A$26,1)))*(INDEX('Shultis Faw'!$D$2:$D$26,MATCH($C766,'Shultis Faw'!$A$2:$A$26,1)+1)-INDEX('Shultis Faw'!$D$2:$D$26,MATCH($C766,'Shultis Faw'!$A$2:$A$26,1)))/(INDEX('Shultis Faw'!$A$2:$A$26,MATCH($C766,'Shultis Faw'!$A$2:$A$26,1)+1)-INDEX('Shultis Faw'!$A$2:$A$26,MATCH($C766,'Shultis Faw'!$A$2:$A$26,1))),$C766*'Shultis Faw'!$D$2/'Shultis Faw'!$A$2)","v":2.06230884},{"$f":"_xlfn.IFNA(INDEX('Shultis Faw'!$B$2:$B$26,MATCH($C766,'Shultis Faw'!$A$2:$A$26,1))+($C766-INDEX('Shultis Faw'!$A$2:$A$26,MATCH($C766,'Shultis Faw'!$A$2:$A$26,1)))*(INDEX('Shultis Faw'!$B$2:$B$26,MATCH($C766,'Shultis Faw'!$A$2:$A$26,1)+1)-INDEX('Shultis Faw'!$B$2:$B$26,MATCH($C766,'Shultis Faw'!$A$2:$A$26,1)))/(INDEX('Shultis Faw'!$A$2:$A$26,MATCH($C766,'Shultis Faw'!$A$2:$A$26,1)+1)-INDEX('Shultis Faw'!$A$2:$A$26,MATCH($C766,'Shultis Faw'!$A$2:$A$26,1))),$C766*'Shultis Faw'!$B$2/'Shultis Faw'!$A$2)","v":-0.16766444},{"$f":"_xlfn.IFNA(INDEX('Shultis Faw'!$E$2:$E$26,MATCH($C766,'Shultis Faw'!$A$2:$A$26,1))+($C766-INDEX('Shultis Faw'!$A$2:$A$26,MATCH($C766,'Shultis Faw'!$A$2:$A$26,1)))*(INDEX('Shultis Faw'!$E$2:$E$26,MATCH($C766,'Shultis Faw'!$A$2:$A$26,1)+1)-INDEX('Shultis Faw'!$E$2:$E$26,MATCH($C766,'Shultis Faw'!$A$2:$A$26,1)))/(INDEX('Shultis Faw'!$A$2:$A$26,MATCH($C766,'Shultis Faw'!$A$2:$A$26,1)+1)-INDEX('Shultis Faw'!$A$2:$A$26,MATCH($C766,'Shultis Faw'!$A$2:$A$26,1))),$C766*'Shultis Faw'!$E$2/'Shultis Faw'!$A$2)","v":6.9133902999999997E-2},{"$f":"_xlfn.IFNA(INDEX('Shultis Faw'!$F$2:$F$26,MATCH($C766,'Shultis Faw'!$A$2:$A$26,1))+($C766-INDEX('Shultis Faw'!$A$2:$A$26,MATCH($C766,'Shultis Faw'!$A$2:$A$26,1)))*(INDEX('Shultis Faw'!$F$2:$F$26,MATCH($C766,'Shultis Faw'!$A$2:$A$26,1)+1)-INDEX('Shultis Faw'!$F$2:$F$26,MATCH($C766,'Shultis Faw'!$A$2:$A$26,1)))/(INDEX('Shultis Faw'!$A$2:$A$26,MATCH($C766,'Shultis Faw'!$A$2:$A$26,1)+1)-INDEX('Shultis Faw'!$A$2:$A$26,MATCH($C766,'Shultis Faw'!$A$2:$A$26,1))),$C766*'Shultis Faw'!$F$2/'Shultis Faw'!$A$2)","v":14.298557300000001},{"$f":"J766*(H766*'Externe blootstelling'!$D$23/2)^K766+L766*(TANH(((H766*'Externe blootstelling'!$D$23)/(2*M766))-2)-TANH(-2))/(1-TANH(-2))","v":1.8592684577570333},{"$f":"IF(N766=1,1+(I766-1)*H766*'Externe blootstelling'!$D$23/2,1+(I766-1)*(N766^(H766*'Externe blootstelling'!$D$23/2)-1)/(N766-1))","v":6.2665953933941267},{"$f":"G766*EXP(-H766*'Externe blootstelling'!$D$23/2)*O766","v":0.18843150625004196}]
[null," g ",0.27029999999999998,4.3247999999999999E-14,6.9999999999999999E-6,{"$f":"_xlfn.IFNA(INDEX('hp (pSv cm2)'!$B$2:$B$52,MATCH($C767,'hp (pSv cm2)'!$A$2:$A$52,1))+($C767-INDEX('hp (pSv cm2)'!$A$2:$A$52,MATCH($C767,'hp (pSv cm2)'!$A$2:$A$52,1)))*(INDEX('hp (pSv cm2)'!$B$2:$B$52,MATCH($C767,'hp (pSv cm2)'!$A$2:$A$52,1)+1)-INDEX('hp (pSv cm2)'!$B$2:$B$52,MATCH($C767,'hp (pSv cm2)'!$A$2:$A$52,1)))/(INDEX('hp (pSv cm2)'!$A$2:$A$52,MATCH($C767,'hp (pSv cm2)'!$A$2:$A$52,1)+1)-INDEX('hp (pSv cm2)'!$A$2:$A$52,MATCH($C767,'hp (pSv cm2)'!$A$2:$A$52,1))),$C767*'hp (pSv cm2)'!$B$2/'hp (pSv cm2)'!$A$2)","v":1.35853},9.5097100000000005E-6,{"$f":"_xlfn.IFNA(0.997*(INDEX('Mass attenuation coefficients'!$B$2:$B$37,MATCH($C767,'Mass attenuation coefficients'!$A$2:$A$37,1))+($C767-INDEX('Mass attenuation coefficients'!$A$2:$A$37,MATCH($C767,'Mass attenuation coefficients'!$A$2:$A$37,1)))*(INDEX('Mass attenuation coefficients'!$B$2:$B$37,MATCH($C767,'Mass attenuation coefficients'!$A$2:$A$37,1)+1)-INDEX('Mass attenuation coefficients'!$B$2:$B$37,MATCH($C767,'Mass attenuation coefficients'!$A$2:$A$37,1)))/(INDEX('Mass attenuation coefficients'!$A$2:$A$37,MATCH($C767,'Mass attenuation coefficients'!$A$2:$A$37,1)+1)-INDEX('Mass attenuation coefficients'!$A$2:$A$37,MATCH($C767,'Mass attenuation coefficients'!$A$2:$A$37,1)))),0.997*$C767*'Mass attenuation coefficients'!$B$2/'Mass attenuation coefficients'!$A$2)","v":0.12369260560000001},{"$f":"_xlfn.IFNA(INDEX('Shultis Faw'!$C$2:$C$26,MATCH($C767,'Shultis Faw'!$A$2:$A$26,1))+($C767-INDEX('Shultis Faw'!$A$2:$A$26,MATCH($C767,'Shultis Faw'!$A$2:$A$26,1)))*(INDEX('Shultis Faw'!$C$2:$C$26,MATCH($C767,'Shultis Faw'!$A$2:$A$26,1)+1)-INDEX('Shultis Faw'!$C$2:$C$26,MATCH($C767,'Shultis Faw'!$A$2:$A$26,1)))/(INDEX('Shultis Faw'!$A$2:$A$26,MATCH($C767,'Shultis Faw'!$A$2:$A$26,1)+1)-INDEX('Shultis Faw'!$A$2:$A$26,MATCH($C767,'Shultis Faw'!$A$2:$A$26,1))),$C767*'Shultis Faw'!$C$2/'Shultis Faw'!$A$2)","v":3.0857260000000002},{"$f":"_xlfn.IFNA(INDEX('Shultis Faw'!$D$2:$D$26,MATCH($C767,'Shultis Faw'!$A$2:$A$26,1))+($C767-INDEX('Shultis Faw'!$A$2:$A$26,MATCH($C767,'Shultis Faw'!$A$2:$A$26,1)))*(INDEX('Shultis Faw'!$D$2:$D$26,MATCH($C767,'Shultis Faw'!$A$2:$A$26,1)+1)-INDEX('Shultis Faw'!$D$2:$D$26,MATCH($C767,'Shultis Faw'!$A$2:$A$26,1)))/(INDEX('Shultis Faw'!$A$2:$A$26,MATCH($C767,'Shultis Faw'!$A$2:$A$26,1)+1)-INDEX('Shultis Faw'!$A$2:$A$26,MATCH($C767,'Shultis Faw'!$A$2:$A$26,1))),$C767*'Shultis Faw'!$D$2/'Shultis Faw'!$A$2)","v":2.061204},{"$f":"_xlfn.IFNA(INDEX('Shultis Faw'!$B$2:$B$26,MATCH($C767,'Shultis Faw'!$A$2:$A$26,1))+($C767-INDEX('Shultis Faw'!$A$2:$A$26,MATCH($C767,'Shultis Faw'!$A$2:$A$26,1)))*(INDEX('Shultis Faw'!$B$2:$B$26,MATCH($C767,'Shultis Faw'!$A$2:$A$26,1)+1)-INDEX('Shultis Faw'!$B$2:$B$26,MATCH($C767,'Shultis Faw'!$A$2:$A$26,1)))/(INDEX('Shultis Faw'!$A$2:$A$26,MATCH($C767,'Shultis Faw'!$A$2:$A$26,1)+1)-INDEX('Shultis Faw'!$A$2:$A$26,MATCH($C767,'Shultis Faw'!$A$2:$A$26,1))),$C767*'Shultis Faw'!$B$2/'Shultis Faw'!$A$2)","v":-0.16756399999999999},{"$f":"_xlfn.IFNA(INDEX('Shultis Faw'!$E$2:$E$26,MATCH($C767,'Shultis Faw'!$A$2:$A$26,1))+($C767-INDEX('Shultis Faw'!$A$2:$A$26,MATCH($C767,'Shultis Faw'!$A$2:$A$26,1)))*(INDEX('Shultis Faw'!$E$2:$E$26,MATCH($C767,'Shultis Faw'!$A$2:$A$26,1)+1)-INDEX('Shultis Faw'!$E$2:$E$26,MATCH($C767,'Shultis Faw'!$A$2:$A$26,1)))/(INDEX('Shultis Faw'!$A$2:$A$26,MATCH($C767,'Shultis Faw'!$A$2:$A$26,1)+1)-INDEX('Shultis Faw'!$A$2:$A$26,MATCH($C767,'Shultis Faw'!$A$2:$A$26,1))),$C767*'Shultis Faw'!$E$2/'Shultis Faw'!$A$2)","v":6.9034300000000007E-2},{"$f":"_xlfn.IFNA(INDEX('Shultis Faw'!$F$2:$F$26,MATCH($C767,'Shultis Faw'!$A$2:$A$26,1))+($C767-INDEX('Shultis Faw'!$A$2:$A$26,MATCH($C767,'Shultis Faw'!$A$2:$A$26,1)))*(INDEX('Shultis Faw'!$F$2:$F$26,MATCH($C767,'Shultis Faw'!$A$2:$A$26,1)+1)-INDEX('Shultis Faw'!$F$2:$F$26,MATCH($C767,'Shultis Faw'!$A$2:$A$26,1)))/(INDEX('Shultis Faw'!$A$2:$A$26,MATCH($C767,'Shultis Faw'!$A$2:$A$26,1)+1)-INDEX('Shultis Faw'!$A$2:$A$26,MATCH($C767,'Shultis Faw'!$A$2:$A$26,1))),$C767*'Shultis Faw'!$F$2/'Shultis Faw'!$A$2)","v":14.29613},{"$f":"J767*(H767*'Externe blootstelling'!$D$23/2)^K767+L767*(TANH(((H767*'Externe blootstelling'!$D$23)/(2*M767))-2)-TANH(-2))/(1-TANH(-2))","v":1.8587734735180477},{"$f":"IF(N767=1,1+(I767-1)*H767*'Externe blootstelling'!$D$23/2,1+(I767-1)*(N767^(H767*'Externe blootstelling'!$D$23/2)-1)/(N767-1))","v":6.2430947069117195},{"$f":"G767*EXP(-H767*'Externe blootstelling'!$D$23/2)*O767","v":9.2850010132905173E-6}]
[null," g ",0.28599999999999998,4.5759999999999999E-14,1.1000000000000001E-5,{"$f":"_xlfn.IFNA(INDEX('hp (pSv cm2)'!$B$2:$B$52,MATCH($C768,'hp (pSv cm2)'!$A$2:$A$52,1))+($C768-INDEX('hp (pSv cm2)'!$A$2:$A$52,MATCH($C768,'hp (pSv cm2)'!$A$2:$A$52,1)))*(INDEX('hp (pSv cm2)'!$B$2:$B$52,MATCH($C768,'hp (pSv cm2)'!$A$2:$A$52,1)+1)-INDEX('hp (pSv cm2)'!$B$2:$B$52,MATCH($C768,'hp (pSv cm2)'!$A$2:$A$52,1)))/(INDEX('hp (pSv cm2)'!$A$2:$A$52,MATCH($C768,'hp (pSv cm2)'!$A$2:$A$52,1)+1)-INDEX('hp (pSv cm2)'!$A$2:$A$52,MATCH($C768,'hp (pSv cm2)'!$A$2:$A$52,1))),$C768*'hp (pSv cm2)'!$B$2/'hp (pSv cm2)'!$A$2)","v":1.4385999999999999},1.5824600000000001E-5,{"$f":"_xlfn.IFNA(0.997*(INDEX('Mass attenuation coefficients'!$B$2:$B$37,MATCH($C768,'Mass attenuation coefficients'!$A$2:$A$37,1))+($C768-INDEX('Mass attenuation coefficients'!$A$2:$A$37,MATCH($C768,'Mass attenuation coefficients'!$A$2:$A$37,1)))*(INDEX('Mass attenuation coefficients'!$B$2:$B$37,MATCH($C768,'Mass attenuation coefficients'!$A$2:$A$37,1)+1)-INDEX('Mass attenuation coefficients'!$B$2:$B$37,MATCH($C768,'Mass attenuation coefficients'!$A$2:$A$37,1)))/(INDEX('Mass attenuation coefficients'!$A$2:$A$37,MATCH($C768,'Mass attenuation coefficients'!$A$2:$A$37,1)+1)-INDEX('Mass attenuation coefficients'!$A$2:$A$37,MATCH($C768,'Mass attenuation coefficients'!$A$2:$A$37,1)))),0.997*$C768*'Mass attenuation coefficients'!$B$2/'Mass attenuation coefficients'!$A$2)","v":0.120812472},{"$f":"_xlfn.IFNA(INDEX('Shultis Faw'!$C$2:$C$26,MATCH($C768,'Shultis Faw'!$A$2:$A$26,1))+($C768-INDEX('Shultis Faw'!$A$2:$A$26,MATCH($C768,'Shultis Faw'!$A$2:$A$26,1)))*(INDEX('Shultis Faw'!$C$2:$C$26,MATCH($C768,'Shultis Faw'!$A$2:$A$26,1)+1)-INDEX('Shultis Faw'!$C$2:$C$26,MATCH($C768,'Shultis Faw'!$A$2:$A$26,1)))/(INDEX('Shultis Faw'!$A$2:$A$26,MATCH($C768,'Shultis Faw'!$A$2:$A$26,1)+1)-INDEX('Shultis Faw'!$A$2:$A$26,MATCH($C768,'Shultis Faw'!$A$2:$A$26,1))),$C768*'Shultis Faw'!$C$2/'Shultis Faw'!$A$2)","v":2.9981200000000001},{"$f":"_xlfn.IFNA(INDEX('Shultis Faw'!$D$2:$D$26,MATCH($C768,'Shultis Faw'!$A$2:$A$26,1))+($C768-INDEX('Shultis Faw'!$A$2:$A$26,MATCH($C768,'Shultis Faw'!$A$2:$A$26,1)))*(INDEX('Shultis Faw'!$D$2:$D$26,MATCH($C768,'Shultis Faw'!$A$2:$A$26,1)+1)-INDEX('Shultis Faw'!$D$2:$D$26,MATCH($C768,'Shultis Faw'!$A$2:$A$26,1)))/(INDEX('Shultis Faw'!$A$2:$A$26,MATCH($C768,'Shultis Faw'!$A$2:$A$26,1)+1)-INDEX('Shultis Faw'!$A$2:$A$26,MATCH($C768,'Shultis Faw'!$A$2:$A$26,1))),$C768*'Shultis Faw'!$D$2/'Shultis Faw'!$A$2)","v":2.0404799999999996},{"$f":"_xlfn.IFNA(INDEX('Shultis Faw'!$B$2:$B$26,MATCH($C768,'Shultis Faw'!$A$2:$A$26,1))+($C768-INDEX('Shultis Faw'!$A$2:$A$26,MATCH($C768,'Shultis Faw'!$A$2:$A$26,1)))*(INDEX('Shultis Faw'!$B$2:$B$26,MATCH($C768,'Shultis Faw'!$A$2:$A$26,1)+1)-INDEX('Shultis Faw'!$B$2:$B$26,MATCH($C768,'Shultis Faw'!$A$2:$A$26,1)))/(INDEX('Shultis Faw'!$A$2:$A$26,MATCH($C768,'Shultis Faw'!$A$2:$A$26,1)+1)-INDEX('Shultis Faw'!$A$2:$A$26,MATCH($C768,'Shultis Faw'!$A$2:$A$26,1))),$C768*'Shultis Faw'!$B$2/'Shultis Faw'!$A$2)","v":-0.16567999999999999},{"$f":"_xlfn.IFNA(INDEX('Shultis Faw'!$E$2:$E$26,MATCH($C768,'Shultis Faw'!$A$2:$A$26,1))+($C768-INDEX('Shultis Faw'!$A$2:$A$26,MATCH($C768,'Shultis Faw'!$A$2:$A$26,1)))*(INDEX('Shultis Faw'!$E$2:$E$26,MATCH($C768,'Shultis Faw'!$A$2:$A$26,1)+1)-INDEX('Shultis Faw'!$E$2:$E$26,MATCH($C768,'Shultis Faw'!$A$2:$A$26,1)))/(INDEX('Shultis Faw'!$A$2:$A$26,MATCH($C768,'Shultis Faw'!$A$2:$A$26,1)+1)-INDEX('Shultis Faw'!$A$2:$A$26,MATCH($C768,'Shultis Faw'!$A$2:$A$26,1))),$C768*'Shultis Faw'!$E$2/'Shultis Faw'!$A$2)","v":6.7166000000000003E-2},{"$f":"_xlfn.IFNA(INDEX('Shultis Faw'!$F$2:$F$26,MATCH($C768,'Shultis Faw'!$A$2:$A$26,1))+($C768-INDEX('Shultis Faw'!$A$2:$A$26,MATCH($C768,'Shultis Faw'!$A$2:$A$26,1)))*(INDEX('Shultis Faw'!$F$2:$F$26,MATCH($C768,'Shultis Faw'!$A$2:$A$26,1)+1)-INDEX('Shultis Faw'!$F$2:$F$26,MATCH($C768,'Shultis Faw'!$A$2:$A$26,1)))/(INDEX('Shultis Faw'!$A$2:$A$26,MATCH($C768,'Shultis Faw'!$A$2:$A$26,1)+1)-INDEX('Shultis Faw'!$A$2:$A$26,MATCH($C768,'Shultis Faw'!$A$2:$A$26,1))),$C768*'Shultis Faw'!$F$2/'Shultis Faw'!$A$2)","v":14.2506},{"$f":"J768*(H768*'Externe blootstelling'!$D$23/2)^K768+L768*(TANH(((H768*'Externe blootstelling'!$D$23)/(2*M768))-2)-TANH(-2))/(1-TANH(-2))","v":1.8494176654191641},{"$f":"IF(N768=1,1+(I768-1)*H768*'Externe blootstelling'!$D$23/2,1+(I768-1)*(N768^(H768*'Externe blootstelling'!$D$23/2)-1)/(N768-1))","v":5.8159835159256819},{"$f":"G768*EXP(-H768*'Externe blootstelling'!$D$23/2)*O768","v":1.5029102937905285E-5}]
[null," g ",0.28817999999999999,4.61088E-14,1.6100000000000001E-3,{"$f":"_xlfn.IFNA(INDEX('hp (pSv cm2)'!$B$2:$B$52,MATCH($C769,'hp (pSv cm2)'!$A$2:$A$52,1))+($C769-INDEX('hp (pSv cm2)'!$A$2:$A$52,MATCH($C769,'hp (pSv cm2)'!$A$2:$A$52,1)))*(INDEX('hp (pSv cm2)'!$B$2:$B$52,MATCH($C769,'hp (pSv cm2)'!$A$2:$A$52,1)+1)-INDEX('hp (pSv cm2)'!$B$2:$B$52,MATCH($C769,'hp (pSv cm2)'!$A$2:$A$52,1)))/(INDEX('hp (pSv cm2)'!$A$2:$A$52,MATCH($C769,'hp (pSv cm2)'!$A$2:$A$52,1)+1)-INDEX('hp (pSv cm2)'!$A$2:$A$52,MATCH($C769,'hp (pSv cm2)'!$A$2:$A$52,1))),$C769*'hp (pSv cm2)'!$B$2/'hp (pSv cm2)'!$A$2)","v":1.4497180000000001},2.3340459800000003E-3,{"$f":"_xlfn.IFNA(0.997*(INDEX('Mass attenuation coefficients'!$B$2:$B$37,MATCH($C769,'Mass attenuation coefficients'!$A$2:$A$37,1))+($C769-INDEX('Mass attenuation coefficients'!$A$2:$A$37,MATCH($C769,'Mass attenuation coefficients'!$A$2:$A$37,1)))*(INDEX('Mass attenuation coefficients'!$B$2:$B$37,MATCH($C769,'Mass attenuation coefficients'!$A$2:$A$37,1)+1)-INDEX('Mass attenuation coefficients'!$B$2:$B$37,MATCH($C769,'Mass attenuation coefficients'!$A$2:$A$37,1)))/(INDEX('Mass attenuation coefficients'!$A$2:$A$37,MATCH($C769,'Mass attenuation coefficients'!$A$2:$A$37,1)+1)-INDEX('Mass attenuation coefficients'!$A$2:$A$37,MATCH($C769,'Mass attenuation coefficients'!$A$2:$A$37,1)))),0.997*$C769*'Mass attenuation coefficients'!$B$2/'Mass attenuation coefficients'!$A$2)","v":0.12041255536000001},{"$f":"_xlfn.IFNA(INDEX('Shultis Faw'!$C$2:$C$26,MATCH($C769,'Shultis Faw'!$A$2:$A$26,1))+($C769-INDEX('Shultis Faw'!$A$2:$A$26,MATCH($C769,'Shultis Faw'!$A$2:$A$26,1)))*(INDEX('Shultis Faw'!$C$2:$C$26,MATCH($C769,'Shultis Faw'!$A$2:$A$26,1)+1)-INDEX('Shultis Faw'!$C$2:$C$26,MATCH($C769,'Shultis Faw'!$A$2:$A$26,1)))/(INDEX('Shultis Faw'!$A$2:$A$26,MATCH($C769,'Shultis Faw'!$A$2:$A$26,1)+1)-INDEX('Shultis Faw'!$A$2:$A$26,MATCH($C769,'Shultis Faw'!$A$2:$A$26,1))),$C769*'Shultis Faw'!$C$2/'Shultis Faw'!$A$2)","v":2.9859556},{"$f":"_xlfn.IFNA(INDEX('Shultis Faw'!$D$2:$D$26,MATCH($C769,'Shultis Faw'!$A$2:$A$26,1))+($C769-INDEX('Shultis Faw'!$A$2:$A$26,MATCH($C769,'Shultis Faw'!$A$2:$A$26,1)))*(INDEX('Shultis Faw'!$D$2:$D$26,MATCH($C769,'Shultis Faw'!$A$2:$A$26,1)+1)-INDEX('Shultis Faw'!$D$2:$D$26,MATCH($C769,'Shultis Faw'!$A$2:$A$26,1)))/(INDEX('Shultis Faw'!$A$2:$A$26,MATCH($C769,'Shultis Faw'!$A$2:$A$26,1)+1)-INDEX('Shultis Faw'!$A$2:$A$26,MATCH($C769,'Shultis Faw'!$A$2:$A$26,1))),$C769*'Shultis Faw'!$D$2/'Shultis Faw'!$A$2)","v":2.0376023999999999},{"$f":"_xlfn.IFNA(INDEX('Shultis Faw'!$B$2:$B$26,MATCH($C769,'Shultis Faw'!$A$2:$A$26,1))+($C769-INDEX('Shultis Faw'!$A$2:$A$26,MATCH($C769,'Shultis Faw'!$A$2:$A$26,1)))*(INDEX('Shultis Faw'!$B$2:$B$26,MATCH($C769,'Shultis Faw'!$A$2:$A$26,1)+1)-INDEX('Shultis Faw'!$B$2:$B$26,MATCH($C769,'Shultis Faw'!$A$2:$A$26,1)))/(INDEX('Shultis Faw'!$A$2:$A$26,MATCH($C769,'Shultis Faw'!$A$2:$A$26,1)+1)-INDEX('Shultis Faw'!$A$2:$A$26,MATCH($C769,'Shultis Faw'!$A$2:$A$26,1))),$C769*'Shultis Faw'!$B$2/'Shultis Faw'!$A$2)","v":-0.16541839999999999},{"$f":"_xlfn.IFNA(INDEX('Shultis Faw'!$E$2:$E$26,MATCH($C769,'Shultis Faw'!$A$2:$A$26,1))+($C769-INDEX('Shultis Faw'!$A$2:$A$26,MATCH($C769,'Shultis Faw'!$A$2:$A$26,1)))*(INDEX('Shultis Faw'!$E$2:$E$26,MATCH($C769,'Shultis Faw'!$A$2:$A$26,1)+1)-INDEX('Shultis Faw'!$E$2:$E$26,MATCH($C769,'Shultis Faw'!$A$2:$A$26,1)))/(INDEX('Shultis Faw'!$A$2:$A$26,MATCH($C769,'Shultis Faw'!$A$2:$A$26,1)+1)-INDEX('Shultis Faw'!$A$2:$A$26,MATCH($C769,'Shultis Faw'!$A$2:$A$26,1))),$C769*'Shultis Faw'!$E$2/'Shultis Faw'!$A$2)","v":6.6906579999999993E-2},{"$f":"_xlfn.IFNA(INDEX('Shultis Faw'!$F$2:$F$26,MATCH($C769,'Shultis Faw'!$A$2:$A$26,1))+($C769-INDEX('Shultis Faw'!$A$2:$A$26,MATCH($C769,'Shultis Faw'!$A$2:$A$26,1)))*(INDEX('Shultis Faw'!$F$2:$F$26,MATCH($C769,'Shultis Faw'!$A$2:$A$26,1)+1)-INDEX('Shultis Faw'!$F$2:$F$26,MATCH($C769,'Shultis Faw'!$A$2:$A$26,1)))/(INDEX('Shultis Faw'!$A$2:$A$26,MATCH($C769,'Shultis Faw'!$A$2:$A$26,1)+1)-INDEX('Shultis Faw'!$A$2:$A$26,MATCH($C769,'Shultis Faw'!$A$2:$A$26,1))),$C769*'Shultis Faw'!$F$2/'Shultis Faw'!$A$2)","v":14.244278000000001},{"$f":"J769*(H769*'Externe blootstelling'!$D$23/2)^K769+L769*(TANH(((H769*'Externe blootstelling'!$D$23)/(2*M769))-2)-TANH(-2))/(1-TANH(-2))","v":1.8481079260071471},{"$f":"IF(N769=1,1+(I769-1)*H769*'Externe blootstelling'!$D$23/2,1+(I769-1)*(N769^(H769*'Externe blootstelling'!$D$23/2)-1)/(N769-1))","v":5.7586938398661749},{"$f":"G769*EXP(-H769*'Externe blootstelling'!$D$23/2)*O769","v":2.2080849213616371E-3}]
[null," g ",0.32387099999999996,5.1819359999999989E-14,4.0599999999999997E-2,{"$f":"_xlfn.IFNA(INDEX('hp (pSv cm2)'!$B$2:$B$52,MATCH($C770,'hp (pSv cm2)'!$A$2:$A$52,1))+($C770-INDEX('hp (pSv cm2)'!$A$2:$A$52,MATCH($C770,'hp (pSv cm2)'!$A$2:$A$52,1)))*(INDEX('hp (pSv cm2)'!$B$2:$B$52,MATCH($C770,'hp (pSv cm2)'!$A$2:$A$52,1)+1)-INDEX('hp (pSv cm2)'!$B$2:$B$52,MATCH($C770,'hp (pSv cm2)'!$A$2:$A$52,1)))/(INDEX('hp (pSv cm2)'!$A$2:$A$52,MATCH($C770,'hp (pSv cm2)'!$A$2:$A$52,1)+1)-INDEX('hp (pSv cm2)'!$A$2:$A$52,MATCH($C770,'hp (pSv cm2)'!$A$2:$A$52,1))),$C770*'hp (pSv cm2)'!$B$2/'hp (pSv cm2)'!$A$2)","v":1.6269678999999999},6.6054896739999994E-2,{"$f":"_xlfn.IFNA(0.997*(INDEX('Mass attenuation coefficients'!$B$2:$B$37,MATCH($C770,'Mass attenuation coefficients'!$A$2:$A$37,1))+($C770-INDEX('Mass attenuation coefficients'!$A$2:$A$37,MATCH($C770,'Mass attenuation coefficients'!$A$2:$A$37,1)))*(INDEX('Mass attenuation coefficients'!$B$2:$B$37,MATCH($C770,'Mass attenuation coefficients'!$A$2:$A$37,1)+1)-INDEX('Mass attenuation coefficients'!$B$2:$B$37,MATCH($C770,'Mass attenuation coefficients'!$A$2:$A$37,1)))/(INDEX('Mass attenuation coefficients'!$A$2:$A$37,MATCH($C770,'Mass attenuation coefficients'!$A$2:$A$37,1)+1)-INDEX('Mass attenuation coefficients'!$A$2:$A$37,MATCH($C770,'Mass attenuation coefficients'!$A$2:$A$37,1)))),0.997*$C770*'Mass attenuation coefficients'!$B$2/'Mass attenuation coefficients'!$A$2)","v":0.115269276625},{"$f":"_xlfn.IFNA(INDEX('Shultis Faw'!$C$2:$C$26,MATCH($C770,'Shultis Faw'!$A$2:$A$26,1))+($C770-INDEX('Shultis Faw'!$A$2:$A$26,MATCH($C770,'Shultis Faw'!$A$2:$A$26,1)))*(INDEX('Shultis Faw'!$C$2:$C$26,MATCH($C770,'Shultis Faw'!$A$2:$A$26,1)+1)-INDEX('Shultis Faw'!$C$2:$C$26,MATCH($C770,'Shultis Faw'!$A$2:$A$26,1)))/(INDEX('Shultis Faw'!$A$2:$A$26,MATCH($C770,'Shultis Faw'!$A$2:$A$26,1)+1)-INDEX('Shultis Faw'!$A$2:$A$26,MATCH($C770,'Shultis Faw'!$A$2:$A$26,1))),$C770*'Shultis Faw'!$C$2/'Shultis Faw'!$A$2)","v":2.8579354000000001},{"$f":"_xlfn.IFNA(INDEX('Shultis Faw'!$D$2:$D$26,MATCH($C770,'Shultis Faw'!$A$2:$A$26,1))+($C770-INDEX('Shultis Faw'!$A$2:$A$26,MATCH($C770,'Shultis Faw'!$A$2:$A$26,1)))*(INDEX('Shultis Faw'!$D$2:$D$26,MATCH($C770,'Shultis Faw'!$A$2:$A$26,1)+1)-INDEX('Shultis Faw'!$D$2:$D$26,MATCH($C770,'Shultis Faw'!$A$2:$A$26,1)))/(INDEX('Shultis Faw'!$A$2:$A$26,MATCH($C770,'Shultis Faw'!$A$2:$A$26,1)+1)-INDEX('Shultis Faw'!$A$2:$A$26,MATCH($C770,'Shultis Faw'!$A$2:$A$26,1))),$C770*'Shultis Faw'!$D$2/'Shultis Faw'!$A$2)","v":1.9885805999999999},{"$f":"_xlfn.IFNA(INDEX('Shultis Faw'!$B$2:$B$26,MATCH($C770,'Shultis Faw'!$A$2:$A$26,1))+($C770-INDEX('Shultis Faw'!$A$2:$A$26,MATCH($C770,'Shultis Faw'!$A$2:$A$26,1)))*(INDEX('Shultis Faw'!$B$2:$B$26,MATCH($C770,'Shultis Faw'!$A$2:$A$26,1)+1)-INDEX('Shultis Faw'!$B$2:$B$26,MATCH($C770,'Shultis Faw'!$A$2:$A$26,1)))/(INDEX('Shultis Faw'!$A$2:$A$26,MATCH($C770,'Shultis Faw'!$A$2:$A$26,1)+1)-INDEX('Shultis Faw'!$A$2:$A$26,MATCH($C770,'Shultis Faw'!$A$2:$A$26,1))),$C770*'Shultis Faw'!$B$2/'Shultis Faw'!$A$2)","v":-0.16041935000000002},{"$f":"_xlfn.IFNA(INDEX('Shultis Faw'!$E$2:$E$26,MATCH($C770,'Shultis Faw'!$A$2:$A$26,1))+($C770-INDEX('Shultis Faw'!$A$2:$A$26,MATCH($C770,'Shultis Faw'!$A$2:$A$26,1)))*(INDEX('Shultis Faw'!$E$2:$E$26,MATCH($C770,'Shultis Faw'!$A$2:$A$26,1)+1)-INDEX('Shultis Faw'!$E$2:$E$26,MATCH($C770,'Shultis Faw'!$A$2:$A$26,1)))/(INDEX('Shultis Faw'!$A$2:$A$26,MATCH($C770,'Shultis Faw'!$A$2:$A$26,1)+1)-INDEX('Shultis Faw'!$A$2:$A$26,MATCH($C770,'Shultis Faw'!$A$2:$A$26,1))),$C770*'Shultis Faw'!$E$2/'Shultis Faw'!$A$2)","v":6.4067739999999998E-2},{"$f":"_xlfn.IFNA(INDEX('Shultis Faw'!$F$2:$F$26,MATCH($C770,'Shultis Faw'!$A$2:$A$26,1))+($C770-INDEX('Shultis Faw'!$A$2:$A$26,MATCH($C770,'Shultis Faw'!$A$2:$A$26,1)))*(INDEX('Shultis Faw'!$F$2:$F$26,MATCH($C770,'Shultis Faw'!$A$2:$A$26,1)+1)-INDEX('Shultis Faw'!$F$2:$F$26,MATCH($C770,'Shultis Faw'!$A$2:$A$26,1)))/(INDEX('Shultis Faw'!$A$2:$A$26,MATCH($C770,'Shultis Faw'!$A$2:$A$26,1)+1)-INDEX('Shultis Faw'!$A$2:$A$26,MATCH($C770,'Shultis Faw'!$A$2:$A$26,1))),$C770*'Shultis Faw'!$F$2/'Shultis Faw'!$A$2)","v":14.217161300000001},{"$f":"J770*(H770*'Externe blootstelling'!$D$23/2)^K770+L770*(TANH(((H770*'Externe blootstelling'!$D$23)/(2*M770))-2)-TANH(-2))/(1-TANH(-2))","v":1.821671169733639},{"$f":"IF(N770=1,1+(I770-1)*H770*'Externe blootstelling'!$D$23/2,1+(I770-1)*(N770^(H770*'Externe blootstelling'!$D$23/2)-1)/(N770-1))","v":5.1169927090702787},{"$f":"G770*EXP(-H770*'Externe blootstelling'!$D$23/2)*O770","v":5.9980164787349334E-2}]
[null," g ",0.32838000000000001,5.2540799999999997E-14,2.0300000000000001E-3,{"$f":"_xlfn.IFNA(INDEX('hp (pSv cm2)'!$B$2:$B$52,MATCH($C771,'hp (pSv cm2)'!$A$2:$A$52,1))+($C771-INDEX('hp (pSv cm2)'!$A$2:$A$52,MATCH($C771,'hp (pSv cm2)'!$A$2:$A$52,1)))*(INDEX('hp (pSv cm2)'!$B$2:$B$52,MATCH($C771,'hp (pSv cm2)'!$A$2:$A$52,1)+1)-INDEX('hp (pSv cm2)'!$B$2:$B$52,MATCH($C771,'hp (pSv cm2)'!$A$2:$A$52,1)))/(INDEX('hp (pSv cm2)'!$A$2:$A$52,MATCH($C771,'hp (pSv cm2)'!$A$2:$A$52,1)+1)-INDEX('hp (pSv cm2)'!$A$2:$A$52,MATCH($C771,'hp (pSv cm2)'!$A$2:$A$52,1))),$C771*'hp (pSv cm2)'!$B$2/'hp (pSv cm2)'!$A$2)","v":1.649062},3.3475958600000001E-3,{"$f":"_xlfn.IFNA(0.997*(INDEX('Mass attenuation coefficients'!$B$2:$B$37,MATCH($C771,'Mass attenuation coefficients'!$A$2:$A$37,1))+($C771-INDEX('Mass attenuation coefficients'!$A$2:$A$37,MATCH($C771,'Mass attenuation coefficients'!$A$2:$A$37,1)))*(INDEX('Mass attenuation coefficients'!$B$2:$B$37,MATCH($C771,'Mass attenuation coefficients'!$A$2:$A$37,1)+1)-INDEX('Mass attenuation coefficients'!$B$2:$B$37,MATCH($C771,'Mass attenuation coefficients'!$A$2:$A$37,1)))/(INDEX('Mass attenuation coefficients'!$A$2:$A$37,MATCH($C771,'Mass attenuation coefficients'!$A$2:$A$37,1)+1)-INDEX('Mass attenuation coefficients'!$A$2:$A$37,MATCH($C771,'Mass attenuation coefficients'!$A$2:$A$37,1)))),0.997*$C771*'Mass attenuation coefficients'!$B$2/'Mass attenuation coefficients'!$A$2)","v":0.1147073425},{"$f":"_xlfn.IFNA(INDEX('Shultis Faw'!$C$2:$C$26,MATCH($C771,'Shultis Faw'!$A$2:$A$26,1))+($C771-INDEX('Shultis Faw'!$A$2:$A$26,MATCH($C771,'Shultis Faw'!$A$2:$A$26,1)))*(INDEX('Shultis Faw'!$C$2:$C$26,MATCH($C771,'Shultis Faw'!$A$2:$A$26,1)+1)-INDEX('Shultis Faw'!$C$2:$C$26,MATCH($C771,'Shultis Faw'!$A$2:$A$26,1)))/(INDEX('Shultis Faw'!$A$2:$A$26,MATCH($C771,'Shultis Faw'!$A$2:$A$26,1)+1)-INDEX('Shultis Faw'!$A$2:$A$26,MATCH($C771,'Shultis Faw'!$A$2:$A$26,1))),$C771*'Shultis Faw'!$C$2/'Shultis Faw'!$A$2)","v":2.846212},{"$f":"_xlfn.IFNA(INDEX('Shultis Faw'!$D$2:$D$26,MATCH($C771,'Shultis Faw'!$A$2:$A$26,1))+($C771-INDEX('Shultis Faw'!$A$2:$A$26,MATCH($C771,'Shultis Faw'!$A$2:$A$26,1)))*(INDEX('Shultis Faw'!$D$2:$D$26,MATCH($C771,'Shultis Faw'!$A$2:$A$26,1)+1)-INDEX('Shultis Faw'!$D$2:$D$26,MATCH($C771,'Shultis Faw'!$A$2:$A$26,1)))/(INDEX('Shultis Faw'!$A$2:$A$26,MATCH($C771,'Shultis Faw'!$A$2:$A$26,1)+1)-INDEX('Shultis Faw'!$A$2:$A$26,MATCH($C771,'Shultis Faw'!$A$2:$A$26,1))),$C771*'Shultis Faw'!$D$2/'Shultis Faw'!$A$2)","v":1.9822679999999999},{"$f":"_xlfn.IFNA(INDEX('Shultis Faw'!$B$2:$B$26,MATCH($C771,'Shultis Faw'!$A$2:$A$26,1))+($C771-INDEX('Shultis Faw'!$A$2:$A$26,MATCH($C771,'Shultis Faw'!$A$2:$A$26,1)))*(INDEX('Shultis Faw'!$B$2:$B$26,MATCH($C771,'Shultis Faw'!$A$2:$A$26,1)+1)-INDEX('Shultis Faw'!$B$2:$B$26,MATCH($C771,'Shultis Faw'!$A$2:$A$26,1)))/(INDEX('Shultis Faw'!$A$2:$A$26,MATCH($C771,'Shultis Faw'!$A$2:$A$26,1)+1)-INDEX('Shultis Faw'!$A$2:$A$26,MATCH($C771,'Shultis Faw'!$A$2:$A$26,1))),$C771*'Shultis Faw'!$B$2/'Shultis Faw'!$A$2)","v":-0.159743},{"$f":"_xlfn.IFNA(INDEX('Shultis Faw'!$E$2:$E$26,MATCH($C771,'Shultis Faw'!$A$2:$A$26,1))+($C771-INDEX('Shultis Faw'!$A$2:$A$26,MATCH($C771,'Shultis Faw'!$A$2:$A$26,1)))*(INDEX('Shultis Faw'!$E$2:$E$26,MATCH($C771,'Shultis Faw'!$A$2:$A$26,1)+1)-INDEX('Shultis Faw'!$E$2:$E$26,MATCH($C771,'Shultis Faw'!$A$2:$A$26,1)))/(INDEX('Shultis Faw'!$A$2:$A$26,MATCH($C771,'Shultis Faw'!$A$2:$A$26,1)+1)-INDEX('Shultis Faw'!$A$2:$A$26,MATCH($C771,'Shultis Faw'!$A$2:$A$26,1))),$C771*'Shultis Faw'!$E$2/'Shultis Faw'!$A$2)","v":6.3797199999999998E-2},{"$f":"_xlfn.IFNA(INDEX('Shultis Faw'!$F$2:$F$26,MATCH($C771,'Shultis Faw'!$A$2:$A$26,1))+($C771-INDEX('Shultis Faw'!$A$2:$A$26,MATCH($C771,'Shultis Faw'!$A$2:$A$26,1)))*(INDEX('Shultis Faw'!$F$2:$F$26,MATCH($C771,'Shultis Faw'!$A$2:$A$26,1)+1)-INDEX('Shultis Faw'!$F$2:$F$26,MATCH($C771,'Shultis Faw'!$A$2:$A$26,1)))/(INDEX('Shultis Faw'!$A$2:$A$26,MATCH($C771,'Shultis Faw'!$A$2:$A$26,1)+1)-INDEX('Shultis Faw'!$A$2:$A$26,MATCH($C771,'Shultis Faw'!$A$2:$A$26,1))),$C771*'Shultis Faw'!$F$2/'Shultis Faw'!$A$2)","v":14.218514000000001},{"$f":"J771*(H771*'Externe blootstelling'!$D$23/2)^K771+L771*(TANH(((H771*'Externe blootstelling'!$D$23)/(2*M771))-2)-TANH(-2))/(1-TANH(-2))","v":1.8179772446804181},{"$f":"IF(N771=1,1+(I771-1)*H771*'Externe blootstelling'!$D$23/2,1+(I771-1)*(N771^(H771*'Externe blootstelling'!$D$23/2)-1)/(N771-1))","v":5.0553011682403239},{"$f":"G771*EXP(-H771*'Externe blootstelling'!$D$23/2)*O771","v":3.0285069004895877E-3}]
[null," g ",0.33400999999999997,5.34416E-14,1E-3,{"$f":"_xlfn.IFNA(INDEX('hp (pSv cm2)'!$B$2:$B$52,MATCH($C772,'hp (pSv cm2)'!$A$2:$A$52,1))+($C772-INDEX('hp (pSv cm2)'!$A$2:$A$52,MATCH($C772,'hp (pSv cm2)'!$A$2:$A$52,1)))*(INDEX('hp (pSv cm2)'!$B$2:$B$52,MATCH($C772,'hp (pSv cm2)'!$A$2:$A$52,1)+1)-INDEX('hp (pSv cm2)'!$B$2:$B$52,MATCH($C772,'hp (pSv cm2)'!$A$2:$A$52,1)))/(INDEX('hp (pSv cm2)'!$A$2:$A$52,MATCH($C772,'hp (pSv cm2)'!$A$2:$A$52,1)+1)-INDEX('hp (pSv cm2)'!$A$2:$A$52,MATCH($C772,'hp (pSv cm2)'!$A$2:$A$52,1))),$C772*'hp (pSv cm2)'!$B$2/'hp (pSv cm2)'!$A$2)","v":1.6766489999999998},1.6766489999999999E-3,{"$f":"_xlfn.IFNA(0.997*(INDEX('Mass attenuation coefficients'!$B$2:$B$37,MATCH($C772,'Mass attenuation coefficients'!$A$2:$A$37,1))+($C772-INDEX('Mass attenuation coefficients'!$A$2:$A$37,MATCH($C772,'Mass attenuation coefficients'!$A$2:$A$37,1)))*(INDEX('Mass attenuation coefficients'!$B$2:$B$37,MATCH($C772,'Mass attenuation coefficients'!$A$2:$A$37,1)+1)-INDEX('Mass attenuation coefficients'!$B$2:$B$37,MATCH($C772,'Mass attenuation coefficients'!$A$2:$A$37,1)))/(INDEX('Mass attenuation coefficients'!$A$2:$A$37,MATCH($C772,'Mass attenuation coefficients'!$A$2:$A$37,1)+1)-INDEX('Mass attenuation coefficients'!$A$2:$A$37,MATCH($C772,'Mass attenuation coefficients'!$A$2:$A$37,1)))),0.997*$C772*'Mass attenuation coefficients'!$B$2/'Mass attenuation coefficients'!$A$2)","v":0.11400570374999999},{"$f":"_xlfn.IFNA(INDEX('Shultis Faw'!$C$2:$C$26,MATCH($C772,'Shultis Faw'!$A$2:$A$26,1))+($C772-INDEX('Shultis Faw'!$A$2:$A$26,MATCH($C772,'Shultis Faw'!$A$2:$A$26,1)))*(INDEX('Shultis Faw'!$C$2:$C$26,MATCH($C772,'Shultis Faw'!$A$2:$A$26,1)+1)-INDEX('Shultis Faw'!$C$2:$C$26,MATCH($C772,'Shultis Faw'!$A$2:$A$26,1)))/(INDEX('Shultis Faw'!$A$2:$A$26,MATCH($C772,'Shultis Faw'!$A$2:$A$26,1)+1)-INDEX('Shultis Faw'!$A$2:$A$26,MATCH($C772,'Shultis Faw'!$A$2:$A$26,1))),$C772*'Shultis Faw'!$C$2/'Shultis Faw'!$A$2)","v":2.8315740000000003},{"$f":"_xlfn.IFNA(INDEX('Shultis Faw'!$D$2:$D$26,MATCH($C772,'Shultis Faw'!$A$2:$A$26,1))+($C772-INDEX('Shultis Faw'!$A$2:$A$26,MATCH($C772,'Shultis Faw'!$A$2:$A$26,1)))*(INDEX('Shultis Faw'!$D$2:$D$26,MATCH($C772,'Shultis Faw'!$A$2:$A$26,1)+1)-INDEX('Shultis Faw'!$D$2:$D$26,MATCH($C772,'Shultis Faw'!$A$2:$A$26,1)))/(INDEX('Shultis Faw'!$A$2:$A$26,MATCH($C772,'Shultis Faw'!$A$2:$A$26,1)+1)-INDEX('Shultis Faw'!$A$2:$A$26,MATCH($C772,'Shultis Faw'!$A$2:$A$26,1))),$C772*'Shultis Faw'!$D$2/'Shultis Faw'!$A$2)","v":1.974386},{"$f":"_xlfn.IFNA(INDEX('Shultis Faw'!$B$2:$B$26,MATCH($C772,'Shultis Faw'!$A$2:$A$26,1))+($C772-INDEX('Shultis Faw'!$A$2:$A$26,MATCH($C772,'Shultis Faw'!$A$2:$A$26,1)))*(INDEX('Shultis Faw'!$B$2:$B$26,MATCH($C772,'Shultis Faw'!$A$2:$A$26,1)+1)-INDEX('Shultis Faw'!$B$2:$B$26,MATCH($C772,'Shultis Faw'!$A$2:$A$26,1)))/(INDEX('Shultis Faw'!$A$2:$A$26,MATCH($C772,'Shultis Faw'!$A$2:$A$26,1)+1)-INDEX('Shultis Faw'!$A$2:$A$26,MATCH($C772,'Shultis Faw'!$A$2:$A$26,1))),$C772*'Shultis Faw'!$B$2/'Shultis Faw'!$A$2)","v":-0.1588985},{"$f":"_xlfn.IFNA(INDEX('Shultis Faw'!$E$2:$E$26,MATCH($C772,'Shultis Faw'!$A$2:$A$26,1))+($C772-INDEX('Shultis Faw'!$A$2:$A$26,MATCH($C772,'Shultis Faw'!$A$2:$A$26,1)))*(INDEX('Shultis Faw'!$E$2:$E$26,MATCH($C772,'Shultis Faw'!$A$2:$A$26,1)+1)-INDEX('Shultis Faw'!$E$2:$E$26,MATCH($C772,'Shultis Faw'!$A$2:$A$26,1)))/(INDEX('Shultis Faw'!$A$2:$A$26,MATCH($C772,'Shultis Faw'!$A$2:$A$26,1)+1)-INDEX('Shultis Faw'!$A$2:$A$26,MATCH($C772,'Shultis Faw'!$A$2:$A$26,1))),$C772*'Shultis Faw'!$E$2/'Shultis Faw'!$A$2)","v":6.3459399999999999E-2},{"$f":"_xlfn.IFNA(INDEX('Shultis Faw'!$F$2:$F$26,MATCH($C772,'Shultis Faw'!$A$2:$A$26,1))+($C772-INDEX('Shultis Faw'!$A$2:$A$26,MATCH($C772,'Shultis Faw'!$A$2:$A$26,1)))*(INDEX('Shultis Faw'!$F$2:$F$26,MATCH($C772,'Shultis Faw'!$A$2:$A$26,1)+1)-INDEX('Shultis Faw'!$F$2:$F$26,MATCH($C772,'Shultis Faw'!$A$2:$A$26,1)))/(INDEX('Shultis Faw'!$A$2:$A$26,MATCH($C772,'Shultis Faw'!$A$2:$A$26,1)+1)-INDEX('Shultis Faw'!$A$2:$A$26,MATCH($C772,'Shultis Faw'!$A$2:$A$26,1))),$C772*'Shultis Faw'!$F$2/'Shultis Faw'!$A$2)","v":14.220203000000001},{"$f":"J772*(H772*'Externe blootstelling'!$D$23/2)^K772+L772*(TANH(((H772*'Externe blootstelling'!$D$23)/(2*M772))-2)-TANH(-2))/(1-TANH(-2))","v":1.8133425438207218},{"$f":"IF(N772=1,1+(I772-1)*H772*'Externe blootstelling'!$D$23/2,1+(I772-1)*(N772^(H772*'Externe blootstelling'!$D$23/2)-1)/(N772-1))","v":4.9793182189457585},{"$f":"G772*EXP(-H772*'Externe blootstelling'!$D$23/2)*O772","v":1.5098413516836263E-3}]
[null," g ",0.33828199999999997,5.4125119999999994E-14,2.8500000000000001E-2,{"$f":"_xlfn.IFNA(INDEX('hp (pSv cm2)'!$B$2:$B$52,MATCH($C773,'hp (pSv cm2)'!$A$2:$A$52,1))+($C773-INDEX('hp (pSv cm2)'!$A$2:$A$52,MATCH($C773,'hp (pSv cm2)'!$A$2:$A$52,1)))*(INDEX('hp (pSv cm2)'!$B$2:$B$52,MATCH($C773,'hp (pSv cm2)'!$A$2:$A$52,1)+1)-INDEX('hp (pSv cm2)'!$B$2:$B$52,MATCH($C773,'hp (pSv cm2)'!$A$2:$A$52,1)))/(INDEX('hp (pSv cm2)'!$A$2:$A$52,MATCH($C773,'hp (pSv cm2)'!$A$2:$A$52,1)+1)-INDEX('hp (pSv cm2)'!$A$2:$A$52,MATCH($C773,'hp (pSv cm2)'!$A$2:$A$52,1))),$C773*'hp (pSv cm2)'!$B$2/'hp (pSv cm2)'!$A$2)","v":1.6975817999999998},4.8381081299999996E-2,{"$f":"_xlfn.IFNA(0.997*(INDEX('Mass attenuation coefficients'!$B$2:$B$37,MATCH($C773,'Mass attenuation coefficients'!$A$2:$A$37,1))+($C773-INDEX('Mass attenuation coefficients'!$A$2:$A$37,MATCH($C773,'Mass attenuation coefficients'!$A$2:$A$37,1)))*(INDEX('Mass attenuation coefficients'!$B$2:$B$37,MATCH($C773,'Mass attenuation coefficients'!$A$2:$A$37,1)+1)-INDEX('Mass attenuation coefficients'!$B$2:$B$37,MATCH($C773,'Mass attenuation coefficients'!$A$2:$A$37,1)))/(INDEX('Mass attenuation coefficients'!$A$2:$A$37,MATCH($C773,'Mass attenuation coefficients'!$A$2:$A$37,1)+1)-INDEX('Mass attenuation coefficients'!$A$2:$A$37,MATCH($C773,'Mass attenuation coefficients'!$A$2:$A$37,1)))),0.997*$C773*'Mass attenuation coefficients'!$B$2/'Mass attenuation coefficients'!$A$2)","v":0.11347330575},{"$f":"_xlfn.IFNA(INDEX('Shultis Faw'!$C$2:$C$26,MATCH($C773,'Shultis Faw'!$A$2:$A$26,1))+($C773-INDEX('Shultis Faw'!$A$2:$A$26,MATCH($C773,'Shultis Faw'!$A$2:$A$26,1)))*(INDEX('Shultis Faw'!$C$2:$C$26,MATCH($C773,'Shultis Faw'!$A$2:$A$26,1)+1)-INDEX('Shultis Faw'!$C$2:$C$26,MATCH($C773,'Shultis Faw'!$A$2:$A$26,1)))/(INDEX('Shultis Faw'!$A$2:$A$26,MATCH($C773,'Shultis Faw'!$A$2:$A$26,1)+1)-INDEX('Shultis Faw'!$A$2:$A$26,MATCH($C773,'Shultis Faw'!$A$2:$A$26,1))),$C773*'Shultis Faw'!$C$2/'Shultis Faw'!$A$2)","v":2.8204668000000002},{"$f":"_xlfn.IFNA(INDEX('Shultis Faw'!$D$2:$D$26,MATCH($C773,'Shultis Faw'!$A$2:$A$26,1))+($C773-INDEX('Shultis Faw'!$A$2:$A$26,MATCH($C773,'Shultis Faw'!$A$2:$A$26,1)))*(INDEX('Shultis Faw'!$D$2:$D$26,MATCH($C773,'Shultis Faw'!$A$2:$A$26,1)+1)-INDEX('Shultis Faw'!$D$2:$D$26,MATCH($C773,'Shultis Faw'!$A$2:$A$26,1)))/(INDEX('Shultis Faw'!$A$2:$A$26,MATCH($C773,'Shultis Faw'!$A$2:$A$26,1)+1)-INDEX('Shultis Faw'!$A$2:$A$26,MATCH($C773,'Shultis Faw'!$A$2:$A$26,1))),$C773*'Shultis Faw'!$D$2/'Shultis Faw'!$A$2)","v":1.9684051999999999},{"$f":"_xlfn.IFNA(INDEX('Shultis Faw'!$B$2:$B$26,MATCH($C773,'Shultis Faw'!$A$2:$A$26,1))+($C773-INDEX('Shultis Faw'!$A$2:$A$26,MATCH($C773,'Shultis Faw'!$A$2:$A$26,1)))*(INDEX('Shultis Faw'!$B$2:$B$26,MATCH($C773,'Shultis Faw'!$A$2:$A$26,1)+1)-INDEX('Shultis Faw'!$B$2:$B$26,MATCH($C773,'Shultis Faw'!$A$2:$A$26,1)))/(INDEX('Shultis Faw'!$A$2:$A$26,MATCH($C773,'Shultis Faw'!$A$2:$A$26,1)+1)-INDEX('Shultis Faw'!$A$2:$A$26,MATCH($C773,'Shultis Faw'!$A$2:$A$26,1))),$C773*'Shultis Faw'!$B$2/'Shultis Faw'!$A$2)","v":-0.1582577},{"$f":"_xlfn.IFNA(INDEX('Shultis Faw'!$E$2:$E$26,MATCH($C773,'Shultis Faw'!$A$2:$A$26,1))+($C773-INDEX('Shultis Faw'!$A$2:$A$26,MATCH($C773,'Shultis Faw'!$A$2:$A$26,1)))*(INDEX('Shultis Faw'!$E$2:$E$26,MATCH($C773,'Shultis Faw'!$A$2:$A$26,1)+1)-INDEX('Shultis Faw'!$E$2:$E$26,MATCH($C773,'Shultis Faw'!$A$2:$A$26,1)))/(INDEX('Shultis Faw'!$A$2:$A$26,MATCH($C773,'Shultis Faw'!$A$2:$A$26,1)+1)-INDEX('Shultis Faw'!$A$2:$A$26,MATCH($C773,'Shultis Faw'!$A$2:$A$26,1))),$C773*'Shultis Faw'!$E$2/'Shultis Faw'!$A$2)","v":6.3203080000000009E-2},{"$f":"_xlfn.IFNA(INDEX('Shultis Faw'!$F$2:$F$26,MATCH($C773,'Shultis Faw'!$A$2:$A$26,1))+($C773-INDEX('Shultis Faw'!$A$2:$A$26,MATCH($C773,'Shultis Faw'!$A$2:$A$26,1)))*(INDEX('Shultis Faw'!$F$2:$F$26,MATCH($C773,'Shultis Faw'!$A$2:$A$26,1)+1)-INDEX('Shultis Faw'!$F$2:$F$26,MATCH($C773,'Shultis Faw'!$A$2:$A$26,1)))/(INDEX('Shultis Faw'!$A$2:$A$26,MATCH($C773,'Shultis Faw'!$A$2:$A$26,1)+1)-INDEX('Shultis Faw'!$A$2:$A$26,MATCH($C773,'Shultis Faw'!$A$2:$A$26,1))),$C773*'Shultis Faw'!$F$2/'Shultis Faw'!$A$2)","v":14.2214846},{"$f":"J773*(H773*'Externe blootstelling'!$D$23/2)^K773+L773*(TANH(((H773*'Externe blootstelling'!$D$23)/(2*M773))-2)-TANH(-2))/(1-TANH(-2))","v":1.8098091481048744},{"$f":"IF(N773=1,1+(I773-1)*H773*'Externe blootstelling'!$D$23/2,1+(I773-1)*(N773^(H773*'Externe blootstelling'!$D$23/2)-1)/(N773-1))","v":4.9224289370209204},{"$f":"G773*EXP(-H773*'Externe blootstelling'!$D$23/2)*O773","v":4.3415276136851914E-2}]
[null," g ",0.34277999999999997,5.4844799999999997E-14,2.2599999999999999E-3,{"$f":"_xlfn.IFNA(INDEX('hp (pSv cm2)'!$B$2:$B$52,MATCH($C774,'hp (pSv cm2)'!$A$2:$A$52,1))+($C774-INDEX('hp (pSv cm2)'!$A$2:$A$52,MATCH($C774,'hp (pSv cm2)'!$A$2:$A$52,1)))*(INDEX('hp (pSv cm2)'!$B$2:$B$52,MATCH($C774,'hp (pSv cm2)'!$A$2:$A$52,1)+1)-INDEX('hp (pSv cm2)'!$B$2:$B$52,MATCH($C774,'hp (pSv cm2)'!$A$2:$A$52,1)))/(INDEX('hp (pSv cm2)'!$A$2:$A$52,MATCH($C774,'hp (pSv cm2)'!$A$2:$A$52,1)+1)-INDEX('hp (pSv cm2)'!$A$2:$A$52,MATCH($C774,'hp (pSv cm2)'!$A$2:$A$52,1))),$C774*'hp (pSv cm2)'!$B$2/'hp (pSv cm2)'!$A$2)","v":1.7196219999999998},3.8863457199999991E-3,{"$f":"_xlfn.IFNA(0.997*(INDEX('Mass attenuation coefficients'!$B$2:$B$37,MATCH($C774,'Mass attenuation coefficients'!$A$2:$A$37,1))+($C774-INDEX('Mass attenuation coefficients'!$A$2:$A$37,MATCH($C774,'Mass attenuation coefficients'!$A$2:$A$37,1)))*(INDEX('Mass attenuation coefficients'!$B$2:$B$37,MATCH($C774,'Mass attenuation coefficients'!$A$2:$A$37,1)+1)-INDEX('Mass attenuation coefficients'!$B$2:$B$37,MATCH($C774,'Mass attenuation coefficients'!$A$2:$A$37,1)))/(INDEX('Mass attenuation coefficients'!$A$2:$A$37,MATCH($C774,'Mass attenuation coefficients'!$A$2:$A$37,1)+1)-INDEX('Mass attenuation coefficients'!$A$2:$A$37,MATCH($C774,'Mass attenuation coefficients'!$A$2:$A$37,1)))),0.997*$C774*'Mass attenuation coefficients'!$B$2/'Mass attenuation coefficients'!$A$2)","v":0.11291274250000001},{"$f":"_xlfn.IFNA(INDEX('Shultis Faw'!$C$2:$C$26,MATCH($C774,'Shultis Faw'!$A$2:$A$26,1))+($C774-INDEX('Shultis Faw'!$A$2:$A$26,MATCH($C774,'Shultis Faw'!$A$2:$A$26,1)))*(INDEX('Shultis Faw'!$C$2:$C$26,MATCH($C774,'Shultis Faw'!$A$2:$A$26,1)+1)-INDEX('Shultis Faw'!$C$2:$C$26,MATCH($C774,'Shultis Faw'!$A$2:$A$26,1)))/(INDEX('Shultis Faw'!$A$2:$A$26,MATCH($C774,'Shultis Faw'!$A$2:$A$26,1)+1)-INDEX('Shultis Faw'!$A$2:$A$26,MATCH($C774,'Shultis Faw'!$A$2:$A$26,1))),$C774*'Shultis Faw'!$C$2/'Shultis Faw'!$A$2)","v":2.8087720000000003},{"$f":"_xlfn.IFNA(INDEX('Shultis Faw'!$D$2:$D$26,MATCH($C774,'Shultis Faw'!$A$2:$A$26,1))+($C774-INDEX('Shultis Faw'!$A$2:$A$26,MATCH($C774,'Shultis Faw'!$A$2:$A$26,1)))*(INDEX('Shultis Faw'!$D$2:$D$26,MATCH($C774,'Shultis Faw'!$A$2:$A$26,1)+1)-INDEX('Shultis Faw'!$D$2:$D$26,MATCH($C774,'Shultis Faw'!$A$2:$A$26,1)))/(INDEX('Shultis Faw'!$A$2:$A$26,MATCH($C774,'Shultis Faw'!$A$2:$A$26,1)+1)-INDEX('Shultis Faw'!$A$2:$A$26,MATCH($C774,'Shultis Faw'!$A$2:$A$26,1))),$C774*'Shultis Faw'!$D$2/'Shultis Faw'!$A$2)","v":1.962108},{"$f":"_xlfn.IFNA(INDEX('Shultis Faw'!$B$2:$B$26,MATCH($C774,'Shultis Faw'!$A$2:$A$26,1))+($C774-INDEX('Shultis Faw'!$A$2:$A$26,MATCH($C774,'Shultis Faw'!$A$2:$A$26,1)))*(INDEX('Shultis Faw'!$B$2:$B$26,MATCH($C774,'Shultis Faw'!$A$2:$A$26,1)+1)-INDEX('Shultis Faw'!$B$2:$B$26,MATCH($C774,'Shultis Faw'!$A$2:$A$26,1)))/(INDEX('Shultis Faw'!$A$2:$A$26,MATCH($C774,'Shultis Faw'!$A$2:$A$26,1)+1)-INDEX('Shultis Faw'!$A$2:$A$26,MATCH($C774,'Shultis Faw'!$A$2:$A$26,1))),$C774*'Shultis Faw'!$B$2/'Shultis Faw'!$A$2)","v":-0.157583},{"$f":"_xlfn.IFNA(INDEX('Shultis Faw'!$E$2:$E$26,MATCH($C774,'Shultis Faw'!$A$2:$A$26,1))+($C774-INDEX('Shultis Faw'!$A$2:$A$26,MATCH($C774,'Shultis Faw'!$A$2:$A$26,1)))*(INDEX('Shultis Faw'!$E$2:$E$26,MATCH($C774,'Shultis Faw'!$A$2:$A$26,1)+1)-INDEX('Shultis Faw'!$E$2:$E$26,MATCH($C774,'Shultis Faw'!$A$2:$A$26,1)))/(INDEX('Shultis Faw'!$A$2:$A$26,MATCH($C774,'Shultis Faw'!$A$2:$A$26,1)+1)-INDEX('Shultis Faw'!$A$2:$A$26,MATCH($C774,'Shultis Faw'!$A$2:$A$26,1))),$C774*'Shultis Faw'!$E$2/'Shultis Faw'!$A$2)","v":6.2933200000000009E-2},{"$f":"_xlfn.IFNA(INDEX('Shultis Faw'!$F$2:$F$26,MATCH($C774,'Shultis Faw'!$A$2:$A$26,1))+($C774-INDEX('Shultis Faw'!$A$2:$A$26,MATCH($C774,'Shultis Faw'!$A$2:$A$26,1)))*(INDEX('Shultis Faw'!$F$2:$F$26,MATCH($C774,'Shultis Faw'!$A$2:$A$26,1)+1)-INDEX('Shultis Faw'!$F$2:$F$26,MATCH($C774,'Shultis Faw'!$A$2:$A$26,1)))/(INDEX('Shultis Faw'!$A$2:$A$26,MATCH($C774,'Shultis Faw'!$A$2:$A$26,1)+1)-INDEX('Shultis Faw'!$A$2:$A$26,MATCH($C774,'Shultis Faw'!$A$2:$A$26,1))),$C774*'Shultis Faw'!$F$2/'Shultis Faw'!$A$2)","v":14.222834000000001},{"$f":"J774*(H774*'Externe blootstelling'!$D$23/2)^K774+L774*(TANH(((H774*'Externe blootstelling'!$D$23)/(2*M774))-2)-TANH(-2))/(1-TANH(-2))","v":1.8060733174859487},{"$f":"IF(N774=1,1+(I774-1)*H774*'Externe blootstelling'!$D$23/2,1+(I774-1)*(N774^(H774*'Externe blootstelling'!$D$23/2)-1)/(N774-1))","v":4.8632359557695386},{"$f":"G774*EXP(-H774*'Externe blootstelling'!$D$23/2)*O774","v":3.4746099422383351E-3}]
[null," g ",0.35549999999999998,5.6879999999999993E-14,4.3000000000000002E-5,{"$f":"_xlfn.IFNA(INDEX('hp (pSv cm2)'!$B$2:$B$52,MATCH($C775,'hp (pSv cm2)'!$A$2:$A$52,1))+($C775-INDEX('hp (pSv cm2)'!$A$2:$A$52,MATCH($C775,'hp (pSv cm2)'!$A$2:$A$52,1)))*(INDEX('hp (pSv cm2)'!$B$2:$B$52,MATCH($C775,'hp (pSv cm2)'!$A$2:$A$52,1)+1)-INDEX('hp (pSv cm2)'!$B$2:$B$52,MATCH($C775,'hp (pSv cm2)'!$A$2:$A$52,1)))/(INDEX('hp (pSv cm2)'!$A$2:$A$52,MATCH($C775,'hp (pSv cm2)'!$A$2:$A$52,1)+1)-INDEX('hp (pSv cm2)'!$A$2:$A$52,MATCH($C775,'hp (pSv cm2)'!$A$2:$A$52,1))),$C775*'hp (pSv cm2)'!$B$2/'hp (pSv cm2)'!$A$2)","v":1.7819499999999999},7.6623849999999993E-5,{"$f":"_xlfn.IFNA(0.997*(INDEX('Mass attenuation coefficients'!$B$2:$B$37,MATCH($C775,'Mass attenuation coefficients'!$A$2:$A$37,1))+($C775-INDEX('Mass attenuation coefficients'!$A$2:$A$37,MATCH($C775,'Mass attenuation coefficients'!$A$2:$A$37,1)))*(INDEX('Mass attenuation coefficients'!$B$2:$B$37,MATCH($C775,'Mass attenuation coefficients'!$A$2:$A$37,1)+1)-INDEX('Mass attenuation coefficients'!$B$2:$B$37,MATCH($C775,'Mass attenuation coefficients'!$A$2:$A$37,1)))/(INDEX('Mass attenuation coefficients'!$A$2:$A$37,MATCH($C775,'Mass attenuation coefficients'!$A$2:$A$37,1)+1)-INDEX('Mass attenuation coefficients'!$A$2:$A$37,MATCH($C775,'Mass attenuation coefficients'!$A$2:$A$37,1)))),0.997*$C775*'Mass attenuation coefficients'!$B$2/'Mass attenuation coefficients'!$A$2)","v":0.1113275125},{"$f":"_xlfn.IFNA(INDEX('Shultis Faw'!$C$2:$C$26,MATCH($C775,'Shultis Faw'!$A$2:$A$26,1))+($C775-INDEX('Shultis Faw'!$A$2:$A$26,MATCH($C775,'Shultis Faw'!$A$2:$A$26,1)))*(INDEX('Shultis Faw'!$C$2:$C$26,MATCH($C775,'Shultis Faw'!$A$2:$A$26,1)+1)-INDEX('Shultis Faw'!$C$2:$C$26,MATCH($C775,'Shultis Faw'!$A$2:$A$26,1)))/(INDEX('Shultis Faw'!$A$2:$A$26,MATCH($C775,'Shultis Faw'!$A$2:$A$26,1)+1)-INDEX('Shultis Faw'!$A$2:$A$26,MATCH($C775,'Shultis Faw'!$A$2:$A$26,1))),$C775*'Shultis Faw'!$C$2/'Shultis Faw'!$A$2)","v":2.7757000000000001},{"$f":"_xlfn.IFNA(INDEX('Shultis Faw'!$D$2:$D$26,MATCH($C775,'Shultis Faw'!$A$2:$A$26,1))+($C775-INDEX('Shultis Faw'!$A$2:$A$26,MATCH($C775,'Shultis Faw'!$A$2:$A$26,1)))*(INDEX('Shultis Faw'!$D$2:$D$26,MATCH($C775,'Shultis Faw'!$A$2:$A$26,1)+1)-INDEX('Shultis Faw'!$D$2:$D$26,MATCH($C775,'Shultis Faw'!$A$2:$A$26,1)))/(INDEX('Shultis Faw'!$A$2:$A$26,MATCH($C775,'Shultis Faw'!$A$2:$A$26,1)+1)-INDEX('Shultis Faw'!$A$2:$A$26,MATCH($C775,'Shultis Faw'!$A$2:$A$26,1))),$C775*'Shultis Faw'!$D$2/'Shultis Faw'!$A$2)","v":1.9442999999999999},{"$f":"_xlfn.IFNA(INDEX('Shultis Faw'!$B$2:$B$26,MATCH($C775,'Shultis Faw'!$A$2:$A$26,1))+($C775-INDEX('Shultis Faw'!$A$2:$A$26,MATCH($C775,'Shultis Faw'!$A$2:$A$26,1)))*(INDEX('Shultis Faw'!$B$2:$B$26,MATCH($C775,'Shultis Faw'!$A$2:$A$26,1)+1)-INDEX('Shultis Faw'!$B$2:$B$26,MATCH($C775,'Shultis Faw'!$A$2:$A$26,1)))/(INDEX('Shultis Faw'!$A$2:$A$26,MATCH($C775,'Shultis Faw'!$A$2:$A$26,1)+1)-INDEX('Shultis Faw'!$A$2:$A$26,MATCH($C775,'Shultis Faw'!$A$2:$A$26,1))),$C775*'Shultis Faw'!$B$2/'Shultis Faw'!$A$2)","v":-0.15567500000000001},{"$f":"_xlfn.IFNA(INDEX('Shultis Faw'!$E$2:$E$26,MATCH($C775,'Shultis Faw'!$A$2:$A$26,1))+($C775-INDEX('Shultis Faw'!$A$2:$A$26,MATCH($C775,'Shultis Faw'!$A$2:$A$26,1)))*(INDEX('Shultis Faw'!$E$2:$E$26,MATCH($C775,'Shultis Faw'!$A$2:$A$26,1)+1)-INDEX('Shultis Faw'!$E$2:$E$26,MATCH($C775,'Shultis Faw'!$A$2:$A$26,1)))/(INDEX('Shultis Faw'!$A$2:$A$26,MATCH($C775,'Shultis Faw'!$A$2:$A$26,1)+1)-INDEX('Shultis Faw'!$A$2:$A$26,MATCH($C775,'Shultis Faw'!$A$2:$A$26,1))),$C775*'Shultis Faw'!$E$2/'Shultis Faw'!$A$2)","v":6.2170000000000003E-2},{"$f":"_xlfn.IFNA(INDEX('Shultis Faw'!$F$2:$F$26,MATCH($C775,'Shultis Faw'!$A$2:$A$26,1))+($C775-INDEX('Shultis Faw'!$A$2:$A$26,MATCH($C775,'Shultis Faw'!$A$2:$A$26,1)))*(INDEX('Shultis Faw'!$F$2:$F$26,MATCH($C775,'Shultis Faw'!$A$2:$A$26,1)+1)-INDEX('Shultis Faw'!$F$2:$F$26,MATCH($C775,'Shultis Faw'!$A$2:$A$26,1)))/(INDEX('Shultis Faw'!$A$2:$A$26,MATCH($C775,'Shultis Faw'!$A$2:$A$26,1)+1)-INDEX('Shultis Faw'!$A$2:$A$26,MATCH($C775,'Shultis Faw'!$A$2:$A$26,1))),$C775*'Shultis Faw'!$F$2/'Shultis Faw'!$A$2)","v":14.226650000000001},{"$f":"J775*(H775*'Externe blootstelling'!$D$23/2)^K775+L775*(TANH(((H775*'Externe blootstelling'!$D$23)/(2*M775))-2)-TANH(-2))/(1-TANH(-2))","v":1.7954224925843618},{"$f":"IF(N775=1,1+(I775-1)*H775*'Externe blootstelling'!$D$23/2,1+(I775-1)*(N775^(H775*'Externe blootstelling'!$D$23/2)-1)/(N775-1))","v":4.6996932312840061},{"$f":"G775*EXP(-H775*'Externe blootstelling'!$D$23/2)*O775","v":6.7795304347294529E-5}]
[null," g ",0.35570000000000002,5.6912E-14,2.8E-5,{"$f":"_xlfn.IFNA(INDEX('hp (pSv cm2)'!$B$2:$B$52,MATCH($C776,'hp (pSv cm2)'!$A$2:$A$52,1))+($C776-INDEX('hp (pSv cm2)'!$A$2:$A$52,MATCH($C776,'hp (pSv cm2)'!$A$2:$A$52,1)))*(INDEX('hp (pSv cm2)'!$B$2:$B$52,MATCH($C776,'hp (pSv cm2)'!$A$2:$A$52,1)+1)-INDEX('hp (pSv cm2)'!$B$2:$B$52,MATCH($C776,'hp (pSv cm2)'!$A$2:$A$52,1)))/(INDEX('hp (pSv cm2)'!$A$2:$A$52,MATCH($C776,'hp (pSv cm2)'!$A$2:$A$52,1)+1)-INDEX('hp (pSv cm2)'!$A$2:$A$52,MATCH($C776,'hp (pSv cm2)'!$A$2:$A$52,1))),$C776*'hp (pSv cm2)'!$B$2/'hp (pSv cm2)'!$A$2)","v":1.7829299999999999},4.9922039999999997E-5,{"$f":"_xlfn.IFNA(0.997*(INDEX('Mass attenuation coefficients'!$B$2:$B$37,MATCH($C776,'Mass attenuation coefficients'!$A$2:$A$37,1))+($C776-INDEX('Mass attenuation coefficients'!$A$2:$A$37,MATCH($C776,'Mass attenuation coefficients'!$A$2:$A$37,1)))*(INDEX('Mass attenuation coefficients'!$B$2:$B$37,MATCH($C776,'Mass attenuation coefficients'!$A$2:$A$37,1)+1)-INDEX('Mass attenuation coefficients'!$B$2:$B$37,MATCH($C776,'Mass attenuation coefficients'!$A$2:$A$37,1)))/(INDEX('Mass attenuation coefficients'!$A$2:$A$37,MATCH($C776,'Mass attenuation coefficients'!$A$2:$A$37,1)+1)-INDEX('Mass attenuation coefficients'!$A$2:$A$37,MATCH($C776,'Mass attenuation coefficients'!$A$2:$A$37,1)))),0.997*$C776*'Mass attenuation coefficients'!$B$2/'Mass attenuation coefficients'!$A$2)","v":0.11130258749999999},{"$f":"_xlfn.IFNA(INDEX('Shultis Faw'!$C$2:$C$26,MATCH($C776,'Shultis Faw'!$A$2:$A$26,1))+($C776-INDEX('Shultis Faw'!$A$2:$A$26,MATCH($C776,'Shultis Faw'!$A$2:$A$26,1)))*(INDEX('Shultis Faw'!$C$2:$C$26,MATCH($C776,'Shultis Faw'!$A$2:$A$26,1)+1)-INDEX('Shultis Faw'!$C$2:$C$26,MATCH($C776,'Shultis Faw'!$A$2:$A$26,1)))/(INDEX('Shultis Faw'!$A$2:$A$26,MATCH($C776,'Shultis Faw'!$A$2:$A$26,1)+1)-INDEX('Shultis Faw'!$A$2:$A$26,MATCH($C776,'Shultis Faw'!$A$2:$A$26,1))),$C776*'Shultis Faw'!$C$2/'Shultis Faw'!$A$2)","v":2.7751800000000002},{"$f":"_xlfn.IFNA(INDEX('Shultis Faw'!$D$2:$D$26,MATCH($C776,'Shultis Faw'!$A$2:$A$26,1))+($C776-INDEX('Shultis Faw'!$A$2:$A$26,MATCH($C776,'Shultis Faw'!$A$2:$A$26,1)))*(INDEX('Shultis Faw'!$D$2:$D$26,MATCH($C776,'Shultis Faw'!$A$2:$A$26,1)+1)-INDEX('Shultis Faw'!$D$2:$D$26,MATCH($C776,'Shultis Faw'!$A$2:$A$26,1)))/(INDEX('Shultis Faw'!$A$2:$A$26,MATCH($C776,'Shultis Faw'!$A$2:$A$26,1)+1)-INDEX('Shultis Faw'!$A$2:$A$26,MATCH($C776,'Shultis Faw'!$A$2:$A$26,1))),$C776*'Shultis Faw'!$D$2/'Shultis Faw'!$A$2)","v":1.9440199999999999},{"$f":"_xlfn.IFNA(INDEX('Shultis Faw'!$B$2:$B$26,MATCH($C776,'Shultis Faw'!$A$2:$A$26,1))+($C776-INDEX('Shultis Faw'!$A$2:$A$26,MATCH($C776,'Shultis Faw'!$A$2:$A$26,1)))*(INDEX('Shultis Faw'!$B$2:$B$26,MATCH($C776,'Shultis Faw'!$A$2:$A$26,1)+1)-INDEX('Shultis Faw'!$B$2:$B$26,MATCH($C776,'Shultis Faw'!$A$2:$A$26,1)))/(INDEX('Shultis Faw'!$A$2:$A$26,MATCH($C776,'Shultis Faw'!$A$2:$A$26,1)+1)-INDEX('Shultis Faw'!$A$2:$A$26,MATCH($C776,'Shultis Faw'!$A$2:$A$26,1))),$C776*'Shultis Faw'!$B$2/'Shultis Faw'!$A$2)","v":-0.15564500000000001},{"$f":"_xlfn.IFNA(INDEX('Shultis Faw'!$E$2:$E$26,MATCH($C776,'Shultis Faw'!$A$2:$A$26,1))+($C776-INDEX('Shultis Faw'!$A$2:$A$26,MATCH($C776,'Shultis Faw'!$A$2:$A$26,1)))*(INDEX('Shultis Faw'!$E$2:$E$26,MATCH($C776,'Shultis Faw'!$A$2:$A$26,1)+1)-INDEX('Shultis Faw'!$E$2:$E$26,MATCH($C776,'Shultis Faw'!$A$2:$A$26,1)))/(INDEX('Shultis Faw'!$A$2:$A$26,MATCH($C776,'Shultis Faw'!$A$2:$A$26,1)+1)-INDEX('Shultis Faw'!$A$2:$A$26,MATCH($C776,'Shultis Faw'!$A$2:$A$26,1))),$C776*'Shultis Faw'!$E$2/'Shultis Faw'!$A$2)","v":6.2157999999999998E-2},{"$f":"_xlfn.IFNA(INDEX('Shultis Faw'!$F$2:$F$26,MATCH($C776,'Shultis Faw'!$A$2:$A$26,1))+($C776-INDEX('Shultis Faw'!$A$2:$A$26,MATCH($C776,'Shultis Faw'!$A$2:$A$26,1)))*(INDEX('Shultis Faw'!$F$2:$F$26,MATCH($C776,'Shultis Faw'!$A$2:$A$26,1)+1)-INDEX('Shultis Faw'!$F$2:$F$26,MATCH($C776,'Shultis Faw'!$A$2:$A$26,1)))/(INDEX('Shultis Faw'!$A$2:$A$26,MATCH($C776,'Shultis Faw'!$A$2:$A$26,1)+1)-INDEX('Shultis Faw'!$A$2:$A$26,MATCH($C776,'Shultis Faw'!$A$2:$A$26,1))),$C776*'Shultis Faw'!$F$2/'Shultis Faw'!$A$2)","v":14.226710000000001},{"$f":"J776*(H776*'Externe blootstelling'!$D$23/2)^K776+L776*(TANH(((H776*'Externe blootstelling'!$D$23)/(2*M776))-2)-TANH(-2))/(1-TANH(-2))","v":1.795254009280002},{"$f":"IF(N776=1,1+(I776-1)*H776*'Externe blootstelling'!$D$23/2,1+(I776-1)*(N776^(H776*'Externe blootstelling'!$D$23/2)-1)/(N776-1))","v":4.6971665865234158},{"$f":"G776*EXP(-H776*'Externe blootstelling'!$D$23/2)*O776","v":4.4162819579593646E-5}]
[null," g ",0.36188999999999999,5.7902399999999995E-14,2.8000000000000003E-4,{"$f":"_xlfn.IFNA(INDEX('hp (pSv cm2)'!$B$2:$B$52,MATCH($C777,'hp (pSv cm2)'!$A$2:$A$52,1))+($C777-INDEX('hp (pSv cm2)'!$A$2:$A$52,MATCH($C777,'hp (pSv cm2)'!$A$2:$A$52,1)))*(INDEX('hp (pSv cm2)'!$B$2:$B$52,MATCH($C777,'hp (pSv cm2)'!$A$2:$A$52,1)+1)-INDEX('hp (pSv cm2)'!$B$2:$B$52,MATCH($C777,'hp (pSv cm2)'!$A$2:$A$52,1)))/(INDEX('hp (pSv cm2)'!$A$2:$A$52,MATCH($C777,'hp (pSv cm2)'!$A$2:$A$52,1)+1)-INDEX('hp (pSv cm2)'!$A$2:$A$52,MATCH($C777,'hp (pSv cm2)'!$A$2:$A$52,1))),$C777*'hp (pSv cm2)'!$B$2/'hp (pSv cm2)'!$A$2)","v":1.8132609999999998},5.0771308000000003E-4,{"$f":"_xlfn.IFNA(0.997*(INDEX('Mass attenuation coefficients'!$B$2:$B$37,MATCH($C777,'Mass attenuation coefficients'!$A$2:$A$37,1))+($C777-INDEX('Mass attenuation coefficients'!$A$2:$A$37,MATCH($C777,'Mass attenuation coefficients'!$A$2:$A$37,1)))*(INDEX('Mass attenuation coefficients'!$B$2:$B$37,MATCH($C777,'Mass attenuation coefficients'!$A$2:$A$37,1)+1)-INDEX('Mass attenuation coefficients'!$B$2:$B$37,MATCH($C777,'Mass attenuation coefficients'!$A$2:$A$37,1)))/(INDEX('Mass attenuation coefficients'!$A$2:$A$37,MATCH($C777,'Mass attenuation coefficients'!$A$2:$A$37,1)+1)-INDEX('Mass attenuation coefficients'!$A$2:$A$37,MATCH($C777,'Mass attenuation coefficients'!$A$2:$A$37,1)))),0.997*$C777*'Mass attenuation coefficients'!$B$2/'Mass attenuation coefficients'!$A$2)","v":0.11053115875},{"$f":"_xlfn.IFNA(INDEX('Shultis Faw'!$C$2:$C$26,MATCH($C777,'Shultis Faw'!$A$2:$A$26,1))+($C777-INDEX('Shultis Faw'!$A$2:$A$26,MATCH($C777,'Shultis Faw'!$A$2:$A$26,1)))*(INDEX('Shultis Faw'!$C$2:$C$26,MATCH($C777,'Shultis Faw'!$A$2:$A$26,1)+1)-INDEX('Shultis Faw'!$C$2:$C$26,MATCH($C777,'Shultis Faw'!$A$2:$A$26,1)))/(INDEX('Shultis Faw'!$A$2:$A$26,MATCH($C777,'Shultis Faw'!$A$2:$A$26,1)+1)-INDEX('Shultis Faw'!$A$2:$A$26,MATCH($C777,'Shultis Faw'!$A$2:$A$26,1))),$C777*'Shultis Faw'!$C$2/'Shultis Faw'!$A$2)","v":2.7590859999999999},{"$f":"_xlfn.IFNA(INDEX('Shultis Faw'!$D$2:$D$26,MATCH($C777,'Shultis Faw'!$A$2:$A$26,1))+($C777-INDEX('Shultis Faw'!$A$2:$A$26,MATCH($C777,'Shultis Faw'!$A$2:$A$26,1)))*(INDEX('Shultis Faw'!$D$2:$D$26,MATCH($C777,'Shultis Faw'!$A$2:$A$26,1)+1)-INDEX('Shultis Faw'!$D$2:$D$26,MATCH($C777,'Shultis Faw'!$A$2:$A$26,1)))/(INDEX('Shultis Faw'!$A$2:$A$26,MATCH($C777,'Shultis Faw'!$A$2:$A$26,1)+1)-INDEX('Shultis Faw'!$A$2:$A$26,MATCH($C777,'Shultis Faw'!$A$2:$A$26,1))),$C777*'Shultis Faw'!$D$2/'Shultis Faw'!$A$2)","v":1.9353539999999998},{"$f":"_xlfn.IFNA(INDEX('Shultis Faw'!$B$2:$B$26,MATCH($C777,'Shultis Faw'!$A$2:$A$26,1))+($C777-INDEX('Shultis Faw'!$A$2:$A$26,MATCH($C777,'Shultis Faw'!$A$2:$A$26,1)))*(INDEX('Shultis Faw'!$B$2:$B$26,MATCH($C777,'Shultis Faw'!$A$2:$A$26,1)+1)-INDEX('Shultis Faw'!$B$2:$B$26,MATCH($C777,'Shultis Faw'!$A$2:$A$26,1)))/(INDEX('Shultis Faw'!$A$2:$A$26,MATCH($C777,'Shultis Faw'!$A$2:$A$26,1)+1)-INDEX('Shultis Faw'!$A$2:$A$26,MATCH($C777,'Shultis Faw'!$A$2:$A$26,1))),$C777*'Shultis Faw'!$B$2/'Shultis Faw'!$A$2)","v":-0.15471650000000001},{"$f":"_xlfn.IFNA(INDEX('Shultis Faw'!$E$2:$E$26,MATCH($C777,'Shultis Faw'!$A$2:$A$26,1))+($C777-INDEX('Shultis Faw'!$A$2:$A$26,MATCH($C777,'Shultis Faw'!$A$2:$A$26,1)))*(INDEX('Shultis Faw'!$E$2:$E$26,MATCH($C777,'Shultis Faw'!$A$2:$A$26,1)+1)-INDEX('Shultis Faw'!$E$2:$E$26,MATCH($C777,'Shultis Faw'!$A$2:$A$26,1)))/(INDEX('Shultis Faw'!$A$2:$A$26,MATCH($C777,'Shultis Faw'!$A$2:$A$26,1)+1)-INDEX('Shultis Faw'!$A$2:$A$26,MATCH($C777,'Shultis Faw'!$A$2:$A$26,1))),$C777*'Shultis Faw'!$E$2/'Shultis Faw'!$A$2)","v":6.1786599999999997E-2},{"$f":"_xlfn.IFNA(INDEX('Shultis Faw'!$F$2:$F$26,MATCH($C777,'Shultis Faw'!$A$2:$A$26,1))+($C777-INDEX('Shultis Faw'!$A$2:$A$26,MATCH($C777,'Shultis Faw'!$A$2:$A$26,1)))*(INDEX('Shultis Faw'!$F$2:$F$26,MATCH($C777,'Shultis Faw'!$A$2:$A$26,1)+1)-INDEX('Shultis Faw'!$F$2:$F$26,MATCH($C777,'Shultis Faw'!$A$2:$A$26,1)))/(INDEX('Shultis Faw'!$A$2:$A$26,MATCH($C777,'Shultis Faw'!$A$2:$A$26,1)+1)-INDEX('Shultis Faw'!$A$2:$A$26,MATCH($C777,'Shultis Faw'!$A$2:$A$26,1))),$C777*'Shultis Faw'!$F$2/'Shultis Faw'!$A$2)","v":14.228567},{"$f":"J777*(H777*'Externe blootstelling'!$D$23/2)^K777+L777*(TANH(((H777*'Externe blootstelling'!$D$23)/(2*M777))-2)-TANH(-2))/(1-TANH(-2))","v":1.7900238643903299},{"$f":"IF(N777=1,1+(I777-1)*H777*'Externe blootstelling'!$D$23/2,1+(I777-1)*(N777^(H777*'Externe blootstelling'!$D$23/2)-1)/(N777-1))","v":4.6196416876086737},{"$f":"G777*EXP(-H777*'Externe blootstelling'!$D$23/2)*O777","v":4.4686934056975959E-4}]
[null," g ",0.3629,5.8063999999999994E-14,1.6000000000000001E-4,{"$f":"_xlfn.IFNA(INDEX('hp (pSv cm2)'!$B$2:$B$52,MATCH($C778,'hp (pSv cm2)'!$A$2:$A$52,1))+($C778-INDEX('hp (pSv cm2)'!$A$2:$A$52,MATCH($C778,'hp (pSv cm2)'!$A$2:$A$52,1)))*(INDEX('hp (pSv cm2)'!$B$2:$B$52,MATCH($C778,'hp (pSv cm2)'!$A$2:$A$52,1)+1)-INDEX('hp (pSv cm2)'!$B$2:$B$52,MATCH($C778,'hp (pSv cm2)'!$A$2:$A$52,1)))/(INDEX('hp (pSv cm2)'!$A$2:$A$52,MATCH($C778,'hp (pSv cm2)'!$A$2:$A$52,1)+1)-INDEX('hp (pSv cm2)'!$A$2:$A$52,MATCH($C778,'hp (pSv cm2)'!$A$2:$A$52,1))),$C778*'hp (pSv cm2)'!$B$2/'hp (pSv cm2)'!$A$2)","v":1.8182099999999999},2.909136E-4,{"$f":"_xlfn.IFNA(0.997*(INDEX('Mass attenuation coefficients'!$B$2:$B$37,MATCH($C778,'Mass attenuation coefficients'!$A$2:$A$37,1))+($C778-INDEX('Mass attenuation coefficients'!$A$2:$A$37,MATCH($C778,'Mass attenuation coefficients'!$A$2:$A$37,1)))*(INDEX('Mass attenuation coefficients'!$B$2:$B$37,MATCH($C778,'Mass attenuation coefficients'!$A$2:$A$37,1)+1)-INDEX('Mass attenuation coefficients'!$B$2:$B$37,MATCH($C778,'Mass attenuation coefficients'!$A$2:$A$37,1)))/(INDEX('Mass attenuation coefficients'!$A$2:$A$37,MATCH($C778,'Mass attenuation coefficients'!$A$2:$A$37,1)+1)-INDEX('Mass attenuation coefficients'!$A$2:$A$37,MATCH($C778,'Mass attenuation coefficients'!$A$2:$A$37,1)))),0.997*$C778*'Mass attenuation coefficients'!$B$2/'Mass attenuation coefficients'!$A$2)","v":0.1104052875},{"$f":"_xlfn.IFNA(INDEX('Shultis Faw'!$C$2:$C$26,MATCH($C778,'Shultis Faw'!$A$2:$A$26,1))+($C778-INDEX('Shultis Faw'!$A$2:$A$26,MATCH($C778,'Shultis Faw'!$A$2:$A$26,1)))*(INDEX('Shultis Faw'!$C$2:$C$26,MATCH($C778,'Shultis Faw'!$A$2:$A$26,1)+1)-INDEX('Shultis Faw'!$C$2:$C$26,MATCH($C778,'Shultis Faw'!$A$2:$A$26,1)))/(INDEX('Shultis Faw'!$A$2:$A$26,MATCH($C778,'Shultis Faw'!$A$2:$A$26,1)+1)-INDEX('Shultis Faw'!$A$2:$A$26,MATCH($C778,'Shultis Faw'!$A$2:$A$26,1))),$C778*'Shultis Faw'!$C$2/'Shultis Faw'!$A$2)","v":2.7564600000000001},{"$f":"_xlfn.IFNA(INDEX('Shultis Faw'!$D$2:$D$26,MATCH($C778,'Shultis Faw'!$A$2:$A$26,1))+($C778-INDEX('Shultis Faw'!$A$2:$A$26,MATCH($C778,'Shultis Faw'!$A$2:$A$26,1)))*(INDEX('Shultis Faw'!$D$2:$D$26,MATCH($C778,'Shultis Faw'!$A$2:$A$26,1)+1)-INDEX('Shultis Faw'!$D$2:$D$26,MATCH($C778,'Shultis Faw'!$A$2:$A$26,1)))/(INDEX('Shultis Faw'!$A$2:$A$26,MATCH($C778,'Shultis Faw'!$A$2:$A$26,1)+1)-INDEX('Shultis Faw'!$A$2:$A$26,MATCH($C778,'Shultis Faw'!$A$2:$A$26,1))),$C778*'Shultis Faw'!$D$2/'Shultis Faw'!$A$2)","v":1.9339399999999998},{"$f":"_xlfn.IFNA(INDEX('Shultis Faw'!$B$2:$B$26,MATCH($C778,'Shultis Faw'!$A$2:$A$26,1))+($C778-INDEX('Shultis Faw'!$A$2:$A$26,MATCH($C778,'Shultis Faw'!$A$2:$A$26,1)))*(INDEX('Shultis Faw'!$B$2:$B$26,MATCH($C778,'Shultis Faw'!$A$2:$A$26,1)+1)-INDEX('Shultis Faw'!$B$2:$B$26,MATCH($C778,'Shultis Faw'!$A$2:$A$26,1)))/(INDEX('Shultis Faw'!$A$2:$A$26,MATCH($C778,'Shultis Faw'!$A$2:$A$26,1)+1)-INDEX('Shultis Faw'!$A$2:$A$26,MATCH($C778,'Shultis Faw'!$A$2:$A$26,1))),$C778*'Shultis Faw'!$B$2/'Shultis Faw'!$A$2)","v":-0.15456500000000001},{"$f":"_xlfn.IFNA(INDEX('Shultis Faw'!$E$2:$E$26,MATCH($C778,'Shultis Faw'!$A$2:$A$26,1))+($C778-INDEX('Shultis Faw'!$A$2:$A$26,MATCH($C778,'Shultis Faw'!$A$2:$A$26,1)))*(INDEX('Shultis Faw'!$E$2:$E$26,MATCH($C778,'Shultis Faw'!$A$2:$A$26,1)+1)-INDEX('Shultis Faw'!$E$2:$E$26,MATCH($C778,'Shultis Faw'!$A$2:$A$26,1)))/(INDEX('Shultis Faw'!$A$2:$A$26,MATCH($C778,'Shultis Faw'!$A$2:$A$26,1)+1)-INDEX('Shultis Faw'!$A$2:$A$26,MATCH($C778,'Shultis Faw'!$A$2:$A$26,1))),$C778*'Shultis Faw'!$E$2/'Shultis Faw'!$A$2)","v":6.1726000000000003E-2},{"$f":"_xlfn.IFNA(INDEX('Shultis Faw'!$F$2:$F$26,MATCH($C778,'Shultis Faw'!$A$2:$A$26,1))+($C778-INDEX('Shultis Faw'!$A$2:$A$26,MATCH($C778,'Shultis Faw'!$A$2:$A$26,1)))*(INDEX('Shultis Faw'!$F$2:$F$26,MATCH($C778,'Shultis Faw'!$A$2:$A$26,1)+1)-INDEX('Shultis Faw'!$F$2:$F$26,MATCH($C778,'Shultis Faw'!$A$2:$A$26,1)))/(INDEX('Shultis Faw'!$A$2:$A$26,MATCH($C778,'Shultis Faw'!$A$2:$A$26,1)+1)-INDEX('Shultis Faw'!$A$2:$A$26,MATCH($C778,'Shultis Faw'!$A$2:$A$26,1))),$C778*'Shultis Faw'!$F$2/'Shultis Faw'!$A$2)","v":14.228870000000001},{"$f":"J778*(H778*'Externe blootstelling'!$D$23/2)^K778+L778*(TANH(((H778*'Externe blootstelling'!$D$23)/(2*M778))-2)-TANH(-2))/(1-TANH(-2))","v":1.7891676141135588},{"$f":"IF(N778=1,1+(I778-1)*H778*'Externe blootstelling'!$D$23/2,1+(I778-1)*(N778^(H778*'Externe blootstelling'!$D$23/2)-1)/(N778-1))","v":4.6071155277995368},{"$f":"G778*EXP(-H778*'Externe blootstelling'!$D$23/2)*O778","v":2.5583915995126756E-4}]
[null," g ",0.36856,5.8969599999999996E-14,8.9999999999999992E-5,{"$f":"_xlfn.IFNA(INDEX('hp (pSv cm2)'!$B$2:$B$52,MATCH($C779,'hp (pSv cm2)'!$A$2:$A$52,1))+($C779-INDEX('hp (pSv cm2)'!$A$2:$A$52,MATCH($C779,'hp (pSv cm2)'!$A$2:$A$52,1)))*(INDEX('hp (pSv cm2)'!$B$2:$B$52,MATCH($C779,'hp (pSv cm2)'!$A$2:$A$52,1)+1)-INDEX('hp (pSv cm2)'!$B$2:$B$52,MATCH($C779,'hp (pSv cm2)'!$A$2:$A$52,1)))/(INDEX('hp (pSv cm2)'!$A$2:$A$52,MATCH($C779,'hp (pSv cm2)'!$A$2:$A$52,1)+1)-INDEX('hp (pSv cm2)'!$A$2:$A$52,MATCH($C779,'hp (pSv cm2)'!$A$2:$A$52,1))),$C779*'hp (pSv cm2)'!$B$2/'hp (pSv cm2)'!$A$2)","v":1.8459439999999998},1.6613495999999998E-4,{"$f":"_xlfn.IFNA(0.997*(INDEX('Mass attenuation coefficients'!$B$2:$B$37,MATCH($C779,'Mass attenuation coefficients'!$A$2:$A$37,1))+($C779-INDEX('Mass attenuation coefficients'!$A$2:$A$37,MATCH($C779,'Mass attenuation coefficients'!$A$2:$A$37,1)))*(INDEX('Mass attenuation coefficients'!$B$2:$B$37,MATCH($C779,'Mass attenuation coefficients'!$A$2:$A$37,1)+1)-INDEX('Mass attenuation coefficients'!$B$2:$B$37,MATCH($C779,'Mass attenuation coefficients'!$A$2:$A$37,1)))/(INDEX('Mass attenuation coefficients'!$A$2:$A$37,MATCH($C779,'Mass attenuation coefficients'!$A$2:$A$37,1)+1)-INDEX('Mass attenuation coefficients'!$A$2:$A$37,MATCH($C779,'Mass attenuation coefficients'!$A$2:$A$37,1)))),0.997*$C779*'Mass attenuation coefficients'!$B$2/'Mass attenuation coefficients'!$A$2)","v":0.10969991},{"$f":"_xlfn.IFNA(INDEX('Shultis Faw'!$C$2:$C$26,MATCH($C779,'Shultis Faw'!$A$2:$A$26,1))+($C779-INDEX('Shultis Faw'!$A$2:$A$26,MATCH($C779,'Shultis Faw'!$A$2:$A$26,1)))*(INDEX('Shultis Faw'!$C$2:$C$26,MATCH($C779,'Shultis Faw'!$A$2:$A$26,1)+1)-INDEX('Shultis Faw'!$C$2:$C$26,MATCH($C779,'Shultis Faw'!$A$2:$A$26,1)))/(INDEX('Shultis Faw'!$A$2:$A$26,MATCH($C779,'Shultis Faw'!$A$2:$A$26,1)+1)-INDEX('Shultis Faw'!$A$2:$A$26,MATCH($C779,'Shultis Faw'!$A$2:$A$26,1))),$C779*'Shultis Faw'!$C$2/'Shultis Faw'!$A$2)","v":2.7417440000000002},{"$f":"_xlfn.IFNA(INDEX('Shultis Faw'!$D$2:$D$26,MATCH($C779,'Shultis Faw'!$A$2:$A$26,1))+($C779-INDEX('Shultis Faw'!$A$2:$A$26,MATCH($C779,'Shultis Faw'!$A$2:$A$26,1)))*(INDEX('Shultis Faw'!$D$2:$D$26,MATCH($C779,'Shultis Faw'!$A$2:$A$26,1)+1)-INDEX('Shultis Faw'!$D$2:$D$26,MATCH($C779,'Shultis Faw'!$A$2:$A$26,1)))/(INDEX('Shultis Faw'!$A$2:$A$26,MATCH($C779,'Shultis Faw'!$A$2:$A$26,1)+1)-INDEX('Shultis Faw'!$A$2:$A$26,MATCH($C779,'Shultis Faw'!$A$2:$A$26,1))),$C779*'Shultis Faw'!$D$2/'Shultis Faw'!$A$2)","v":1.926016},{"$f":"_xlfn.IFNA(INDEX('Shultis Faw'!$B$2:$B$26,MATCH($C779,'Shultis Faw'!$A$2:$A$26,1))+($C779-INDEX('Shultis Faw'!$A$2:$A$26,MATCH($C779,'Shultis Faw'!$A$2:$A$26,1)))*(INDEX('Shultis Faw'!$B$2:$B$26,MATCH($C779,'Shultis Faw'!$A$2:$A$26,1)+1)-INDEX('Shultis Faw'!$B$2:$B$26,MATCH($C779,'Shultis Faw'!$A$2:$A$26,1)))/(INDEX('Shultis Faw'!$A$2:$A$26,MATCH($C779,'Shultis Faw'!$A$2:$A$26,1)+1)-INDEX('Shultis Faw'!$A$2:$A$26,MATCH($C779,'Shultis Faw'!$A$2:$A$26,1))),$C779*'Shultis Faw'!$B$2/'Shultis Faw'!$A$2)","v":-0.15371599999999999},{"$f":"_xlfn.IFNA(INDEX('Shultis Faw'!$E$2:$E$26,MATCH($C779,'Shultis Faw'!$A$2:$A$26,1))+($C779-INDEX('Shultis Faw'!$A$2:$A$26,MATCH($C779,'Shultis Faw'!$A$2:$A$26,1)))*(INDEX('Shultis Faw'!$E$2:$E$26,MATCH($C779,'Shultis Faw'!$A$2:$A$26,1)+1)-INDEX('Shultis Faw'!$E$2:$E$26,MATCH($C779,'Shultis Faw'!$A$2:$A$26,1)))/(INDEX('Shultis Faw'!$A$2:$A$26,MATCH($C779,'Shultis Faw'!$A$2:$A$26,1)+1)-INDEX('Shultis Faw'!$A$2:$A$26,MATCH($C779,'Shultis Faw'!$A$2:$A$26,1))),$C779*'Shultis Faw'!$E$2/'Shultis Faw'!$A$2)","v":6.1386400000000001E-2},{"$f":"_xlfn.IFNA(INDEX('Shultis Faw'!$F$2:$F$26,MATCH($C779,'Shultis Faw'!$A$2:$A$26,1))+($C779-INDEX('Shultis Faw'!$A$2:$A$26,MATCH($C779,'Shultis Faw'!$A$2:$A$26,1)))*(INDEX('Shultis Faw'!$F$2:$F$26,MATCH($C779,'Shultis Faw'!$A$2:$A$26,1)+1)-INDEX('Shultis Faw'!$F$2:$F$26,MATCH($C779,'Shultis Faw'!$A$2:$A$26,1)))/(INDEX('Shultis Faw'!$A$2:$A$26,MATCH($C779,'Shultis Faw'!$A$2:$A$26,1)+1)-INDEX('Shultis Faw'!$A$2:$A$26,MATCH($C779,'Shultis Faw'!$A$2:$A$26,1))),$C779*'Shultis Faw'!$F$2/'Shultis Faw'!$A$2)","v":14.230568},{"$f":"J779*(H779*'Externe blootstelling'!$D$23/2)^K779+L779*(TANH(((H779*'Externe blootstelling'!$D$23)/(2*M779))-2)-TANH(-2))/(1-TANH(-2))","v":1.7843543338824648},{"$f":"IF(N779=1,1+(I779-1)*H779*'Externe blootstelling'!$D$23/2,1+(I779-1)*(N779^(H779*'Externe blootstelling'!$D$23/2)-1)/(N779-1))","v":4.5375527641482947},{"$f":"G779*EXP(-H779*'Externe blootstelling'!$D$23/2)*O779","v":1.4542924040446183E-4}]
[null," g ",0.37167600000000001,5.9468160000000001E-14,4.9899999999999996E-3,{"$f":"_xlfn.IFNA(INDEX('hp (pSv cm2)'!$B$2:$B$52,MATCH($C780,'hp (pSv cm2)'!$A$2:$A$52,1))+($C780-INDEX('hp (pSv cm2)'!$A$2:$A$52,MATCH($C780,'hp (pSv cm2)'!$A$2:$A$52,1)))*(INDEX('hp (pSv cm2)'!$B$2:$B$52,MATCH($C780,'hp (pSv cm2)'!$A$2:$A$52,1)+1)-INDEX('hp (pSv cm2)'!$B$2:$B$52,MATCH($C780,'hp (pSv cm2)'!$A$2:$A$52,1)))/(INDEX('hp (pSv cm2)'!$A$2:$A$52,MATCH($C780,'hp (pSv cm2)'!$A$2:$A$52,1)+1)-INDEX('hp (pSv cm2)'!$A$2:$A$52,MATCH($C780,'hp (pSv cm2)'!$A$2:$A$52,1))),$C780*'hp (pSv cm2)'!$B$2/'hp (pSv cm2)'!$A$2)","v":1.8612123999999999},9.2874498759999979E-3,{"$f":"_xlfn.IFNA(0.997*(INDEX('Mass attenuation coefficients'!$B$2:$B$37,MATCH($C780,'Mass attenuation coefficients'!$A$2:$A$37,1))+($C780-INDEX('Mass attenuation coefficients'!$A$2:$A$37,MATCH($C780,'Mass attenuation coefficients'!$A$2:$A$37,1)))*(INDEX('Mass attenuation coefficients'!$B$2:$B$37,MATCH($C780,'Mass attenuation coefficients'!$A$2:$A$37,1)+1)-INDEX('Mass attenuation coefficients'!$B$2:$B$37,MATCH($C780,'Mass attenuation coefficients'!$A$2:$A$37,1)))/(INDEX('Mass attenuation coefficients'!$A$2:$A$37,MATCH($C780,'Mass attenuation coefficients'!$A$2:$A$37,1)+1)-INDEX('Mass attenuation coefficients'!$A$2:$A$37,MATCH($C780,'Mass attenuation coefficients'!$A$2:$A$37,1)))),0.997*$C780*'Mass attenuation coefficients'!$B$2/'Mass attenuation coefficients'!$A$2)","v":0.10931157850000001},{"$f":"_xlfn.IFNA(INDEX('Shultis Faw'!$C$2:$C$26,MATCH($C780,'Shultis Faw'!$A$2:$A$26,1))+($C780-INDEX('Shultis Faw'!$A$2:$A$26,MATCH($C780,'Shultis Faw'!$A$2:$A$26,1)))*(INDEX('Shultis Faw'!$C$2:$C$26,MATCH($C780,'Shultis Faw'!$A$2:$A$26,1)+1)-INDEX('Shultis Faw'!$C$2:$C$26,MATCH($C780,'Shultis Faw'!$A$2:$A$26,1)))/(INDEX('Shultis Faw'!$A$2:$A$26,MATCH($C780,'Shultis Faw'!$A$2:$A$26,1)+1)-INDEX('Shultis Faw'!$A$2:$A$26,MATCH($C780,'Shultis Faw'!$A$2:$A$26,1))),$C780*'Shultis Faw'!$C$2/'Shultis Faw'!$A$2)","v":2.7336423999999999},{"$f":"_xlfn.IFNA(INDEX('Shultis Faw'!$D$2:$D$26,MATCH($C780,'Shultis Faw'!$A$2:$A$26,1))+($C780-INDEX('Shultis Faw'!$A$2:$A$26,MATCH($C780,'Shultis Faw'!$A$2:$A$26,1)))*(INDEX('Shultis Faw'!$D$2:$D$26,MATCH($C780,'Shultis Faw'!$A$2:$A$26,1)+1)-INDEX('Shultis Faw'!$D$2:$D$26,MATCH($C780,'Shultis Faw'!$A$2:$A$26,1)))/(INDEX('Shultis Faw'!$A$2:$A$26,MATCH($C780,'Shultis Faw'!$A$2:$A$26,1)+1)-INDEX('Shultis Faw'!$A$2:$A$26,MATCH($C780,'Shultis Faw'!$A$2:$A$26,1))),$C780*'Shultis Faw'!$D$2/'Shultis Faw'!$A$2)","v":1.9216536},{"$f":"_xlfn.IFNA(INDEX('Shultis Faw'!$B$2:$B$26,MATCH($C780,'Shultis Faw'!$A$2:$A$26,1))+($C780-INDEX('Shultis Faw'!$A$2:$A$26,MATCH($C780,'Shultis Faw'!$A$2:$A$26,1)))*(INDEX('Shultis Faw'!$B$2:$B$26,MATCH($C780,'Shultis Faw'!$A$2:$A$26,1)+1)-INDEX('Shultis Faw'!$B$2:$B$26,MATCH($C780,'Shultis Faw'!$A$2:$A$26,1)))/(INDEX('Shultis Faw'!$A$2:$A$26,MATCH($C780,'Shultis Faw'!$A$2:$A$26,1)+1)-INDEX('Shultis Faw'!$A$2:$A$26,MATCH($C780,'Shultis Faw'!$A$2:$A$26,1))),$C780*'Shultis Faw'!$B$2/'Shultis Faw'!$A$2)","v":-0.15324860000000001},{"$f":"_xlfn.IFNA(INDEX('Shultis Faw'!$E$2:$E$26,MATCH($C780,'Shultis Faw'!$A$2:$A$26,1))+($C780-INDEX('Shultis Faw'!$A$2:$A$26,MATCH($C780,'Shultis Faw'!$A$2:$A$26,1)))*(INDEX('Shultis Faw'!$E$2:$E$26,MATCH($C780,'Shultis Faw'!$A$2:$A$26,1)+1)-INDEX('Shultis Faw'!$E$2:$E$26,MATCH($C780,'Shultis Faw'!$A$2:$A$26,1)))/(INDEX('Shultis Faw'!$A$2:$A$26,MATCH($C780,'Shultis Faw'!$A$2:$A$26,1)+1)-INDEX('Shultis Faw'!$A$2:$A$26,MATCH($C780,'Shultis Faw'!$A$2:$A$26,1))),$C780*'Shultis Faw'!$E$2/'Shultis Faw'!$A$2)","v":6.1199440000000001E-2},{"$f":"_xlfn.IFNA(INDEX('Shultis Faw'!$F$2:$F$26,MATCH($C780,'Shultis Faw'!$A$2:$A$26,1))+($C780-INDEX('Shultis Faw'!$A$2:$A$26,MATCH($C780,'Shultis Faw'!$A$2:$A$26,1)))*(INDEX('Shultis Faw'!$F$2:$F$26,MATCH($C780,'Shultis Faw'!$A$2:$A$26,1)+1)-INDEX('Shultis Faw'!$F$2:$F$26,MATCH($C780,'Shultis Faw'!$A$2:$A$26,1)))/(INDEX('Shultis Faw'!$A$2:$A$26,MATCH($C780,'Shultis Faw'!$A$2:$A$26,1)+1)-INDEX('Shultis Faw'!$A$2:$A$26,MATCH($C780,'Shultis Faw'!$A$2:$A$26,1))),$C780*'Shultis Faw'!$F$2/'Shultis Faw'!$A$2)","v":14.231502800000001},{"$f":"J780*(H780*'Externe blootstelling'!$D$23/2)^K780+L780*(TANH(((H780*'Externe blootstelling'!$D$23)/(2*M780))-2)-TANH(-2))/(1-TANH(-2))","v":1.7816936909032717},{"$f":"IF(N780=1,1+(I780-1)*H780*'Externe blootstelling'!$D$23/2,1+(I780-1)*(N780^(H780*'Externe blootstelling'!$D$23/2)-1)/(N780-1))","v":4.4997114464566614},{"$f":"G780*EXP(-H780*'Externe blootstelling'!$D$23/2)*O780","v":8.1092355807883647E-3}]
[null," g ",0.37286000000000002,5.9657599999999998E-14,5.0999999999999993E-4,{"$f":"_xlfn.IFNA(INDEX('hp (pSv cm2)'!$B$2:$B$52,MATCH($C781,'hp (pSv cm2)'!$A$2:$A$52,1))+($C781-INDEX('hp (pSv cm2)'!$A$2:$A$52,MATCH($C781,'hp (pSv cm2)'!$A$2:$A$52,1)))*(INDEX('hp (pSv cm2)'!$B$2:$B$52,MATCH($C781,'hp (pSv cm2)'!$A$2:$A$52,1)+1)-INDEX('hp (pSv cm2)'!$B$2:$B$52,MATCH($C781,'hp (pSv cm2)'!$A$2:$A$52,1)))/(INDEX('hp (pSv cm2)'!$A$2:$A$52,MATCH($C781,'hp (pSv cm2)'!$A$2:$A$52,1)+1)-INDEX('hp (pSv cm2)'!$A$2:$A$52,MATCH($C781,'hp (pSv cm2)'!$A$2:$A$52,1))),$C781*'hp (pSv cm2)'!$B$2/'hp (pSv cm2)'!$A$2)","v":1.8670140000000002},9.5217714E-4,{"$f":"_xlfn.IFNA(0.997*(INDEX('Mass attenuation coefficients'!$B$2:$B$37,MATCH($C781,'Mass attenuation coefficients'!$A$2:$A$37,1))+($C781-INDEX('Mass attenuation coefficients'!$A$2:$A$37,MATCH($C781,'Mass attenuation coefficients'!$A$2:$A$37,1)))*(INDEX('Mass attenuation coefficients'!$B$2:$B$37,MATCH($C781,'Mass attenuation coefficients'!$A$2:$A$37,1)+1)-INDEX('Mass attenuation coefficients'!$B$2:$B$37,MATCH($C781,'Mass attenuation coefficients'!$A$2:$A$37,1)))/(INDEX('Mass attenuation coefficients'!$A$2:$A$37,MATCH($C781,'Mass attenuation coefficients'!$A$2:$A$37,1)+1)-INDEX('Mass attenuation coefficients'!$A$2:$A$37,MATCH($C781,'Mass attenuation coefficients'!$A$2:$A$37,1)))),0.997*$C781*'Mass attenuation coefficients'!$B$2/'Mass attenuation coefficients'!$A$2)","v":0.1091640225},{"$f":"_xlfn.IFNA(INDEX('Shultis Faw'!$C$2:$C$26,MATCH($C781,'Shultis Faw'!$A$2:$A$26,1))+($C781-INDEX('Shultis Faw'!$A$2:$A$26,MATCH($C781,'Shultis Faw'!$A$2:$A$26,1)))*(INDEX('Shultis Faw'!$C$2:$C$26,MATCH($C781,'Shultis Faw'!$A$2:$A$26,1)+1)-INDEX('Shultis Faw'!$C$2:$C$26,MATCH($C781,'Shultis Faw'!$A$2:$A$26,1)))/(INDEX('Shultis Faw'!$A$2:$A$26,MATCH($C781,'Shultis Faw'!$A$2:$A$26,1)+1)-INDEX('Shultis Faw'!$A$2:$A$26,MATCH($C781,'Shultis Faw'!$A$2:$A$26,1))),$C781*'Shultis Faw'!$C$2/'Shultis Faw'!$A$2)","v":2.7305640000000002},{"$f":"_xlfn.IFNA(INDEX('Shultis Faw'!$D$2:$D$26,MATCH($C781,'Shultis Faw'!$A$2:$A$26,1))+($C781-INDEX('Shultis Faw'!$A$2:$A$26,MATCH($C781,'Shultis Faw'!$A$2:$A$26,1)))*(INDEX('Shultis Faw'!$D$2:$D$26,MATCH($C781,'Shultis Faw'!$A$2:$A$26,1)+1)-INDEX('Shultis Faw'!$D$2:$D$26,MATCH($C781,'Shultis Faw'!$A$2:$A$26,1)))/(INDEX('Shultis Faw'!$A$2:$A$26,MATCH($C781,'Shultis Faw'!$A$2:$A$26,1)+1)-INDEX('Shultis Faw'!$A$2:$A$26,MATCH($C781,'Shultis Faw'!$A$2:$A$26,1))),$C781*'Shultis Faw'!$D$2/'Shultis Faw'!$A$2)","v":1.9199959999999998},{"$f":"_xlfn.IFNA(INDEX('Shultis Faw'!$B$2:$B$26,MATCH($C781,'Shultis Faw'!$A$2:$A$26,1))+($C781-INDEX('Shultis Faw'!$A$2:$A$26,MATCH($C781,'Shultis Faw'!$A$2:$A$26,1)))*(INDEX('Shultis Faw'!$B$2:$B$26,MATCH($C781,'Shultis Faw'!$A$2:$A$26,1)+1)-INDEX('Shultis Faw'!$B$2:$B$26,MATCH($C781,'Shultis Faw'!$A$2:$A$26,1)))/(INDEX('Shultis Faw'!$A$2:$A$26,MATCH($C781,'Shultis Faw'!$A$2:$A$26,1)+1)-INDEX('Shultis Faw'!$A$2:$A$26,MATCH($C781,'Shultis Faw'!$A$2:$A$26,1))),$C781*'Shultis Faw'!$B$2/'Shultis Faw'!$A$2)","v":-0.15307099999999998},{"$f":"_xlfn.IFNA(INDEX('Shultis Faw'!$E$2:$E$26,MATCH($C781,'Shultis Faw'!$A$2:$A$26,1))+($C781-INDEX('Shultis Faw'!$A$2:$A$26,MATCH($C781,'Shultis Faw'!$A$2:$A$26,1)))*(INDEX('Shultis Faw'!$E$2:$E$26,MATCH($C781,'Shultis Faw'!$A$2:$A$26,1)+1)-INDEX('Shultis Faw'!$E$2:$E$26,MATCH($C781,'Shultis Faw'!$A$2:$A$26,1)))/(INDEX('Shultis Faw'!$A$2:$A$26,MATCH($C781,'Shultis Faw'!$A$2:$A$26,1)+1)-INDEX('Shultis Faw'!$A$2:$A$26,MATCH($C781,'Shultis Faw'!$A$2:$A$26,1))),$C781*'Shultis Faw'!$E$2/'Shultis Faw'!$A$2)","v":6.1128399999999999E-2},{"$f":"_xlfn.IFNA(INDEX('Shultis Faw'!$F$2:$F$26,MATCH($C781,'Shultis Faw'!$A$2:$A$26,1))+($C781-INDEX('Shultis Faw'!$A$2:$A$26,MATCH($C781,'Shultis Faw'!$A$2:$A$26,1)))*(INDEX('Shultis Faw'!$F$2:$F$26,MATCH($C781,'Shultis Faw'!$A$2:$A$26,1)+1)-INDEX('Shultis Faw'!$F$2:$F$26,MATCH($C781,'Shultis Faw'!$A$2:$A$26,1)))/(INDEX('Shultis Faw'!$A$2:$A$26,MATCH($C781,'Shultis Faw'!$A$2:$A$26,1)+1)-INDEX('Shultis Faw'!$A$2:$A$26,MATCH($C781,'Shultis Faw'!$A$2:$A$26,1))),$C781*'Shultis Faw'!$F$2/'Shultis Faw'!$A$2)","v":14.231858000000001},{"$f":"J781*(H781*'Externe blootstelling'!$D$23/2)^K781+L781*(TANH(((H781*'Externe blootstelling'!$D$23)/(2*M781))-2)-TANH(-2))/(1-TANH(-2))","v":1.7806807057738241},{"$f":"IF(N781=1,1+(I781-1)*H781*'Externe blootstelling'!$D$23/2,1+(I781-1)*(N781^(H781*'Externe blootstelling'!$D$23/2)-1)/(N781-1))","v":4.4854167467202704},{"$f":"G781*EXP(-H781*'Externe blootstelling'!$D$23/2)*O781","v":8.3057826474830585E-4}]
[null," g ",0.37625999999999998,6.0201600000000001E-14,1.2999999999999999E-4,{"$f":"_xlfn.IFNA(INDEX('hp (pSv cm2)'!$B$2:$B$52,MATCH($C782,'hp (pSv cm2)'!$A$2:$A$52,1))+($C782-INDEX('hp (pSv cm2)'!$A$2:$A$52,MATCH($C782,'hp (pSv cm2)'!$A$2:$A$52,1)))*(INDEX('hp (pSv cm2)'!$B$2:$B$52,MATCH($C782,'hp (pSv cm2)'!$A$2:$A$52,1)+1)-INDEX('hp (pSv cm2)'!$B$2:$B$52,MATCH($C782,'hp (pSv cm2)'!$A$2:$A$52,1)))/(INDEX('hp (pSv cm2)'!$A$2:$A$52,MATCH($C782,'hp (pSv cm2)'!$A$2:$A$52,1)+1)-INDEX('hp (pSv cm2)'!$A$2:$A$52,MATCH($C782,'hp (pSv cm2)'!$A$2:$A$52,1))),$C782*'hp (pSv cm2)'!$B$2/'hp (pSv cm2)'!$A$2)","v":1.8836739999999998},2.4487761999999997E-4,{"$f":"_xlfn.IFNA(0.997*(INDEX('Mass attenuation coefficients'!$B$2:$B$37,MATCH($C782,'Mass attenuation coefficients'!$A$2:$A$37,1))+($C782-INDEX('Mass attenuation coefficients'!$A$2:$A$37,MATCH($C782,'Mass attenuation coefficients'!$A$2:$A$37,1)))*(INDEX('Mass attenuation coefficients'!$B$2:$B$37,MATCH($C782,'Mass attenuation coefficients'!$A$2:$A$37,1)+1)-INDEX('Mass attenuation coefficients'!$B$2:$B$37,MATCH($C782,'Mass attenuation coefficients'!$A$2:$A$37,1)))/(INDEX('Mass attenuation coefficients'!$A$2:$A$37,MATCH($C782,'Mass attenuation coefficients'!$A$2:$A$37,1)+1)-INDEX('Mass attenuation coefficients'!$A$2:$A$37,MATCH($C782,'Mass attenuation coefficients'!$A$2:$A$37,1)))),0.997*$C782*'Mass attenuation coefficients'!$B$2/'Mass attenuation coefficients'!$A$2)","v":0.1087402975},{"$f":"_xlfn.IFNA(INDEX('Shultis Faw'!$C$2:$C$26,MATCH($C782,'Shultis Faw'!$A$2:$A$26,1))+($C782-INDEX('Shultis Faw'!$A$2:$A$26,MATCH($C782,'Shultis Faw'!$A$2:$A$26,1)))*(INDEX('Shultis Faw'!$C$2:$C$26,MATCH($C782,'Shultis Faw'!$A$2:$A$26,1)+1)-INDEX('Shultis Faw'!$C$2:$C$26,MATCH($C782,'Shultis Faw'!$A$2:$A$26,1)))/(INDEX('Shultis Faw'!$A$2:$A$26,MATCH($C782,'Shultis Faw'!$A$2:$A$26,1)+1)-INDEX('Shultis Faw'!$A$2:$A$26,MATCH($C782,'Shultis Faw'!$A$2:$A$26,1))),$C782*'Shultis Faw'!$C$2/'Shultis Faw'!$A$2)","v":2.721724},{"$f":"_xlfn.IFNA(INDEX('Shultis Faw'!$D$2:$D$26,MATCH($C782,'Shultis Faw'!$A$2:$A$26,1))+($C782-INDEX('Shultis Faw'!$A$2:$A$26,MATCH($C782,'Shultis Faw'!$A$2:$A$26,1)))*(INDEX('Shultis Faw'!$D$2:$D$26,MATCH($C782,'Shultis Faw'!$A$2:$A$26,1)+1)-INDEX('Shultis Faw'!$D$2:$D$26,MATCH($C782,'Shultis Faw'!$A$2:$A$26,1)))/(INDEX('Shultis Faw'!$A$2:$A$26,MATCH($C782,'Shultis Faw'!$A$2:$A$26,1)+1)-INDEX('Shultis Faw'!$A$2:$A$26,MATCH($C782,'Shultis Faw'!$A$2:$A$26,1))),$C782*'Shultis Faw'!$D$2/'Shultis Faw'!$A$2)","v":1.9152359999999999},{"$f":"_xlfn.IFNA(INDEX('Shultis Faw'!$B$2:$B$26,MATCH($C782,'Shultis Faw'!$A$2:$A$26,1))+($C782-INDEX('Shultis Faw'!$A$2:$A$26,MATCH($C782,'Shultis Faw'!$A$2:$A$26,1)))*(INDEX('Shultis Faw'!$B$2:$B$26,MATCH($C782,'Shultis Faw'!$A$2:$A$26,1)+1)-INDEX('Shultis Faw'!$B$2:$B$26,MATCH($C782,'Shultis Faw'!$A$2:$A$26,1)))/(INDEX('Shultis Faw'!$A$2:$A$26,MATCH($C782,'Shultis Faw'!$A$2:$A$26,1)+1)-INDEX('Shultis Faw'!$A$2:$A$26,MATCH($C782,'Shultis Faw'!$A$2:$A$26,1))),$C782*'Shultis Faw'!$B$2/'Shultis Faw'!$A$2)","v":-0.152561},{"$f":"_xlfn.IFNA(INDEX('Shultis Faw'!$E$2:$E$26,MATCH($C782,'Shultis Faw'!$A$2:$A$26,1))+($C782-INDEX('Shultis Faw'!$A$2:$A$26,MATCH($C782,'Shultis Faw'!$A$2:$A$26,1)))*(INDEX('Shultis Faw'!$E$2:$E$26,MATCH($C782,'Shultis Faw'!$A$2:$A$26,1)+1)-INDEX('Shultis Faw'!$E$2:$E$26,MATCH($C782,'Shultis Faw'!$A$2:$A$26,1)))/(INDEX('Shultis Faw'!$A$2:$A$26,MATCH($C782,'Shultis Faw'!$A$2:$A$26,1)+1)-INDEX('Shultis Faw'!$A$2:$A$26,MATCH($C782,'Shultis Faw'!$A$2:$A$26,1))),$C782*'Shultis Faw'!$E$2/'Shultis Faw'!$A$2)","v":6.0924400000000004E-2},{"$f":"_xlfn.IFNA(INDEX('Shultis Faw'!$F$2:$F$26,MATCH($C782,'Shultis Faw'!$A$2:$A$26,1))+($C782-INDEX('Shultis Faw'!$A$2:$A$26,MATCH($C782,'Shultis Faw'!$A$2:$A$26,1)))*(INDEX('Shultis Faw'!$F$2:$F$26,MATCH($C782,'Shultis Faw'!$A$2:$A$26,1)+1)-INDEX('Shultis Faw'!$F$2:$F$26,MATCH($C782,'Shultis Faw'!$A$2:$A$26,1)))/(INDEX('Shultis Faw'!$A$2:$A$26,MATCH($C782,'Shultis Faw'!$A$2:$A$26,1)+1)-INDEX('Shultis Faw'!$A$2:$A$26,MATCH($C782,'Shultis Faw'!$A$2:$A$26,1))),$C782*'Shultis Faw'!$F$2/'Shultis Faw'!$A$2)","v":14.232877999999999},{"$f":"J782*(H782*'Externe blootstelling'!$D$23/2)^K782+L782*(TANH(((H782*'Externe blootstelling'!$D$23)/(2*M782))-2)-TANH(-2))/(1-TANH(-2))","v":1.7777656437225251},{"$f":"IF(N782=1,1+(I782-1)*H782*'Externe blootstelling'!$D$23/2,1+(I782-1)*(N782^(H782*'Externe blootstelling'!$D$23/2)-1)/(N782-1))","v":4.4446233846819894},{"$f":"G782*EXP(-H782*'Externe blootstelling'!$D$23/2)*O782","v":2.1301215942119841E-4}]
[null," g ",0.38335000000000002,6.1335999999999995E-14,7.0000000000000007E-5,{"$f":"_xlfn.IFNA(INDEX('hp (pSv cm2)'!$B$2:$B$52,MATCH($C783,'hp (pSv cm2)'!$A$2:$A$52,1))+($C783-INDEX('hp (pSv cm2)'!$A$2:$A$52,MATCH($C783,'hp (pSv cm2)'!$A$2:$A$52,1)))*(INDEX('hp (pSv cm2)'!$B$2:$B$52,MATCH($C783,'hp (pSv cm2)'!$A$2:$A$52,1)+1)-INDEX('hp (pSv cm2)'!$B$2:$B$52,MATCH($C783,'hp (pSv cm2)'!$A$2:$A$52,1)))/(INDEX('hp (pSv cm2)'!$A$2:$A$52,MATCH($C783,'hp (pSv cm2)'!$A$2:$A$52,1)+1)-INDEX('hp (pSv cm2)'!$A$2:$A$52,MATCH($C783,'hp (pSv cm2)'!$A$2:$A$52,1))),$C783*'hp (pSv cm2)'!$B$2/'hp (pSv cm2)'!$A$2)","v":1.918415},1.3428905000000002E-4,{"$f":"_xlfn.IFNA(0.997*(INDEX('Mass attenuation coefficients'!$B$2:$B$37,MATCH($C783,'Mass attenuation coefficients'!$A$2:$A$37,1))+($C783-INDEX('Mass attenuation coefficients'!$A$2:$A$37,MATCH($C783,'Mass attenuation coefficients'!$A$2:$A$37,1)))*(INDEX('Mass attenuation coefficients'!$B$2:$B$37,MATCH($C783,'Mass attenuation coefficients'!$A$2:$A$37,1)+1)-INDEX('Mass attenuation coefficients'!$B$2:$B$37,MATCH($C783,'Mass attenuation coefficients'!$A$2:$A$37,1)))/(INDEX('Mass attenuation coefficients'!$A$2:$A$37,MATCH($C783,'Mass attenuation coefficients'!$A$2:$A$37,1)+1)-INDEX('Mass attenuation coefficients'!$A$2:$A$37,MATCH($C783,'Mass attenuation coefficients'!$A$2:$A$37,1)))),0.997*$C783*'Mass attenuation coefficients'!$B$2/'Mass attenuation coefficients'!$A$2)","v":0.10785670624999999},{"$f":"_xlfn.IFNA(INDEX('Shultis Faw'!$C$2:$C$26,MATCH($C783,'Shultis Faw'!$A$2:$A$26,1))+($C783-INDEX('Shultis Faw'!$A$2:$A$26,MATCH($C783,'Shultis Faw'!$A$2:$A$26,1)))*(INDEX('Shultis Faw'!$C$2:$C$26,MATCH($C783,'Shultis Faw'!$A$2:$A$26,1)+1)-INDEX('Shultis Faw'!$C$2:$C$26,MATCH($C783,'Shultis Faw'!$A$2:$A$26,1)))/(INDEX('Shultis Faw'!$A$2:$A$26,MATCH($C783,'Shultis Faw'!$A$2:$A$26,1)+1)-INDEX('Shultis Faw'!$A$2:$A$26,MATCH($C783,'Shultis Faw'!$A$2:$A$26,1))),$C783*'Shultis Faw'!$C$2/'Shultis Faw'!$A$2)","v":2.70329},{"$f":"_xlfn.IFNA(INDEX('Shultis Faw'!$D$2:$D$26,MATCH($C783,'Shultis Faw'!$A$2:$A$26,1))+($C783-INDEX('Shultis Faw'!$A$2:$A$26,MATCH($C783,'Shultis Faw'!$A$2:$A$26,1)))*(INDEX('Shultis Faw'!$D$2:$D$26,MATCH($C783,'Shultis Faw'!$A$2:$A$26,1)+1)-INDEX('Shultis Faw'!$D$2:$D$26,MATCH($C783,'Shultis Faw'!$A$2:$A$26,1)))/(INDEX('Shultis Faw'!$A$2:$A$26,MATCH($C783,'Shultis Faw'!$A$2:$A$26,1)+1)-INDEX('Shultis Faw'!$A$2:$A$26,MATCH($C783,'Shultis Faw'!$A$2:$A$26,1))),$C783*'Shultis Faw'!$D$2/'Shultis Faw'!$A$2)","v":1.9053099999999998},{"$f":"_xlfn.IFNA(INDEX('Shultis Faw'!$B$2:$B$26,MATCH($C783,'Shultis Faw'!$A$2:$A$26,1))+($C783-INDEX('Shultis Faw'!$A$2:$A$26,MATCH($C783,'Shultis Faw'!$A$2:$A$26,1)))*(INDEX('Shultis Faw'!$B$2:$B$26,MATCH($C783,'Shultis Faw'!$A$2:$A$26,1)+1)-INDEX('Shultis Faw'!$B$2:$B$26,MATCH($C783,'Shultis Faw'!$A$2:$A$26,1)))/(INDEX('Shultis Faw'!$A$2:$A$26,MATCH($C783,'Shultis Faw'!$A$2:$A$26,1)+1)-INDEX('Shultis Faw'!$A$2:$A$26,MATCH($C783,'Shultis Faw'!$A$2:$A$26,1))),$C783*'Shultis Faw'!$B$2/'Shultis Faw'!$A$2)","v":-0.15149750000000001},{"$f":"_xlfn.IFNA(INDEX('Shultis Faw'!$E$2:$E$26,MATCH($C783,'Shultis Faw'!$A$2:$A$26,1))+($C783-INDEX('Shultis Faw'!$A$2:$A$26,MATCH($C783,'Shultis Faw'!$A$2:$A$26,1)))*(INDEX('Shultis Faw'!$E$2:$E$26,MATCH($C783,'Shultis Faw'!$A$2:$A$26,1)+1)-INDEX('Shultis Faw'!$E$2:$E$26,MATCH($C783,'Shultis Faw'!$A$2:$A$26,1)))/(INDEX('Shultis Faw'!$A$2:$A$26,MATCH($C783,'Shultis Faw'!$A$2:$A$26,1)+1)-INDEX('Shultis Faw'!$A$2:$A$26,MATCH($C783,'Shultis Faw'!$A$2:$A$26,1))),$C783*'Shultis Faw'!$E$2/'Shultis Faw'!$A$2)","v":6.0498999999999997E-2},{"$f":"_xlfn.IFNA(INDEX('Shultis Faw'!$F$2:$F$26,MATCH($C783,'Shultis Faw'!$A$2:$A$26,1))+($C783-INDEX('Shultis Faw'!$A$2:$A$26,MATCH($C783,'Shultis Faw'!$A$2:$A$26,1)))*(INDEX('Shultis Faw'!$F$2:$F$26,MATCH($C783,'Shultis Faw'!$A$2:$A$26,1)+1)-INDEX('Shultis Faw'!$F$2:$F$26,MATCH($C783,'Shultis Faw'!$A$2:$A$26,1)))/(INDEX('Shultis Faw'!$A$2:$A$26,MATCH($C783,'Shultis Faw'!$A$2:$A$26,1)+1)-INDEX('Shultis Faw'!$A$2:$A$26,MATCH($C783,'Shultis Faw'!$A$2:$A$26,1))),$C783*'Shultis Faw'!$F$2/'Shultis Faw'!$A$2)","v":14.235005000000001},{"$f":"J783*(H783*'Externe blootstelling'!$D$23/2)^K783+L783*(TANH(((H783*'Externe blootstelling'!$D$23)/(2*M783))-2)-TANH(-2))/(1-TANH(-2))","v":1.7716575131873535},{"$f":"IF(N783=1,1+(I783-1)*H783*'Externe blootstelling'!$D$23/2,1+(I783-1)*(N783^(H783*'Externe blootstelling'!$D$23/2)-1)/(N783-1))","v":4.3607652793545064},{"$f":"G783*EXP(-H783*'Externe blootstelling'!$D$23/2)*O783","v":1.1613943990205449E-4}]
[null," g ",0.38769999999999999,6.2031999999999995E-14,1.6000000000000001E-4,{"$f":"_xlfn.IFNA(INDEX('hp (pSv cm2)'!$B$2:$B$52,MATCH($C784,'hp (pSv cm2)'!$A$2:$A$52,1))+($C784-INDEX('hp (pSv cm2)'!$A$2:$A$52,MATCH($C784,'hp (pSv cm2)'!$A$2:$A$52,1)))*(INDEX('hp (pSv cm2)'!$B$2:$B$52,MATCH($C784,'hp (pSv cm2)'!$A$2:$A$52,1)+1)-INDEX('hp (pSv cm2)'!$B$2:$B$52,MATCH($C784,'hp (pSv cm2)'!$A$2:$A$52,1)))/(INDEX('hp (pSv cm2)'!$A$2:$A$52,MATCH($C784,'hp (pSv cm2)'!$A$2:$A$52,1)+1)-INDEX('hp (pSv cm2)'!$A$2:$A$52,MATCH($C784,'hp (pSv cm2)'!$A$2:$A$52,1))),$C784*'hp (pSv cm2)'!$B$2/'hp (pSv cm2)'!$A$2)","v":1.93973},3.1035680000000002E-4,{"$f":"_xlfn.IFNA(0.997*(INDEX('Mass attenuation coefficients'!$B$2:$B$37,MATCH($C784,'Mass attenuation coefficients'!$A$2:$A$37,1))+($C784-INDEX('Mass attenuation coefficients'!$A$2:$A$37,MATCH($C784,'Mass attenuation coefficients'!$A$2:$A$37,1)))*(INDEX('Mass attenuation coefficients'!$B$2:$B$37,MATCH($C784,'Mass attenuation coefficients'!$A$2:$A$37,1)+1)-INDEX('Mass attenuation coefficients'!$B$2:$B$37,MATCH($C784,'Mass attenuation coefficients'!$A$2:$A$37,1)))/(INDEX('Mass attenuation coefficients'!$A$2:$A$37,MATCH($C784,'Mass attenuation coefficients'!$A$2:$A$37,1)+1)-INDEX('Mass attenuation coefficients'!$A$2:$A$37,MATCH($C784,'Mass attenuation coefficients'!$A$2:$A$37,1)))),0.997*$C784*'Mass attenuation coefficients'!$B$2/'Mass attenuation coefficients'!$A$2)","v":0.1073145875},{"$f":"_xlfn.IFNA(INDEX('Shultis Faw'!$C$2:$C$26,MATCH($C784,'Shultis Faw'!$A$2:$A$26,1))+($C784-INDEX('Shultis Faw'!$A$2:$A$26,MATCH($C784,'Shultis Faw'!$A$2:$A$26,1)))*(INDEX('Shultis Faw'!$C$2:$C$26,MATCH($C784,'Shultis Faw'!$A$2:$A$26,1)+1)-INDEX('Shultis Faw'!$C$2:$C$26,MATCH($C784,'Shultis Faw'!$A$2:$A$26,1)))/(INDEX('Shultis Faw'!$A$2:$A$26,MATCH($C784,'Shultis Faw'!$A$2:$A$26,1)+1)-INDEX('Shultis Faw'!$A$2:$A$26,MATCH($C784,'Shultis Faw'!$A$2:$A$26,1))),$C784*'Shultis Faw'!$C$2/'Shultis Faw'!$A$2)","v":2.69198},{"$f":"_xlfn.IFNA(INDEX('Shultis Faw'!$D$2:$D$26,MATCH($C784,'Shultis Faw'!$A$2:$A$26,1))+($C784-INDEX('Shultis Faw'!$A$2:$A$26,MATCH($C784,'Shultis Faw'!$A$2:$A$26,1)))*(INDEX('Shultis Faw'!$D$2:$D$26,MATCH($C784,'Shultis Faw'!$A$2:$A$26,1)+1)-INDEX('Shultis Faw'!$D$2:$D$26,MATCH($C784,'Shultis Faw'!$A$2:$A$26,1)))/(INDEX('Shultis Faw'!$A$2:$A$26,MATCH($C784,'Shultis Faw'!$A$2:$A$26,1)+1)-INDEX('Shultis Faw'!$A$2:$A$26,MATCH($C784,'Shultis Faw'!$A$2:$A$26,1))),$C784*'Shultis Faw'!$D$2/'Shultis Faw'!$A$2)","v":1.8992199999999999},{"$f":"_xlfn.IFNA(INDEX('Shultis Faw'!$B$2:$B$26,MATCH($C784,'Shultis Faw'!$A$2:$A$26,1))+($C784-INDEX('Shultis Faw'!$A$2:$A$26,MATCH($C784,'Shultis Faw'!$A$2:$A$26,1)))*(INDEX('Shultis Faw'!$B$2:$B$26,MATCH($C784,'Shultis Faw'!$A$2:$A$26,1)+1)-INDEX('Shultis Faw'!$B$2:$B$26,MATCH($C784,'Shultis Faw'!$A$2:$A$26,1)))/(INDEX('Shultis Faw'!$A$2:$A$26,MATCH($C784,'Shultis Faw'!$A$2:$A$26,1)+1)-INDEX('Shultis Faw'!$A$2:$A$26,MATCH($C784,'Shultis Faw'!$A$2:$A$26,1))),$C784*'Shultis Faw'!$B$2/'Shultis Faw'!$A$2)","v":-0.15084500000000001},{"$f":"_xlfn.IFNA(INDEX('Shultis Faw'!$E$2:$E$26,MATCH($C784,'Shultis Faw'!$A$2:$A$26,1))+($C784-INDEX('Shultis Faw'!$A$2:$A$26,MATCH($C784,'Shultis Faw'!$A$2:$A$26,1)))*(INDEX('Shultis Faw'!$E$2:$E$26,MATCH($C784,'Shultis Faw'!$A$2:$A$26,1)+1)-INDEX('Shultis Faw'!$E$2:$E$26,MATCH($C784,'Shultis Faw'!$A$2:$A$26,1)))/(INDEX('Shultis Faw'!$A$2:$A$26,MATCH($C784,'Shultis Faw'!$A$2:$A$26,1)+1)-INDEX('Shultis Faw'!$A$2:$A$26,MATCH($C784,'Shultis Faw'!$A$2:$A$26,1))),$C784*'Shultis Faw'!$E$2/'Shultis Faw'!$A$2)","v":6.0238E-2},{"$f":"_xlfn.IFNA(INDEX('Shultis Faw'!$F$2:$F$26,MATCH($C784,'Shultis Faw'!$A$2:$A$26,1))+($C784-INDEX('Shultis Faw'!$A$2:$A$26,MATCH($C784,'Shultis Faw'!$A$2:$A$26,1)))*(INDEX('Shultis Faw'!$F$2:$F$26,MATCH($C784,'Shultis Faw'!$A$2:$A$26,1)+1)-INDEX('Shultis Faw'!$F$2:$F$26,MATCH($C784,'Shultis Faw'!$A$2:$A$26,1)))/(INDEX('Shultis Faw'!$A$2:$A$26,MATCH($C784,'Shultis Faw'!$A$2:$A$26,1)+1)-INDEX('Shultis Faw'!$A$2:$A$26,MATCH($C784,'Shultis Faw'!$A$2:$A$26,1))),$C784*'Shultis Faw'!$F$2/'Shultis Faw'!$A$2)","v":14.23631},{"$f":"J784*(H784*'Externe blootstelling'!$D$23/2)^K784+L784*(TANH(((H784*'Externe blootstelling'!$D$23)/(2*M784))-2)-TANH(-2))/(1-TANH(-2))","v":1.767890269419566},{"$f":"IF(N784=1,1+(I784-1)*H784*'Externe blootstelling'!$D$23/2,1+(I784-1)*(N784^(H784*'Externe blootstelling'!$D$23/2)-1)/(N784-1))","v":4.310113419466937},{"$f":"G784*EXP(-H784*'Externe blootstelling'!$D$23/2)*O784","v":2.6745946176721529E-4}]
[null," g ",0.3901,6.2416000000000001E-14,4.6E-5,{"$f":"_xlfn.IFNA(INDEX('hp (pSv cm2)'!$B$2:$B$52,MATCH($C785,'hp (pSv cm2)'!$A$2:$A$52,1))+($C785-INDEX('hp (pSv cm2)'!$A$2:$A$52,MATCH($C785,'hp (pSv cm2)'!$A$2:$A$52,1)))*(INDEX('hp (pSv cm2)'!$B$2:$B$52,MATCH($C785,'hp (pSv cm2)'!$A$2:$A$52,1)+1)-INDEX('hp (pSv cm2)'!$B$2:$B$52,MATCH($C785,'hp (pSv cm2)'!$A$2:$A$52,1)))/(INDEX('hp (pSv cm2)'!$A$2:$A$52,MATCH($C785,'hp (pSv cm2)'!$A$2:$A$52,1)+1)-INDEX('hp (pSv cm2)'!$A$2:$A$52,MATCH($C785,'hp (pSv cm2)'!$A$2:$A$52,1))),$C785*'hp (pSv cm2)'!$B$2/'hp (pSv cm2)'!$A$2)","v":1.9514899999999999},8.9768539999999996E-5,{"$f":"_xlfn.IFNA(0.997*(INDEX('Mass attenuation coefficients'!$B$2:$B$37,MATCH($C785,'Mass attenuation coefficients'!$A$2:$A$37,1))+($C785-INDEX('Mass attenuation coefficients'!$A$2:$A$37,MATCH($C785,'Mass attenuation coefficients'!$A$2:$A$37,1)))*(INDEX('Mass attenuation coefficients'!$B$2:$B$37,MATCH($C785,'Mass attenuation coefficients'!$A$2:$A$37,1)+1)-INDEX('Mass attenuation coefficients'!$B$2:$B$37,MATCH($C785,'Mass attenuation coefficients'!$A$2:$A$37,1)))/(INDEX('Mass attenuation coefficients'!$A$2:$A$37,MATCH($C785,'Mass attenuation coefficients'!$A$2:$A$37,1)+1)-INDEX('Mass attenuation coefficients'!$A$2:$A$37,MATCH($C785,'Mass attenuation coefficients'!$A$2:$A$37,1)))),0.997*$C785*'Mass attenuation coefficients'!$B$2/'Mass attenuation coefficients'!$A$2)","v":0.10701548750000001},{"$f":"_xlfn.IFNA(INDEX('Shultis Faw'!$C$2:$C$26,MATCH($C785,'Shultis Faw'!$A$2:$A$26,1))+($C785-INDEX('Shultis Faw'!$A$2:$A$26,MATCH($C785,'Shultis Faw'!$A$2:$A$26,1)))*(INDEX('Shultis Faw'!$C$2:$C$26,MATCH($C785,'Shultis Faw'!$A$2:$A$26,1)+1)-INDEX('Shultis Faw'!$C$2:$C$26,MATCH($C785,'Shultis Faw'!$A$2:$A$26,1)))/(INDEX('Shultis Faw'!$A$2:$A$26,MATCH($C785,'Shultis Faw'!$A$2:$A$26,1)+1)-INDEX('Shultis Faw'!$A$2:$A$26,MATCH($C785,'Shultis Faw'!$A$2:$A$26,1))),$C785*'Shultis Faw'!$C$2/'Shultis Faw'!$A$2)","v":2.68574},{"$f":"_xlfn.IFNA(INDEX('Shultis Faw'!$D$2:$D$26,MATCH($C785,'Shultis Faw'!$A$2:$A$26,1))+($C785-INDEX('Shultis Faw'!$A$2:$A$26,MATCH($C785,'Shultis Faw'!$A$2:$A$26,1)))*(INDEX('Shultis Faw'!$D$2:$D$26,MATCH($C785,'Shultis Faw'!$A$2:$A$26,1)+1)-INDEX('Shultis Faw'!$D$2:$D$26,MATCH($C785,'Shultis Faw'!$A$2:$A$26,1)))/(INDEX('Shultis Faw'!$A$2:$A$26,MATCH($C785,'Shultis Faw'!$A$2:$A$26,1)+1)-INDEX('Shultis Faw'!$A$2:$A$26,MATCH($C785,'Shultis Faw'!$A$2:$A$26,1))),$C785*'Shultis Faw'!$D$2/'Shultis Faw'!$A$2)","v":1.8958599999999999},{"$f":"_xlfn.IFNA(INDEX('Shultis Faw'!$B$2:$B$26,MATCH($C785,'Shultis Faw'!$A$2:$A$26,1))+($C785-INDEX('Shultis Faw'!$A$2:$A$26,MATCH($C785,'Shultis Faw'!$A$2:$A$26,1)))*(INDEX('Shultis Faw'!$B$2:$B$26,MATCH($C785,'Shultis Faw'!$A$2:$A$26,1)+1)-INDEX('Shultis Faw'!$B$2:$B$26,MATCH($C785,'Shultis Faw'!$A$2:$A$26,1)))/(INDEX('Shultis Faw'!$A$2:$A$26,MATCH($C785,'Shultis Faw'!$A$2:$A$26,1)+1)-INDEX('Shultis Faw'!$A$2:$A$26,MATCH($C785,'Shultis Faw'!$A$2:$A$26,1))),$C785*'Shultis Faw'!$B$2/'Shultis Faw'!$A$2)","v":-0.15048500000000001},{"$f":"_xlfn.IFNA(INDEX('Shultis Faw'!$E$2:$E$26,MATCH($C785,'Shultis Faw'!$A$2:$A$26,1))+($C785-INDEX('Shultis Faw'!$A$2:$A$26,MATCH($C785,'Shultis Faw'!$A$2:$A$26,1)))*(INDEX('Shultis Faw'!$E$2:$E$26,MATCH($C785,'Shultis Faw'!$A$2:$A$26,1)+1)-INDEX('Shultis Faw'!$E$2:$E$26,MATCH($C785,'Shultis Faw'!$A$2:$A$26,1)))/(INDEX('Shultis Faw'!$A$2:$A$26,MATCH($C785,'Shultis Faw'!$A$2:$A$26,1)+1)-INDEX('Shultis Faw'!$A$2:$A$26,MATCH($C785,'Shultis Faw'!$A$2:$A$26,1))),$C785*'Shultis Faw'!$E$2/'Shultis Faw'!$A$2)","v":6.0094000000000002E-2},{"$f":"_xlfn.IFNA(INDEX('Shultis Faw'!$F$2:$F$26,MATCH($C785,'Shultis Faw'!$A$2:$A$26,1))+($C785-INDEX('Shultis Faw'!$A$2:$A$26,MATCH($C785,'Shultis Faw'!$A$2:$A$26,1)))*(INDEX('Shultis Faw'!$F$2:$F$26,MATCH($C785,'Shultis Faw'!$A$2:$A$26,1)+1)-INDEX('Shultis Faw'!$F$2:$F$26,MATCH($C785,'Shultis Faw'!$A$2:$A$26,1)))/(INDEX('Shultis Faw'!$A$2:$A$26,MATCH($C785,'Shultis Faw'!$A$2:$A$26,1)+1)-INDEX('Shultis Faw'!$A$2:$A$26,MATCH($C785,'Shultis Faw'!$A$2:$A$26,1))),$C785*'Shultis Faw'!$F$2/'Shultis Faw'!$A$2)","v":14.237030000000001},{"$f":"J785*(H785*'Externe blootstelling'!$D$23/2)^K785+L785*(TANH(((H785*'Externe blootstelling'!$D$23)/(2*M785))-2)-TANH(-2))/(1-TANH(-2))","v":1.7658053872415902},{"$f":"IF(N785=1,1+(I785-1)*H785*'Externe blootstelling'!$D$23/2,1+(I785-1)*(N785^(H785*'Externe blootstelling'!$D$23/2)-1)/(N785-1))","v":4.2824245322459387},{"$f":"G785*EXP(-H785*'Externe blootstelling'!$D$23/2)*O785","v":7.7209429708343478E-5}]
[null," g ",0.43060000000000004,6.8896000000000002E-14,2.0000000000000001E-4,{"$f":"_xlfn.IFNA(INDEX('hp (pSv cm2)'!$B$2:$B$52,MATCH($C786,'hp (pSv cm2)'!$A$2:$A$52,1))+($C786-INDEX('hp (pSv cm2)'!$A$2:$A$52,MATCH($C786,'hp (pSv cm2)'!$A$2:$A$52,1)))*(INDEX('hp (pSv cm2)'!$B$2:$B$52,MATCH($C786,'hp (pSv cm2)'!$A$2:$A$52,1)+1)-INDEX('hp (pSv cm2)'!$B$2:$B$52,MATCH($C786,'hp (pSv cm2)'!$A$2:$A$52,1)))/(INDEX('hp (pSv cm2)'!$A$2:$A$52,MATCH($C786,'hp (pSv cm2)'!$A$2:$A$52,1)+1)-INDEX('hp (pSv cm2)'!$A$2:$A$52,MATCH($C786,'hp (pSv cm2)'!$A$2:$A$52,1))),$C786*'hp (pSv cm2)'!$B$2/'hp (pSv cm2)'!$A$2)","v":2.1438200000000003},4.287640000000001E-4,{"$f":"_xlfn.IFNA(0.997*(INDEX('Mass attenuation coefficients'!$B$2:$B$37,MATCH($C786,'Mass attenuation coefficients'!$A$2:$A$37,1))+($C786-INDEX('Mass attenuation coefficients'!$A$2:$A$37,MATCH($C786,'Mass attenuation coefficients'!$A$2:$A$37,1)))*(INDEX('Mass attenuation coefficients'!$B$2:$B$37,MATCH($C786,'Mass attenuation coefficients'!$A$2:$A$37,1)+1)-INDEX('Mass attenuation coefficients'!$B$2:$B$37,MATCH($C786,'Mass attenuation coefficients'!$A$2:$A$37,1)))/(INDEX('Mass attenuation coefficients'!$A$2:$A$37,MATCH($C786,'Mass attenuation coefficients'!$A$2:$A$37,1)+1)-INDEX('Mass attenuation coefficients'!$A$2:$A$37,MATCH($C786,'Mass attenuation coefficients'!$A$2:$A$37,1)))),0.997*$C786*'Mass attenuation coefficients'!$B$2/'Mass attenuation coefficients'!$A$2)","v":0.10296579314},{"$f":"_xlfn.IFNA(INDEX('Shultis Faw'!$C$2:$C$26,MATCH($C786,'Shultis Faw'!$A$2:$A$26,1))+($C786-INDEX('Shultis Faw'!$A$2:$A$26,MATCH($C786,'Shultis Faw'!$A$2:$A$26,1)))*(INDEX('Shultis Faw'!$C$2:$C$26,MATCH($C786,'Shultis Faw'!$A$2:$A$26,1)+1)-INDEX('Shultis Faw'!$C$2:$C$26,MATCH($C786,'Shultis Faw'!$A$2:$A$26,1)))/(INDEX('Shultis Faw'!$A$2:$A$26,MATCH($C786,'Shultis Faw'!$A$2:$A$26,1)+1)-INDEX('Shultis Faw'!$A$2:$A$26,MATCH($C786,'Shultis Faw'!$A$2:$A$26,1))),$C786*'Shultis Faw'!$C$2/'Shultis Faw'!$A$2)","v":2.61104},{"$f":"_xlfn.IFNA(INDEX('Shultis Faw'!$D$2:$D$26,MATCH($C786,'Shultis Faw'!$A$2:$A$26,1))+($C786-INDEX('Shultis Faw'!$A$2:$A$26,MATCH($C786,'Shultis Faw'!$A$2:$A$26,1)))*(INDEX('Shultis Faw'!$D$2:$D$26,MATCH($C786,'Shultis Faw'!$A$2:$A$26,1)+1)-INDEX('Shultis Faw'!$D$2:$D$26,MATCH($C786,'Shultis Faw'!$A$2:$A$26,1)))/(INDEX('Shultis Faw'!$A$2:$A$26,MATCH($C786,'Shultis Faw'!$A$2:$A$26,1)+1)-INDEX('Shultis Faw'!$A$2:$A$26,MATCH($C786,'Shultis Faw'!$A$2:$A$26,1))),$C786*'Shultis Faw'!$D$2/'Shultis Faw'!$A$2)","v":1.8465039999999999},{"$f":"_xlfn.IFNA(INDEX('Shultis Faw'!$B$2:$B$26,MATCH($C786,'Shultis Faw'!$A$2:$A$26,1))+($C786-INDEX('Shultis Faw'!$A$2:$A$26,MATCH($C786,'Shultis Faw'!$A$2:$A$26,1)))*(INDEX('Shultis Faw'!$B$2:$B$26,MATCH($C786,'Shultis Faw'!$A$2:$A$26,1)+1)-INDEX('Shultis Faw'!$B$2:$B$26,MATCH($C786,'Shultis Faw'!$A$2:$A$26,1)))/(INDEX('Shultis Faw'!$A$2:$A$26,MATCH($C786,'Shultis Faw'!$A$2:$A$26,1)+1)-INDEX('Shultis Faw'!$A$2:$A$26,MATCH($C786,'Shultis Faw'!$A$2:$A$26,1))),$C786*'Shultis Faw'!$B$2/'Shultis Faw'!$A$2)","v":-0.14471599999999998},{"$f":"_xlfn.IFNA(INDEX('Shultis Faw'!$E$2:$E$26,MATCH($C786,'Shultis Faw'!$A$2:$A$26,1))+($C786-INDEX('Shultis Faw'!$A$2:$A$26,MATCH($C786,'Shultis Faw'!$A$2:$A$26,1)))*(INDEX('Shultis Faw'!$E$2:$E$26,MATCH($C786,'Shultis Faw'!$A$2:$A$26,1)+1)-INDEX('Shultis Faw'!$E$2:$E$26,MATCH($C786,'Shultis Faw'!$A$2:$A$26,1)))/(INDEX('Shultis Faw'!$A$2:$A$26,MATCH($C786,'Shultis Faw'!$A$2:$A$26,1)+1)-INDEX('Shultis Faw'!$A$2:$A$26,MATCH($C786,'Shultis Faw'!$A$2:$A$26,1))),$C786*'Shultis Faw'!$E$2/'Shultis Faw'!$A$2)","v":5.8000599999999999E-2},{"$f":"_xlfn.IFNA(INDEX('Shultis Faw'!$F$2:$F$26,MATCH($C786,'Shultis Faw'!$A$2:$A$26,1))+($C786-INDEX('Shultis Faw'!$A$2:$A$26,MATCH($C786,'Shultis Faw'!$A$2:$A$26,1)))*(INDEX('Shultis Faw'!$F$2:$F$26,MATCH($C786,'Shultis Faw'!$A$2:$A$26,1)+1)-INDEX('Shultis Faw'!$F$2:$F$26,MATCH($C786,'Shultis Faw'!$A$2:$A$26,1)))/(INDEX('Shultis Faw'!$A$2:$A$26,MATCH($C786,'Shultis Faw'!$A$2:$A$26,1)+1)-INDEX('Shultis Faw'!$A$2:$A$26,MATCH($C786,'Shultis Faw'!$A$2:$A$26,1))),$C786*'Shultis Faw'!$F$2/'Shultis Faw'!$A$2)","v":14.26754},{"$f":"J786*(H786*'Externe blootstelling'!$D$23/2)^K786+L786*(TANH(((H786*'Externe blootstelling'!$D$23)/(2*M786))-2)-TANH(-2))/(1-TANH(-2))","v":1.7341754664931797},{"$f":"IF(N786=1,1+(I786-1)*H786*'Externe blootstelling'!$D$23/2,1+(I786-1)*(N786^(H786*'Externe blootstelling'!$D$23/2)-1)/(N786-1))","v":3.9411446612261773},{"$f":"G786*EXP(-H786*'Externe blootstelling'!$D$23/2)*O786","v":3.60643868723916E-4}]
[null," g ",0.43245,6.9191999999999999E-14,3.5599999999999998E-4,{"$f":"_xlfn.IFNA(INDEX('hp (pSv cm2)'!$B$2:$B$52,MATCH($C787,'hp (pSv cm2)'!$A$2:$A$52,1))+($C787-INDEX('hp (pSv cm2)'!$A$2:$A$52,MATCH($C787,'hp (pSv cm2)'!$A$2:$A$52,1)))*(INDEX('hp (pSv cm2)'!$B$2:$B$52,MATCH($C787,'hp (pSv cm2)'!$A$2:$A$52,1)+1)-INDEX('hp (pSv cm2)'!$B$2:$B$52,MATCH($C787,'hp (pSv cm2)'!$A$2:$A$52,1)))/(INDEX('hp (pSv cm2)'!$A$2:$A$52,MATCH($C787,'hp (pSv cm2)'!$A$2:$A$52,1)+1)-INDEX('hp (pSv cm2)'!$A$2:$A$52,MATCH($C787,'hp (pSv cm2)'!$A$2:$A$52,1))),$C787*'hp (pSv cm2)'!$B$2/'hp (pSv cm2)'!$A$2)","v":2.1525150000000002},7.6629534E-4,{"$f":"_xlfn.IFNA(0.997*(INDEX('Mass attenuation coefficients'!$B$2:$B$37,MATCH($C787,'Mass attenuation coefficients'!$A$2:$A$37,1))+($C787-INDEX('Mass attenuation coefficients'!$A$2:$A$37,MATCH($C787,'Mass attenuation coefficients'!$A$2:$A$37,1)))*(INDEX('Mass attenuation coefficients'!$B$2:$B$37,MATCH($C787,'Mass attenuation coefficients'!$A$2:$A$37,1)+1)-INDEX('Mass attenuation coefficients'!$B$2:$B$37,MATCH($C787,'Mass attenuation coefficients'!$A$2:$A$37,1)))/(INDEX('Mass attenuation coefficients'!$A$2:$A$37,MATCH($C787,'Mass attenuation coefficients'!$A$2:$A$37,1)+1)-INDEX('Mass attenuation coefficients'!$A$2:$A$37,MATCH($C787,'Mass attenuation coefficients'!$A$2:$A$37,1)))),0.997*$C787*'Mass attenuation coefficients'!$B$2/'Mass attenuation coefficients'!$A$2)","v":0.10279555040500001},{"$f":"_xlfn.IFNA(INDEX('Shultis Faw'!$C$2:$C$26,MATCH($C787,'Shultis Faw'!$A$2:$A$26,1))+($C787-INDEX('Shultis Faw'!$A$2:$A$26,MATCH($C787,'Shultis Faw'!$A$2:$A$26,1)))*(INDEX('Shultis Faw'!$C$2:$C$26,MATCH($C787,'Shultis Faw'!$A$2:$A$26,1)+1)-INDEX('Shultis Faw'!$C$2:$C$26,MATCH($C787,'Shultis Faw'!$A$2:$A$26,1)))/(INDEX('Shultis Faw'!$A$2:$A$26,MATCH($C787,'Shultis Faw'!$A$2:$A$26,1)+1)-INDEX('Shultis Faw'!$A$2:$A$26,MATCH($C787,'Shultis Faw'!$A$2:$A$26,1))),$C787*'Shultis Faw'!$C$2/'Shultis Faw'!$A$2)","v":2.6080800000000002},{"$f":"_xlfn.IFNA(INDEX('Shultis Faw'!$D$2:$D$26,MATCH($C787,'Shultis Faw'!$A$2:$A$26,1))+($C787-INDEX('Shultis Faw'!$A$2:$A$26,MATCH($C787,'Shultis Faw'!$A$2:$A$26,1)))*(INDEX('Shultis Faw'!$D$2:$D$26,MATCH($C787,'Shultis Faw'!$A$2:$A$26,1)+1)-INDEX('Shultis Faw'!$D$2:$D$26,MATCH($C787,'Shultis Faw'!$A$2:$A$26,1)))/(INDEX('Shultis Faw'!$A$2:$A$26,MATCH($C787,'Shultis Faw'!$A$2:$A$26,1)+1)-INDEX('Shultis Faw'!$A$2:$A$26,MATCH($C787,'Shultis Faw'!$A$2:$A$26,1))),$C787*'Shultis Faw'!$D$2/'Shultis Faw'!$A$2)","v":1.8443579999999999},{"$f":"_xlfn.IFNA(INDEX('Shultis Faw'!$B$2:$B$26,MATCH($C787,'Shultis Faw'!$A$2:$A$26,1))+($C787-INDEX('Shultis Faw'!$A$2:$A$26,MATCH($C787,'Shultis Faw'!$A$2:$A$26,1)))*(INDEX('Shultis Faw'!$B$2:$B$26,MATCH($C787,'Shultis Faw'!$A$2:$A$26,1)+1)-INDEX('Shultis Faw'!$B$2:$B$26,MATCH($C787,'Shultis Faw'!$A$2:$A$26,1)))/(INDEX('Shultis Faw'!$A$2:$A$26,MATCH($C787,'Shultis Faw'!$A$2:$A$26,1)+1)-INDEX('Shultis Faw'!$A$2:$A$26,MATCH($C787,'Shultis Faw'!$A$2:$A$26,1))),$C787*'Shultis Faw'!$B$2/'Shultis Faw'!$A$2)","v":-0.144457},{"$f":"_xlfn.IFNA(INDEX('Shultis Faw'!$E$2:$E$26,MATCH($C787,'Shultis Faw'!$A$2:$A$26,1))+($C787-INDEX('Shultis Faw'!$A$2:$A$26,MATCH($C787,'Shultis Faw'!$A$2:$A$26,1)))*(INDEX('Shultis Faw'!$E$2:$E$26,MATCH($C787,'Shultis Faw'!$A$2:$A$26,1)+1)-INDEX('Shultis Faw'!$E$2:$E$26,MATCH($C787,'Shultis Faw'!$A$2:$A$26,1)))/(INDEX('Shultis Faw'!$A$2:$A$26,MATCH($C787,'Shultis Faw'!$A$2:$A$26,1)+1)-INDEX('Shultis Faw'!$A$2:$A$26,MATCH($C787,'Shultis Faw'!$A$2:$A$26,1))),$C787*'Shultis Faw'!$E$2/'Shultis Faw'!$A$2)","v":5.7909950000000002E-2},{"$f":"_xlfn.IFNA(INDEX('Shultis Faw'!$F$2:$F$26,MATCH($C787,'Shultis Faw'!$A$2:$A$26,1))+($C787-INDEX('Shultis Faw'!$A$2:$A$26,MATCH($C787,'Shultis Faw'!$A$2:$A$26,1)))*(INDEX('Shultis Faw'!$F$2:$F$26,MATCH($C787,'Shultis Faw'!$A$2:$A$26,1)+1)-INDEX('Shultis Faw'!$F$2:$F$26,MATCH($C787,'Shultis Faw'!$A$2:$A$26,1)))/(INDEX('Shultis Faw'!$A$2:$A$26,MATCH($C787,'Shultis Faw'!$A$2:$A$26,1)+1)-INDEX('Shultis Faw'!$A$2:$A$26,MATCH($C787,'Shultis Faw'!$A$2:$A$26,1))),$C787*'Shultis Faw'!$F$2/'Shultis Faw'!$A$2)","v":14.269204999999999},{"$f":"J787*(H787*'Externe blootstelling'!$D$23/2)^K787+L787*(TANH(((H787*'Externe blootstelling'!$D$23)/(2*M787))-2)-TANH(-2))/(1-TANH(-2))","v":1.7327685151685475},{"$f":"IF(N787=1,1+(I787-1)*H787*'Externe blootstelling'!$D$23/2,1+(I787-1)*(N787^(H787*'Externe blootstelling'!$D$23/2)-1)/(N787-1))","v":3.9277478050372046},{"$f":"G787*EXP(-H787*'Externe blootstelling'!$D$23/2)*O787","v":6.4400119695240746E-4}]
[null," g ",0.44503300000000001,7.1205279999999998E-14,1.2800000000000001E-2,{"$f":"_xlfn.IFNA(INDEX('hp (pSv cm2)'!$B$2:$B$52,MATCH($C788,'hp (pSv cm2)'!$A$2:$A$52,1))+($C788-INDEX('hp (pSv cm2)'!$A$2:$A$52,MATCH($C788,'hp (pSv cm2)'!$A$2:$A$52,1)))*(INDEX('hp (pSv cm2)'!$B$2:$B$52,MATCH($C788,'hp (pSv cm2)'!$A$2:$A$52,1)+1)-INDEX('hp (pSv cm2)'!$B$2:$B$52,MATCH($C788,'hp (pSv cm2)'!$A$2:$A$52,1)))/(INDEX('hp (pSv cm2)'!$A$2:$A$52,MATCH($C788,'hp (pSv cm2)'!$A$2:$A$52,1)+1)-INDEX('hp (pSv cm2)'!$A$2:$A$52,MATCH($C788,'hp (pSv cm2)'!$A$2:$A$52,1))),$C788*'hp (pSv cm2)'!$B$2/'hp (pSv cm2)'!$A$2)","v":2.2116551000000002},2.8309185280000003E-2,{"$f":"_xlfn.IFNA(0.997*(INDEX('Mass attenuation coefficients'!$B$2:$B$37,MATCH($C788,'Mass attenuation coefficients'!$A$2:$A$37,1))+($C788-INDEX('Mass attenuation coefficients'!$A$2:$A$37,MATCH($C788,'Mass attenuation coefficients'!$A$2:$A$37,1)))*(INDEX('Mass attenuation coefficients'!$B$2:$B$37,MATCH($C788,'Mass attenuation coefficients'!$A$2:$A$37,1)+1)-INDEX('Mass attenuation coefficients'!$B$2:$B$37,MATCH($C788,'Mass attenuation coefficients'!$A$2:$A$37,1)))/(INDEX('Mass attenuation coefficients'!$A$2:$A$37,MATCH($C788,'Mass attenuation coefficients'!$A$2:$A$37,1)+1)-INDEX('Mass attenuation coefficients'!$A$2:$A$37,MATCH($C788,'Mass attenuation coefficients'!$A$2:$A$37,1)))),0.997*$C788*'Mass attenuation coefficients'!$B$2/'Mass attenuation coefficients'!$A$2)","v":0.10163762373769999},{"$f":"_xlfn.IFNA(INDEX('Shultis Faw'!$C$2:$C$26,MATCH($C788,'Shultis Faw'!$A$2:$A$26,1))+($C788-INDEX('Shultis Faw'!$A$2:$A$26,MATCH($C788,'Shultis Faw'!$A$2:$A$26,1)))*(INDEX('Shultis Faw'!$C$2:$C$26,MATCH($C788,'Shultis Faw'!$A$2:$A$26,1)+1)-INDEX('Shultis Faw'!$C$2:$C$26,MATCH($C788,'Shultis Faw'!$A$2:$A$26,1)))/(INDEX('Shultis Faw'!$A$2:$A$26,MATCH($C788,'Shultis Faw'!$A$2:$A$26,1)+1)-INDEX('Shultis Faw'!$A$2:$A$26,MATCH($C788,'Shultis Faw'!$A$2:$A$26,1))),$C788*'Shultis Faw'!$C$2/'Shultis Faw'!$A$2)","v":2.5879471999999999},{"$f":"_xlfn.IFNA(INDEX('Shultis Faw'!$D$2:$D$26,MATCH($C788,'Shultis Faw'!$A$2:$A$26,1))+($C788-INDEX('Shultis Faw'!$A$2:$A$26,MATCH($C788,'Shultis Faw'!$A$2:$A$26,1)))*(INDEX('Shultis Faw'!$D$2:$D$26,MATCH($C788,'Shultis Faw'!$A$2:$A$26,1)+1)-INDEX('Shultis Faw'!$D$2:$D$26,MATCH($C788,'Shultis Faw'!$A$2:$A$26,1)))/(INDEX('Shultis Faw'!$A$2:$A$26,MATCH($C788,'Shultis Faw'!$A$2:$A$26,1)+1)-INDEX('Shultis Faw'!$A$2:$A$26,MATCH($C788,'Shultis Faw'!$A$2:$A$26,1))),$C788*'Shultis Faw'!$D$2/'Shultis Faw'!$A$2)","v":1.82976172},{"$f":"_xlfn.IFNA(INDEX('Shultis Faw'!$B$2:$B$26,MATCH($C788,'Shultis Faw'!$A$2:$A$26,1))+($C788-INDEX('Shultis Faw'!$A$2:$A$26,MATCH($C788,'Shultis Faw'!$A$2:$A$26,1)))*(INDEX('Shultis Faw'!$B$2:$B$26,MATCH($C788,'Shultis Faw'!$A$2:$A$26,1)+1)-INDEX('Shultis Faw'!$B$2:$B$26,MATCH($C788,'Shultis Faw'!$A$2:$A$26,1)))/(INDEX('Shultis Faw'!$A$2:$A$26,MATCH($C788,'Shultis Faw'!$A$2:$A$26,1)+1)-INDEX('Shultis Faw'!$A$2:$A$26,MATCH($C788,'Shultis Faw'!$A$2:$A$26,1))),$C788*'Shultis Faw'!$B$2/'Shultis Faw'!$A$2)","v":-0.14269538000000001},{"$f":"_xlfn.IFNA(INDEX('Shultis Faw'!$E$2:$E$26,MATCH($C788,'Shultis Faw'!$A$2:$A$26,1))+($C788-INDEX('Shultis Faw'!$A$2:$A$26,MATCH($C788,'Shultis Faw'!$A$2:$A$26,1)))*(INDEX('Shultis Faw'!$E$2:$E$26,MATCH($C788,'Shultis Faw'!$A$2:$A$26,1)+1)-INDEX('Shultis Faw'!$E$2:$E$26,MATCH($C788,'Shultis Faw'!$A$2:$A$26,1)))/(INDEX('Shultis Faw'!$A$2:$A$26,MATCH($C788,'Shultis Faw'!$A$2:$A$26,1)+1)-INDEX('Shultis Faw'!$A$2:$A$26,MATCH($C788,'Shultis Faw'!$A$2:$A$26,1))),$C788*'Shultis Faw'!$E$2/'Shultis Faw'!$A$2)","v":5.7293383000000003E-2},{"$f":"_xlfn.IFNA(INDEX('Shultis Faw'!$F$2:$F$26,MATCH($C788,'Shultis Faw'!$A$2:$A$26,1))+($C788-INDEX('Shultis Faw'!$A$2:$A$26,MATCH($C788,'Shultis Faw'!$A$2:$A$26,1)))*(INDEX('Shultis Faw'!$F$2:$F$26,MATCH($C788,'Shultis Faw'!$A$2:$A$26,1)+1)-INDEX('Shultis Faw'!$F$2:$F$26,MATCH($C788,'Shultis Faw'!$A$2:$A$26,1)))/(INDEX('Shultis Faw'!$A$2:$A$26,MATCH($C788,'Shultis Faw'!$A$2:$A$26,1)+1)-INDEX('Shultis Faw'!$A$2:$A$26,MATCH($C788,'Shultis Faw'!$A$2:$A$26,1))),$C788*'Shultis Faw'!$F$2/'Shultis Faw'!$A$2)","v":14.280529700000001},{"$f":"J788*(H788*'Externe blootstelling'!$D$23/2)^K788+L788*(TANH(((H788*'Externe blootstelling'!$D$23)/(2*M788))-2)-TANH(-2))/(1-TANH(-2))","v":1.7231458722992292},{"$f":"IF(N788=1,1+(I788-1)*H788*'Externe blootstelling'!$D$23/2,1+(I788-1)*(N788^(H788*'Externe blootstelling'!$D$23/2)-1)/(N788-1))","v":3.8379394911104301},{"$f":"G788*EXP(-H788*'Externe blootstelling'!$D$23/2)*O788","v":2.3654599920789991E-2}]
[null," g ",0.48749999999999999,7.7999999999999996E-14,1.0999999999999999E-4,{"$f":"_xlfn.IFNA(INDEX('hp (pSv cm2)'!$B$2:$B$52,MATCH($C789,'hp (pSv cm2)'!$A$2:$A$52,1))+($C789-INDEX('hp (pSv cm2)'!$A$2:$A$52,MATCH($C789,'hp (pSv cm2)'!$A$2:$A$52,1)))*(INDEX('hp (pSv cm2)'!$B$2:$B$52,MATCH($C789,'hp (pSv cm2)'!$A$2:$A$52,1)+1)-INDEX('hp (pSv cm2)'!$B$2:$B$52,MATCH($C789,'hp (pSv cm2)'!$A$2:$A$52,1)))/(INDEX('hp (pSv cm2)'!$A$2:$A$52,MATCH($C789,'hp (pSv cm2)'!$A$2:$A$52,1)+1)-INDEX('hp (pSv cm2)'!$A$2:$A$52,MATCH($C789,'hp (pSv cm2)'!$A$2:$A$52,1))),$C789*'hp (pSv cm2)'!$B$2/'hp (pSv cm2)'!$A$2)","v":2.4112499999999999},2.6523749999999999E-4,{"$f":"_xlfn.IFNA(0.997*(INDEX('Mass attenuation coefficients'!$B$2:$B$37,MATCH($C789,'Mass attenuation coefficients'!$A$2:$A$37,1))+($C789-INDEX('Mass attenuation coefficients'!$A$2:$A$37,MATCH($C789,'Mass attenuation coefficients'!$A$2:$A$37,1)))*(INDEX('Mass attenuation coefficients'!$B$2:$B$37,MATCH($C789,'Mass attenuation coefficients'!$A$2:$A$37,1)+1)-INDEX('Mass attenuation coefficients'!$B$2:$B$37,MATCH($C789,'Mass attenuation coefficients'!$A$2:$A$37,1)))/(INDEX('Mass attenuation coefficients'!$A$2:$A$37,MATCH($C789,'Mass attenuation coefficients'!$A$2:$A$37,1)+1)-INDEX('Mass attenuation coefficients'!$A$2:$A$37,MATCH($C789,'Mass attenuation coefficients'!$A$2:$A$37,1)))),0.997*$C789*'Mass attenuation coefficients'!$B$2/'Mass attenuation coefficients'!$A$2)","v":9.7729678749999993E-2},{"$f":"_xlfn.IFNA(INDEX('Shultis Faw'!$C$2:$C$26,MATCH($C789,'Shultis Faw'!$A$2:$A$26,1))+($C789-INDEX('Shultis Faw'!$A$2:$A$26,MATCH($C789,'Shultis Faw'!$A$2:$A$26,1)))*(INDEX('Shultis Faw'!$C$2:$C$26,MATCH($C789,'Shultis Faw'!$A$2:$A$26,1)+1)-INDEX('Shultis Faw'!$C$2:$C$26,MATCH($C789,'Shultis Faw'!$A$2:$A$26,1)))/(INDEX('Shultis Faw'!$A$2:$A$26,MATCH($C789,'Shultis Faw'!$A$2:$A$26,1)+1)-INDEX('Shultis Faw'!$A$2:$A$26,MATCH($C789,'Shultis Faw'!$A$2:$A$26,1))),$C789*'Shultis Faw'!$C$2/'Shultis Faw'!$A$2)","v":2.52},{"$f":"_xlfn.IFNA(INDEX('Shultis Faw'!$D$2:$D$26,MATCH($C789,'Shultis Faw'!$A$2:$A$26,1))+($C789-INDEX('Shultis Faw'!$A$2:$A$26,MATCH($C789,'Shultis Faw'!$A$2:$A$26,1)))*(INDEX('Shultis Faw'!$D$2:$D$26,MATCH($C789,'Shultis Faw'!$A$2:$A$26,1)+1)-INDEX('Shultis Faw'!$D$2:$D$26,MATCH($C789,'Shultis Faw'!$A$2:$A$26,1)))/(INDEX('Shultis Faw'!$A$2:$A$26,MATCH($C789,'Shultis Faw'!$A$2:$A$26,1)+1)-INDEX('Shultis Faw'!$A$2:$A$26,MATCH($C789,'Shultis Faw'!$A$2:$A$26,1))),$C789*'Shultis Faw'!$D$2/'Shultis Faw'!$A$2)","v":1.7805},{"$f":"_xlfn.IFNA(INDEX('Shultis Faw'!$B$2:$B$26,MATCH($C789,'Shultis Faw'!$A$2:$A$26,1))+($C789-INDEX('Shultis Faw'!$A$2:$A$26,MATCH($C789,'Shultis Faw'!$A$2:$A$26,1)))*(INDEX('Shultis Faw'!$B$2:$B$26,MATCH($C789,'Shultis Faw'!$A$2:$A$26,1)+1)-INDEX('Shultis Faw'!$B$2:$B$26,MATCH($C789,'Shultis Faw'!$A$2:$A$26,1)))/(INDEX('Shultis Faw'!$A$2:$A$26,MATCH($C789,'Shultis Faw'!$A$2:$A$26,1)+1)-INDEX('Shultis Faw'!$A$2:$A$26,MATCH($C789,'Shultis Faw'!$A$2:$A$26,1))),$C789*'Shultis Faw'!$B$2/'Shultis Faw'!$A$2)","v":-0.13675000000000001},{"$f":"_xlfn.IFNA(INDEX('Shultis Faw'!$E$2:$E$26,MATCH($C789,'Shultis Faw'!$A$2:$A$26,1))+($C789-INDEX('Shultis Faw'!$A$2:$A$26,MATCH($C789,'Shultis Faw'!$A$2:$A$26,1)))*(INDEX('Shultis Faw'!$E$2:$E$26,MATCH($C789,'Shultis Faw'!$A$2:$A$26,1)+1)-INDEX('Shultis Faw'!$E$2:$E$26,MATCH($C789,'Shultis Faw'!$A$2:$A$26,1)))/(INDEX('Shultis Faw'!$A$2:$A$26,MATCH($C789,'Shultis Faw'!$A$2:$A$26,1)+1)-INDEX('Shultis Faw'!$A$2:$A$26,MATCH($C789,'Shultis Faw'!$A$2:$A$26,1))),$C789*'Shultis Faw'!$E$2/'Shultis Faw'!$A$2)","v":5.5212500000000005E-2},{"$f":"_xlfn.IFNA(INDEX('Shultis Faw'!$F$2:$F$26,MATCH($C789,'Shultis Faw'!$A$2:$A$26,1))+($C789-INDEX('Shultis Faw'!$A$2:$A$26,MATCH($C789,'Shultis Faw'!$A$2:$A$26,1)))*(INDEX('Shultis Faw'!$F$2:$F$26,MATCH($C789,'Shultis Faw'!$A$2:$A$26,1)+1)-INDEX('Shultis Faw'!$F$2:$F$26,MATCH($C789,'Shultis Faw'!$A$2:$A$26,1)))/(INDEX('Shultis Faw'!$A$2:$A$26,MATCH($C789,'Shultis Faw'!$A$2:$A$26,1)+1)-INDEX('Shultis Faw'!$A$2:$A$26,MATCH($C789,'Shultis Faw'!$A$2:$A$26,1))),$C789*'Shultis Faw'!$F$2/'Shultis Faw'!$A$2)","v":14.31875},{"$f":"J789*(H789*'Externe blootstelling'!$D$23/2)^K789+L789*(TANH(((H789*'Externe blootstelling'!$D$23)/(2*M789))-2)-TANH(-2))/(1-TANH(-2))","v":1.6899861083419785},{"$f":"IF(N789=1,1+(I789-1)*H789*'Externe blootstelling'!$D$23/2,1+(I789-1)*(N789^(H789*'Externe blootstelling'!$D$23/2)-1)/(N789-1))","v":3.551147371454066},{"$f":"G789*EXP(-H789*'Externe blootstelling'!$D$23/2)*O789","v":2.1744614795770465E-4}]
[null," g ",0.49080000000000001,7.8528000000000001E-14,1.7E-5,{"$f":"_xlfn.IFNA(INDEX('hp (pSv cm2)'!$B$2:$B$52,MATCH($C790,'hp (pSv cm2)'!$A$2:$A$52,1))+($C790-INDEX('hp (pSv cm2)'!$A$2:$A$52,MATCH($C790,'hp (pSv cm2)'!$A$2:$A$52,1)))*(INDEX('hp (pSv cm2)'!$B$2:$B$52,MATCH($C790,'hp (pSv cm2)'!$A$2:$A$52,1)+1)-INDEX('hp (pSv cm2)'!$B$2:$B$52,MATCH($C790,'hp (pSv cm2)'!$A$2:$A$52,1)))/(INDEX('hp (pSv cm2)'!$A$2:$A$52,MATCH($C790,'hp (pSv cm2)'!$A$2:$A$52,1)+1)-INDEX('hp (pSv cm2)'!$A$2:$A$52,MATCH($C790,'hp (pSv cm2)'!$A$2:$A$52,1))),$C790*'hp (pSv cm2)'!$B$2/'hp (pSv cm2)'!$A$2)","v":2.4267600000000003},4.1254920000000005E-5,{"$f":"_xlfn.IFNA(0.997*(INDEX('Mass attenuation coefficients'!$B$2:$B$37,MATCH($C790,'Mass attenuation coefficients'!$A$2:$A$37,1))+($C790-INDEX('Mass attenuation coefficients'!$A$2:$A$37,MATCH($C790,'Mass attenuation coefficients'!$A$2:$A$37,1)))*(INDEX('Mass attenuation coefficients'!$B$2:$B$37,MATCH($C790,'Mass attenuation coefficients'!$A$2:$A$37,1)+1)-INDEX('Mass attenuation coefficients'!$B$2:$B$37,MATCH($C790,'Mass attenuation coefficients'!$A$2:$A$37,1)))/(INDEX('Mass attenuation coefficients'!$A$2:$A$37,MATCH($C790,'Mass attenuation coefficients'!$A$2:$A$37,1)+1)-INDEX('Mass attenuation coefficients'!$A$2:$A$37,MATCH($C790,'Mass attenuation coefficients'!$A$2:$A$37,1)))),0.997*$C790*'Mass attenuation coefficients'!$B$2/'Mass attenuation coefficients'!$A$2)","v":9.7426002519999999E-2},{"$f":"_xlfn.IFNA(INDEX('Shultis Faw'!$C$2:$C$26,MATCH($C790,'Shultis Faw'!$A$2:$A$26,1))+($C790-INDEX('Shultis Faw'!$A$2:$A$26,MATCH($C790,'Shultis Faw'!$A$2:$A$26,1)))*(INDEX('Shultis Faw'!$C$2:$C$26,MATCH($C790,'Shultis Faw'!$A$2:$A$26,1)+1)-INDEX('Shultis Faw'!$C$2:$C$26,MATCH($C790,'Shultis Faw'!$A$2:$A$26,1)))/(INDEX('Shultis Faw'!$A$2:$A$26,MATCH($C790,'Shultis Faw'!$A$2:$A$26,1)+1)-INDEX('Shultis Faw'!$A$2:$A$26,MATCH($C790,'Shultis Faw'!$A$2:$A$26,1))),$C790*'Shultis Faw'!$C$2/'Shultis Faw'!$A$2)","v":2.5147200000000001},{"$f":"_xlfn.IFNA(INDEX('Shultis Faw'!$D$2:$D$26,MATCH($C790,'Shultis Faw'!$A$2:$A$26,1))+($C790-INDEX('Shultis Faw'!$A$2:$A$26,MATCH($C790,'Shultis Faw'!$A$2:$A$26,1)))*(INDEX('Shultis Faw'!$D$2:$D$26,MATCH($C790,'Shultis Faw'!$A$2:$A$26,1)+1)-INDEX('Shultis Faw'!$D$2:$D$26,MATCH($C790,'Shultis Faw'!$A$2:$A$26,1)))/(INDEX('Shultis Faw'!$A$2:$A$26,MATCH($C790,'Shultis Faw'!$A$2:$A$26,1)+1)-INDEX('Shultis Faw'!$A$2:$A$26,MATCH($C790,'Shultis Faw'!$A$2:$A$26,1))),$C790*'Shultis Faw'!$D$2/'Shultis Faw'!$A$2)","v":1.776672},{"$f":"_xlfn.IFNA(INDEX('Shultis Faw'!$B$2:$B$26,MATCH($C790,'Shultis Faw'!$A$2:$A$26,1))+($C790-INDEX('Shultis Faw'!$A$2:$A$26,MATCH($C790,'Shultis Faw'!$A$2:$A$26,1)))*(INDEX('Shultis Faw'!$B$2:$B$26,MATCH($C790,'Shultis Faw'!$A$2:$A$26,1)+1)-INDEX('Shultis Faw'!$B$2:$B$26,MATCH($C790,'Shultis Faw'!$A$2:$A$26,1)))/(INDEX('Shultis Faw'!$A$2:$A$26,MATCH($C790,'Shultis Faw'!$A$2:$A$26,1)+1)-INDEX('Shultis Faw'!$A$2:$A$26,MATCH($C790,'Shultis Faw'!$A$2:$A$26,1))),$C790*'Shultis Faw'!$B$2/'Shultis Faw'!$A$2)","v":-0.13628799999999999},{"$f":"_xlfn.IFNA(INDEX('Shultis Faw'!$E$2:$E$26,MATCH($C790,'Shultis Faw'!$A$2:$A$26,1))+($C790-INDEX('Shultis Faw'!$A$2:$A$26,MATCH($C790,'Shultis Faw'!$A$2:$A$26,1)))*(INDEX('Shultis Faw'!$E$2:$E$26,MATCH($C790,'Shultis Faw'!$A$2:$A$26,1)+1)-INDEX('Shultis Faw'!$E$2:$E$26,MATCH($C790,'Shultis Faw'!$A$2:$A$26,1)))/(INDEX('Shultis Faw'!$A$2:$A$26,MATCH($C790,'Shultis Faw'!$A$2:$A$26,1)+1)-INDEX('Shultis Faw'!$A$2:$A$26,MATCH($C790,'Shultis Faw'!$A$2:$A$26,1))),$C790*'Shultis Faw'!$E$2/'Shultis Faw'!$A$2)","v":5.5050800000000004E-2},{"$f":"_xlfn.IFNA(INDEX('Shultis Faw'!$F$2:$F$26,MATCH($C790,'Shultis Faw'!$A$2:$A$26,1))+($C790-INDEX('Shultis Faw'!$A$2:$A$26,MATCH($C790,'Shultis Faw'!$A$2:$A$26,1)))*(INDEX('Shultis Faw'!$F$2:$F$26,MATCH($C790,'Shultis Faw'!$A$2:$A$26,1)+1)-INDEX('Shultis Faw'!$F$2:$F$26,MATCH($C790,'Shultis Faw'!$A$2:$A$26,1)))/(INDEX('Shultis Faw'!$A$2:$A$26,MATCH($C790,'Shultis Faw'!$A$2:$A$26,1)+1)-INDEX('Shultis Faw'!$A$2:$A$26,MATCH($C790,'Shultis Faw'!$A$2:$A$26,1))),$C790*'Shultis Faw'!$F$2/'Shultis Faw'!$A$2)","v":14.321720000000001},{"$f":"J790*(H790*'Externe blootstelling'!$D$23/2)^K790+L790*(TANH(((H790*'Externe blootstelling'!$D$23)/(2*M790))-2)-TANH(-2))/(1-TANH(-2))","v":1.687365153818172},{"$f":"IF(N790=1,1+(I790-1)*H790*'Externe blootstelling'!$D$23/2,1+(I790-1)*(N790^(H790*'Externe blootstelling'!$D$23/2)-1)/(N790-1))","v":3.5298773433719779},{"$f":"G790*EXP(-H790*'Externe blootstelling'!$D$23/2)*O790","v":3.3772385246482631E-5}]
[null," g ",0.5,8E-14,1.4E-5,{"$f":"_xlfn.IFNA(INDEX('hp (pSv cm2)'!$B$2:$B$52,MATCH($C791,'hp (pSv cm2)'!$A$2:$A$52,1))+($C791-INDEX('hp (pSv cm2)'!$A$2:$A$52,MATCH($C791,'hp (pSv cm2)'!$A$2:$A$52,1)))*(INDEX('hp (pSv cm2)'!$B$2:$B$52,MATCH($C791,'hp (pSv cm2)'!$A$2:$A$52,1)+1)-INDEX('hp (pSv cm2)'!$B$2:$B$52,MATCH($C791,'hp (pSv cm2)'!$A$2:$A$52,1)))/(INDEX('hp (pSv cm2)'!$A$2:$A$52,MATCH($C791,'hp (pSv cm2)'!$A$2:$A$52,1)+1)-INDEX('hp (pSv cm2)'!$A$2:$A$52,MATCH($C791,'hp (pSv cm2)'!$A$2:$A$52,1))),$C791*'hp (pSv cm2)'!$B$2/'hp (pSv cm2)'!$A$2)","v":2.4700000000000002},3.4580000000000004E-5,{"$f":"_xlfn.IFNA(0.997*(INDEX('Mass attenuation coefficients'!$B$2:$B$37,MATCH($C791,'Mass attenuation coefficients'!$A$2:$A$37,1))+($C791-INDEX('Mass attenuation coefficients'!$A$2:$A$37,MATCH($C791,'Mass attenuation coefficients'!$A$2:$A$37,1)))*(INDEX('Mass attenuation coefficients'!$B$2:$B$37,MATCH($C791,'Mass attenuation coefficients'!$A$2:$A$37,1)+1)-INDEX('Mass attenuation coefficients'!$B$2:$B$37,MATCH($C791,'Mass attenuation coefficients'!$A$2:$A$37,1)))/(INDEX('Mass attenuation coefficients'!$A$2:$A$37,MATCH($C791,'Mass attenuation coefficients'!$A$2:$A$37,1)+1)-INDEX('Mass attenuation coefficients'!$A$2:$A$37,MATCH($C791,'Mass attenuation coefficients'!$A$2:$A$37,1)))),0.997*$C791*'Mass attenuation coefficients'!$B$2/'Mass attenuation coefficients'!$A$2)","v":9.6579390000000001E-2},{"$f":"_xlfn.IFNA(INDEX('Shultis Faw'!$C$2:$C$26,MATCH($C791,'Shultis Faw'!$A$2:$A$26,1))+($C791-INDEX('Shultis Faw'!$A$2:$A$26,MATCH($C791,'Shultis Faw'!$A$2:$A$26,1)))*(INDEX('Shultis Faw'!$C$2:$C$26,MATCH($C791,'Shultis Faw'!$A$2:$A$26,1)+1)-INDEX('Shultis Faw'!$C$2:$C$26,MATCH($C791,'Shultis Faw'!$A$2:$A$26,1)))/(INDEX('Shultis Faw'!$A$2:$A$26,MATCH($C791,'Shultis Faw'!$A$2:$A$26,1)+1)-INDEX('Shultis Faw'!$A$2:$A$26,MATCH($C791,'Shultis Faw'!$A$2:$A$26,1))),$C791*'Shultis Faw'!$C$2/'Shultis Faw'!$A$2)","v":2.5},{"$f":"_xlfn.IFNA(INDEX('Shultis Faw'!$D$2:$D$26,MATCH($C791,'Shultis Faw'!$A$2:$A$26,1))+($C791-INDEX('Shultis Faw'!$A$2:$A$26,MATCH($C791,'Shultis Faw'!$A$2:$A$26,1)))*(INDEX('Shultis Faw'!$D$2:$D$26,MATCH($C791,'Shultis Faw'!$A$2:$A$26,1)+1)-INDEX('Shultis Faw'!$D$2:$D$26,MATCH($C791,'Shultis Faw'!$A$2:$A$26,1)))/(INDEX('Shultis Faw'!$A$2:$A$26,MATCH($C791,'Shultis Faw'!$A$2:$A$26,1)+1)-INDEX('Shultis Faw'!$A$2:$A$26,MATCH($C791,'Shultis Faw'!$A$2:$A$26,1))),$C791*'Shultis Faw'!$D$2/'Shultis Faw'!$A$2)","v":1.766},{"$f":"_xlfn.IFNA(INDEX('Shultis Faw'!$B$2:$B$26,MATCH($C791,'Shultis Faw'!$A$2:$A$26,1))+($C791-INDEX('Shultis Faw'!$A$2:$A$26,MATCH($C791,'Shultis Faw'!$A$2:$A$26,1)))*(INDEX('Shultis Faw'!$B$2:$B$26,MATCH($C791,'Shultis Faw'!$A$2:$A$26,1)+1)-INDEX('Shultis Faw'!$B$2:$B$26,MATCH($C791,'Shultis Faw'!$A$2:$A$26,1)))/(INDEX('Shultis Faw'!$A$2:$A$26,MATCH($C791,'Shultis Faw'!$A$2:$A$26,1)+1)-INDEX('Shultis Faw'!$A$2:$A$26,MATCH($C791,'Shultis Faw'!$A$2:$A$26,1))),$C791*'Shultis Faw'!$B$2/'Shultis Faw'!$A$2)","v":-0.13500000000000001},{"$f":"_xlfn.IFNA(INDEX('Shultis Faw'!$E$2:$E$26,MATCH($C791,'Shultis Faw'!$A$2:$A$26,1))+($C791-INDEX('Shultis Faw'!$A$2:$A$26,MATCH($C791,'Shultis Faw'!$A$2:$A$26,1)))*(INDEX('Shultis Faw'!$E$2:$E$26,MATCH($C791,'Shultis Faw'!$A$2:$A$26,1)+1)-INDEX('Shultis Faw'!$E$2:$E$26,MATCH($C791,'Shultis Faw'!$A$2:$A$26,1)))/(INDEX('Shultis Faw'!$A$2:$A$26,MATCH($C791,'Shultis Faw'!$A$2:$A$26,1)+1)-INDEX('Shultis Faw'!$A$2:$A$26,MATCH($C791,'Shultis Faw'!$A$2:$A$26,1))),$C791*'Shultis Faw'!$E$2/'Shultis Faw'!$A$2)","v":5.4600000000000003E-2},{"$f":"_xlfn.IFNA(INDEX('Shultis Faw'!$F$2:$F$26,MATCH($C791,'Shultis Faw'!$A$2:$A$26,1))+($C791-INDEX('Shultis Faw'!$A$2:$A$26,MATCH($C791,'Shultis Faw'!$A$2:$A$26,1)))*(INDEX('Shultis Faw'!$F$2:$F$26,MATCH($C791,'Shultis Faw'!$A$2:$A$26,1)+1)-INDEX('Shultis Faw'!$F$2:$F$26,MATCH($C791,'Shultis Faw'!$A$2:$A$26,1)))/(INDEX('Shultis Faw'!$A$2:$A$26,MATCH($C791,'Shultis Faw'!$A$2:$A$26,1)+1)-INDEX('Shultis Faw'!$A$2:$A$26,MATCH($C791,'Shultis Faw'!$A$2:$A$26,1))),$C791*'Shultis Faw'!$F$2/'Shultis Faw'!$A$2)","v":14.33},{"$f":"J791*(H791*'Externe blootstelling'!$D$23/2)^K791+L791*(TANH(((H791*'Externe blootstelling'!$D$23)/(2*M791))-2)-TANH(-2))/(1-TANH(-2))","v":1.6800245912332954},{"$f":"IF(N791=1,1+(I791-1)*H791*'Externe blootstelling'!$D$23/2,1+(I791-1)*(N791^(H791*'Externe blootstelling'!$D$23/2)-1)/(N791-1))","v":3.4713263824653922},{"$f":"G791*EXP(-H791*'Externe blootstelling'!$D$23/2)*O791","v":2.8194344098999089E-5}]
[null," g ",0.51,8.1600000000000001E-14,3.9999999999999998E-6,{"$f":"_xlfn.IFNA(INDEX('hp (pSv cm2)'!$B$2:$B$52,MATCH($C792,'hp (pSv cm2)'!$A$2:$A$52,1))+($C792-INDEX('hp (pSv cm2)'!$A$2:$A$52,MATCH($C792,'hp (pSv cm2)'!$A$2:$A$52,1)))*(INDEX('hp (pSv cm2)'!$B$2:$B$52,MATCH($C792,'hp (pSv cm2)'!$A$2:$A$52,1)+1)-INDEX('hp (pSv cm2)'!$B$2:$B$52,MATCH($C792,'hp (pSv cm2)'!$A$2:$A$52,1)))/(INDEX('hp (pSv cm2)'!$A$2:$A$52,MATCH($C792,'hp (pSv cm2)'!$A$2:$A$52,1)+1)-INDEX('hp (pSv cm2)'!$A$2:$A$52,MATCH($C792,'hp (pSv cm2)'!$A$2:$A$52,1))),$C792*'hp (pSv cm2)'!$B$2/'hp (pSv cm2)'!$A$2)","v":2.5140000000000002},1.0056E-5,{"$f":"_xlfn.IFNA(0.997*(INDEX('Mass attenuation coefficients'!$B$2:$B$37,MATCH($C792,'Mass attenuation coefficients'!$A$2:$A$37,1))+($C792-INDEX('Mass attenuation coefficients'!$A$2:$A$37,MATCH($C792,'Mass attenuation coefficients'!$A$2:$A$37,1)))*(INDEX('Mass attenuation coefficients'!$B$2:$B$37,MATCH($C792,'Mass attenuation coefficients'!$A$2:$A$37,1)+1)-INDEX('Mass attenuation coefficients'!$B$2:$B$37,MATCH($C792,'Mass attenuation coefficients'!$A$2:$A$37,1)))/(INDEX('Mass attenuation coefficients'!$A$2:$A$37,MATCH($C792,'Mass attenuation coefficients'!$A$2:$A$37,1)+1)-INDEX('Mass attenuation coefficients'!$A$2:$A$37,MATCH($C792,'Mass attenuation coefficients'!$A$2:$A$37,1)))),0.997*$C792*'Mass attenuation coefficients'!$B$2/'Mass attenuation coefficients'!$A$2)","v":9.5850583000000003E-2},{"$f":"_xlfn.IFNA(INDEX('Shultis Faw'!$C$2:$C$26,MATCH($C792,'Shultis Faw'!$A$2:$A$26,1))+($C792-INDEX('Shultis Faw'!$A$2:$A$26,MATCH($C792,'Shultis Faw'!$A$2:$A$26,1)))*(INDEX('Shultis Faw'!$C$2:$C$26,MATCH($C792,'Shultis Faw'!$A$2:$A$26,1)+1)-INDEX('Shultis Faw'!$C$2:$C$26,MATCH($C792,'Shultis Faw'!$A$2:$A$26,1)))/(INDEX('Shultis Faw'!$A$2:$A$26,MATCH($C792,'Shultis Faw'!$A$2:$A$26,1)+1)-INDEX('Shultis Faw'!$A$2:$A$26,MATCH($C792,'Shultis Faw'!$A$2:$A$26,1))),$C792*'Shultis Faw'!$C$2/'Shultis Faw'!$A$2)","v":2.4876999999999998},{"$f":"_xlfn.IFNA(INDEX('Shultis Faw'!$D$2:$D$26,MATCH($C792,'Shultis Faw'!$A$2:$A$26,1))+($C792-INDEX('Shultis Faw'!$A$2:$A$26,MATCH($C792,'Shultis Faw'!$A$2:$A$26,1)))*(INDEX('Shultis Faw'!$D$2:$D$26,MATCH($C792,'Shultis Faw'!$A$2:$A$26,1)+1)-INDEX('Shultis Faw'!$D$2:$D$26,MATCH($C792,'Shultis Faw'!$A$2:$A$26,1)))/(INDEX('Shultis Faw'!$A$2:$A$26,MATCH($C792,'Shultis Faw'!$A$2:$A$26,1)+1)-INDEX('Shultis Faw'!$A$2:$A$26,MATCH($C792,'Shultis Faw'!$A$2:$A$26,1))),$C792*'Shultis Faw'!$D$2/'Shultis Faw'!$A$2)","v":1.7573000000000001},{"$f":"_xlfn.IFNA(INDEX('Shultis Faw'!$B$2:$B$26,MATCH($C792,'Shultis Faw'!$A$2:$A$26,1))+($C792-INDEX('Shultis Faw'!$A$2:$A$26,MATCH($C792,'Shultis Faw'!$A$2:$A$26,1)))*(INDEX('Shultis Faw'!$B$2:$B$26,MATCH($C792,'Shultis Faw'!$A$2:$A$26,1)+1)-INDEX('Shultis Faw'!$B$2:$B$26,MATCH($C792,'Shultis Faw'!$A$2:$A$26,1)))/(INDEX('Shultis Faw'!$A$2:$A$26,MATCH($C792,'Shultis Faw'!$A$2:$A$26,1)+1)-INDEX('Shultis Faw'!$A$2:$A$26,MATCH($C792,'Shultis Faw'!$A$2:$A$26,1))),$C792*'Shultis Faw'!$B$2/'Shultis Faw'!$A$2)","v":-0.13390000000000002},{"$f":"_xlfn.IFNA(INDEX('Shultis Faw'!$E$2:$E$26,MATCH($C792,'Shultis Faw'!$A$2:$A$26,1))+($C792-INDEX('Shultis Faw'!$A$2:$A$26,MATCH($C792,'Shultis Faw'!$A$2:$A$26,1)))*(INDEX('Shultis Faw'!$E$2:$E$26,MATCH($C792,'Shultis Faw'!$A$2:$A$26,1)+1)-INDEX('Shultis Faw'!$E$2:$E$26,MATCH($C792,'Shultis Faw'!$A$2:$A$26,1)))/(INDEX('Shultis Faw'!$A$2:$A$26,MATCH($C792,'Shultis Faw'!$A$2:$A$26,1)+1)-INDEX('Shultis Faw'!$A$2:$A$26,MATCH($C792,'Shultis Faw'!$A$2:$A$26,1))),$C792*'Shultis Faw'!$E$2/'Shultis Faw'!$A$2)","v":5.4170000000000003E-2},{"$f":"_xlfn.IFNA(INDEX('Shultis Faw'!$F$2:$F$26,MATCH($C792,'Shultis Faw'!$A$2:$A$26,1))+($C792-INDEX('Shultis Faw'!$A$2:$A$26,MATCH($C792,'Shultis Faw'!$A$2:$A$26,1)))*(INDEX('Shultis Faw'!$F$2:$F$26,MATCH($C792,'Shultis Faw'!$A$2:$A$26,1)+1)-INDEX('Shultis Faw'!$F$2:$F$26,MATCH($C792,'Shultis Faw'!$A$2:$A$26,1)))/(INDEX('Shultis Faw'!$A$2:$A$26,MATCH($C792,'Shultis Faw'!$A$2:$A$26,1)+1)-INDEX('Shultis Faw'!$A$2:$A$26,MATCH($C792,'Shultis Faw'!$A$2:$A$26,1))),$C792*'Shultis Faw'!$F$2/'Shultis Faw'!$A$2)","v":14.32},{"$f":"J792*(H792*'Externe blootstelling'!$D$23/2)^K792+L792*(TANH(((H792*'Externe blootstelling'!$D$23)/(2*M792))-2)-TANH(-2))/(1-TANH(-2))","v":1.6741244507878512},{"$f":"IF(N792=1,1+(I792-1)*H792*'Externe blootstelling'!$D$23/2,1+(I792-1)*(N792^(H792*'Externe blootstelling'!$D$23/2)-1)/(N792-1))","v":3.4225732253435317},{"$f":"G792*EXP(-H792*'Externe blootstelling'!$D$23/2)*O792","v":8.1727332456827627E-6}]
[null," g ",0.5232,{"$f":"C793*1000000*1.6E-19","v":8.3711999999999997E-14},1.4E-5,{"$f":"_xlfn.IFNA(INDEX('hp (pSv cm2)'!$B$2:$B$52,MATCH($C793,'hp (pSv cm2)'!$A$2:$A$52,1))+($C793-INDEX('hp (pSv cm2)'!$A$2:$A$52,MATCH($C793,'hp (pSv cm2)'!$A$2:$A$52,1)))*(INDEX('hp (pSv cm2)'!$B$2:$B$52,MATCH($C793,'hp (pSv cm2)'!$A$2:$A$52,1)+1)-INDEX('hp (pSv cm2)'!$B$2:$B$52,MATCH($C793,'hp (pSv cm2)'!$A$2:$A$52,1)))/(INDEX('hp (pSv cm2)'!$A$2:$A$52,MATCH($C793,'hp (pSv cm2)'!$A$2:$A$52,1)+1)-INDEX('hp (pSv cm2)'!$A$2:$A$52,MATCH($C793,'hp (pSv cm2)'!$A$2:$A$52,1))),$C793*'hp (pSv cm2)'!$B$2/'hp (pSv cm2)'!$A$2)","v":2.5720800000000001},{"$f":"F793*E793","v":3.6009120000000002E-5},{"$f":"_xlfn.IFNA(0.997*(INDEX('Mass attenuation coefficients'!$B$2:$B$37,MATCH($C793,'Mass attenuation coefficients'!$A$2:$A$37,1))+($C793-INDEX('Mass attenuation coefficients'!$A$2:$A$37,MATCH($C793,'Mass attenuation coefficients'!$A$2:$A$37,1)))*(INDEX('Mass attenuation coefficients'!$B$2:$B$37,MATCH($C793,'Mass attenuation coefficients'!$A$2:$A$37,1)+1)-INDEX('Mass attenuation coefficients'!$B$2:$B$37,MATCH($C793,'Mass attenuation coefficients'!$A$2:$A$37,1)))/(INDEX('Mass attenuation coefficients'!$A$2:$A$37,MATCH($C793,'Mass attenuation coefficients'!$A$2:$A$37,1)+1)-INDEX('Mass attenuation coefficients'!$A$2:$A$37,MATCH($C793,'Mass attenuation coefficients'!$A$2:$A$37,1)))),0.997*$C793*'Mass attenuation coefficients'!$B$2/'Mass attenuation coefficients'!$A$2)","v":9.4888557759999992E-2},{"$f":"_xlfn.IFNA(INDEX('Shultis Faw'!$C$2:$C$26,MATCH($C793,'Shultis Faw'!$A$2:$A$26,1))+($C793-INDEX('Shultis Faw'!$A$2:$A$26,MATCH($C793,'Shultis Faw'!$A$2:$A$26,1)))*(INDEX('Shultis Faw'!$C$2:$C$26,MATCH($C793,'Shultis Faw'!$A$2:$A$26,1)+1)-INDEX('Shultis Faw'!$C$2:$C$26,MATCH($C793,'Shultis Faw'!$A$2:$A$26,1)))/(INDEX('Shultis Faw'!$A$2:$A$26,MATCH($C793,'Shultis Faw'!$A$2:$A$26,1)+1)-INDEX('Shultis Faw'!$A$2:$A$26,MATCH($C793,'Shultis Faw'!$A$2:$A$26,1))),$C793*'Shultis Faw'!$C$2/'Shultis Faw'!$A$2)","v":2.4714640000000001},{"$f":"_xlfn.IFNA(INDEX('Shultis Faw'!$D$2:$D$26,MATCH($C793,'Shultis Faw'!$A$2:$A$26,1))+($C793-INDEX('Shultis Faw'!$A$2:$A$26,MATCH($C793,'Shultis Faw'!$A$2:$A$26,1)))*(INDEX('Shultis Faw'!$D$2:$D$26,MATCH($C793,'Shultis Faw'!$A$2:$A$26,1)+1)-INDEX('Shultis Faw'!$D$2:$D$26,MATCH($C793,'Shultis Faw'!$A$2:$A$26,1)))/(INDEX('Shultis Faw'!$A$2:$A$26,MATCH($C793,'Shultis Faw'!$A$2:$A$26,1)+1)-INDEX('Shultis Faw'!$A$2:$A$26,MATCH($C793,'Shultis Faw'!$A$2:$A$26,1))),$C793*'Shultis Faw'!$D$2/'Shultis Faw'!$A$2)","v":1.745816},{"$f":"_xlfn.IFNA(INDEX('Shultis Faw'!$B$2:$B$26,MATCH($C793,'Shultis Faw'!$A$2:$A$26,1))+($C793-INDEX('Shultis Faw'!$A$2:$A$26,MATCH($C793,'Shultis Faw'!$A$2:$A$26,1)))*(INDEX('Shultis Faw'!$B$2:$B$26,MATCH($C793,'Shultis Faw'!$A$2:$A$26,1)+1)-INDEX('Shultis Faw'!$B$2:$B$26,MATCH($C793,'Shultis Faw'!$A$2:$A$26,1)))/(INDEX('Shultis Faw'!$A$2:$A$26,MATCH($C793,'Shultis Faw'!$A$2:$A$26,1)+1)-INDEX('Shultis Faw'!$A$2:$A$26,MATCH($C793,'Shultis Faw'!$A$2:$A$26,1))),$C793*'Shultis Faw'!$B$2/'Shultis Faw'!$A$2)","v":-0.13244800000000001},{"$f":"_xlfn.IFNA(INDEX('Shultis Faw'!$E$2:$E$26,MATCH($C793,'Shultis Faw'!$A$2:$A$26,1))+($C793-INDEX('Shultis Faw'!$A$2:$A$26,MATCH($C793,'Shultis Faw'!$A$2:$A$26,1)))*(INDEX('Shultis Faw'!$E$2:$E$26,MATCH($C793,'Shultis Faw'!$A$2:$A$26,1)+1)-INDEX('Shultis Faw'!$E$2:$E$26,MATCH($C793,'Shultis Faw'!$A$2:$A$26,1)))/(INDEX('Shultis Faw'!$A$2:$A$26,MATCH($C793,'Shultis Faw'!$A$2:$A$26,1)+1)-INDEX('Shultis Faw'!$A$2:$A$26,MATCH($C793,'Shultis Faw'!$A$2:$A$26,1))),$C793*'Shultis Faw'!$E$2/'Shultis Faw'!$A$2)","v":5.3602400000000001E-2},{"$f":"_xlfn.IFNA(INDEX('Shultis Faw'!$F$2:$F$26,MATCH($C793,'Shultis Faw'!$A$2:$A$26,1))+($C793-INDEX('Shultis Faw'!$A$2:$A$26,MATCH($C793,'Shultis Faw'!$A$2:$A$26,1)))*(INDEX('Shultis Faw'!$F$2:$F$26,MATCH($C793,'Shultis Faw'!$A$2:$A$26,1)+1)-INDEX('Shultis Faw'!$F$2:$F$26,MATCH($C793,'Shultis Faw'!$A$2:$A$26,1)))/(INDEX('Shultis Faw'!$A$2:$A$26,MATCH($C793,'Shultis Faw'!$A$2:$A$26,1)+1)-INDEX('Shultis Faw'!$A$2:$A$26,MATCH($C793,'Shultis Faw'!$A$2:$A$26,1))),$C793*'Shultis Faw'!$F$2/'Shultis Faw'!$A$2)","v":14.306800000000001},{"$f":"J793*(H793*'Externe blootstelling'!$D$23/2)^K793+L793*(TANH(((H793*'Externe blootstelling'!$D$23)/(2*M793))-2)-TANH(-2))/(1-TANH(-2))","v":1.6662824463782815},{"$f":"IF(N793=1,1+(I793-1)*H793*'Externe blootstelling'!$D$23/2,1+(I793-1)*(N793^(H793*'Externe blootstelling'!$D$23/2)-1)/(N793-1))","v":3.3593868259239015},{"$f":"G793*EXP(-H793*'Externe blootstelling'!$D$23/2)*O793","v":2.9142638384391461E-5}]
[null," g ",0.52761099999999994,8.4417759999999982E-14,7.2999999999999996E-4,{"$f":"_xlfn.IFNA(INDEX('hp (pSv cm2)'!$B$2:$B$52,MATCH($C794,'hp (pSv cm2)'!$A$2:$A$52,1))+($C794-INDEX('hp (pSv cm2)'!$A$2:$A$52,MATCH($C794,'hp (pSv cm2)'!$A$2:$A$52,1)))*(INDEX('hp (pSv cm2)'!$B$2:$B$52,MATCH($C794,'hp (pSv cm2)'!$A$2:$A$52,1)+1)-INDEX('hp (pSv cm2)'!$B$2:$B$52,MATCH($C794,'hp (pSv cm2)'!$A$2:$A$52,1)))/(INDEX('hp (pSv cm2)'!$A$2:$A$52,MATCH($C794,'hp (pSv cm2)'!$A$2:$A$52,1)+1)-INDEX('hp (pSv cm2)'!$A$2:$A$52,MATCH($C794,'hp (pSv cm2)'!$A$2:$A$52,1))),$C794*'hp (pSv cm2)'!$B$2/'hp (pSv cm2)'!$A$2)","v":2.5914883999999998},1.8917865319999997E-3,{"$f":"_xlfn.IFNA(0.997*(INDEX('Mass attenuation coefficients'!$B$2:$B$37,MATCH($C794,'Mass attenuation coefficients'!$A$2:$A$37,1))+($C794-INDEX('Mass attenuation coefficients'!$A$2:$A$37,MATCH($C794,'Mass attenuation coefficients'!$A$2:$A$37,1)))*(INDEX('Mass attenuation coefficients'!$B$2:$B$37,MATCH($C794,'Mass attenuation coefficients'!$A$2:$A$37,1)+1)-INDEX('Mass attenuation coefficients'!$B$2:$B$37,MATCH($C794,'Mass attenuation coefficients'!$A$2:$A$37,1)))/(INDEX('Mass attenuation coefficients'!$A$2:$A$37,MATCH($C794,'Mass attenuation coefficients'!$A$2:$A$37,1)+1)-INDEX('Mass attenuation coefficients'!$A$2:$A$37,MATCH($C794,'Mass attenuation coefficients'!$A$2:$A$37,1)))),0.997*$C794*'Mass attenuation coefficients'!$B$2/'Mass attenuation coefficients'!$A$2)","v":9.4567080992300004E-2},{"$f":"_xlfn.IFNA(INDEX('Shultis Faw'!$C$2:$C$26,MATCH($C794,'Shultis Faw'!$A$2:$A$26,1))+($C794-INDEX('Shultis Faw'!$A$2:$A$26,MATCH($C794,'Shultis Faw'!$A$2:$A$26,1)))*(INDEX('Shultis Faw'!$C$2:$C$26,MATCH($C794,'Shultis Faw'!$A$2:$A$26,1)+1)-INDEX('Shultis Faw'!$C$2:$C$26,MATCH($C794,'Shultis Faw'!$A$2:$A$26,1)))/(INDEX('Shultis Faw'!$A$2:$A$26,MATCH($C794,'Shultis Faw'!$A$2:$A$26,1)+1)-INDEX('Shultis Faw'!$A$2:$A$26,MATCH($C794,'Shultis Faw'!$A$2:$A$26,1))),$C794*'Shultis Faw'!$C$2/'Shultis Faw'!$A$2)","v":2.46603847},{"$f":"_xlfn.IFNA(INDEX('Shultis Faw'!$D$2:$D$26,MATCH($C794,'Shultis Faw'!$A$2:$A$26,1))+($C794-INDEX('Shultis Faw'!$A$2:$A$26,MATCH($C794,'Shultis Faw'!$A$2:$A$26,1)))*(INDEX('Shultis Faw'!$D$2:$D$26,MATCH($C794,'Shultis Faw'!$A$2:$A$26,1)+1)-INDEX('Shultis Faw'!$D$2:$D$26,MATCH($C794,'Shultis Faw'!$A$2:$A$26,1)))/(INDEX('Shultis Faw'!$A$2:$A$26,MATCH($C794,'Shultis Faw'!$A$2:$A$26,1)+1)-INDEX('Shultis Faw'!$A$2:$A$26,MATCH($C794,'Shultis Faw'!$A$2:$A$26,1))),$C794*'Shultis Faw'!$D$2/'Shultis Faw'!$A$2)","v":1.7419784300000001},{"$f":"_xlfn.IFNA(INDEX('Shultis Faw'!$B$2:$B$26,MATCH($C794,'Shultis Faw'!$A$2:$A$26,1))+($C794-INDEX('Shultis Faw'!$A$2:$A$26,MATCH($C794,'Shultis Faw'!$A$2:$A$26,1)))*(INDEX('Shultis Faw'!$B$2:$B$26,MATCH($C794,'Shultis Faw'!$A$2:$A$26,1)+1)-INDEX('Shultis Faw'!$B$2:$B$26,MATCH($C794,'Shultis Faw'!$A$2:$A$26,1)))/(INDEX('Shultis Faw'!$A$2:$A$26,MATCH($C794,'Shultis Faw'!$A$2:$A$26,1)+1)-INDEX('Shultis Faw'!$A$2:$A$26,MATCH($C794,'Shultis Faw'!$A$2:$A$26,1))),$C794*'Shultis Faw'!$B$2/'Shultis Faw'!$A$2)","v":-0.13196279000000002},{"$f":"_xlfn.IFNA(INDEX('Shultis Faw'!$E$2:$E$26,MATCH($C794,'Shultis Faw'!$A$2:$A$26,1))+($C794-INDEX('Shultis Faw'!$A$2:$A$26,MATCH($C794,'Shultis Faw'!$A$2:$A$26,1)))*(INDEX('Shultis Faw'!$E$2:$E$26,MATCH($C794,'Shultis Faw'!$A$2:$A$26,1)+1)-INDEX('Shultis Faw'!$E$2:$E$26,MATCH($C794,'Shultis Faw'!$A$2:$A$26,1)))/(INDEX('Shultis Faw'!$A$2:$A$26,MATCH($C794,'Shultis Faw'!$A$2:$A$26,1)+1)-INDEX('Shultis Faw'!$A$2:$A$26,MATCH($C794,'Shultis Faw'!$A$2:$A$26,1))),$C794*'Shultis Faw'!$E$2/'Shultis Faw'!$A$2)","v":5.3412727000000007E-2},{"$f":"_xlfn.IFNA(INDEX('Shultis Faw'!$F$2:$F$26,MATCH($C794,'Shultis Faw'!$A$2:$A$26,1))+($C794-INDEX('Shultis Faw'!$A$2:$A$26,MATCH($C794,'Shultis Faw'!$A$2:$A$26,1)))*(INDEX('Shultis Faw'!$F$2:$F$26,MATCH($C794,'Shultis Faw'!$A$2:$A$26,1)+1)-INDEX('Shultis Faw'!$F$2:$F$26,MATCH($C794,'Shultis Faw'!$A$2:$A$26,1)))/(INDEX('Shultis Faw'!$A$2:$A$26,MATCH($C794,'Shultis Faw'!$A$2:$A$26,1)+1)-INDEX('Shultis Faw'!$A$2:$A$26,MATCH($C794,'Shultis Faw'!$A$2:$A$26,1))),$C794*'Shultis Faw'!$F$2/'Shultis Faw'!$A$2)","v":14.302389},{"$f":"J794*(H794*'Externe blootstelling'!$D$23/2)^K794+L794*(TANH(((H794*'Externe blootstelling'!$D$23)/(2*M794))-2)-TANH(-2))/(1-TANH(-2))","v":1.6636482552885379},{"$f":"IF(N794=1,1+(I794-1)*H794*'Externe blootstelling'!$D$23/2,1+(I794-1)*(N794^(H794*'Externe blootstelling'!$D$23/2)-1)/(N794-1))","v":3.3385643534790779},{"$f":"G794*EXP(-H794*'Externe blootstelling'!$D$23/2)*O794","v":1.5289118955801706E-3}]
[null," g ",0.53289999999999993,8.5263999999999981E-14,1.4E-5,{"$f":"_xlfn.IFNA(INDEX('hp (pSv cm2)'!$B$2:$B$52,MATCH($C795,'hp (pSv cm2)'!$A$2:$A$52,1))+($C795-INDEX('hp (pSv cm2)'!$A$2:$A$52,MATCH($C795,'hp (pSv cm2)'!$A$2:$A$52,1)))*(INDEX('hp (pSv cm2)'!$B$2:$B$52,MATCH($C795,'hp (pSv cm2)'!$A$2:$A$52,1)+1)-INDEX('hp (pSv cm2)'!$B$2:$B$52,MATCH($C795,'hp (pSv cm2)'!$A$2:$A$52,1)))/(INDEX('hp (pSv cm2)'!$A$2:$A$52,MATCH($C795,'hp (pSv cm2)'!$A$2:$A$52,1)+1)-INDEX('hp (pSv cm2)'!$A$2:$A$52,MATCH($C795,'hp (pSv cm2)'!$A$2:$A$52,1))),$C795*'hp (pSv cm2)'!$B$2/'hp (pSv cm2)'!$A$2)","v":2.61476},3.6606639999999999E-5,{"$f":"_xlfn.IFNA(0.997*(INDEX('Mass attenuation coefficients'!$B$2:$B$37,MATCH($C795,'Mass attenuation coefficients'!$A$2:$A$37,1))+($C795-INDEX('Mass attenuation coefficients'!$A$2:$A$37,MATCH($C795,'Mass attenuation coefficients'!$A$2:$A$37,1)))*(INDEX('Mass attenuation coefficients'!$B$2:$B$37,MATCH($C795,'Mass attenuation coefficients'!$A$2:$A$37,1)+1)-INDEX('Mass attenuation coefficients'!$B$2:$B$37,MATCH($C795,'Mass attenuation coefficients'!$A$2:$A$37,1)))/(INDEX('Mass attenuation coefficients'!$A$2:$A$37,MATCH($C795,'Mass attenuation coefficients'!$A$2:$A$37,1)+1)-INDEX('Mass attenuation coefficients'!$A$2:$A$37,MATCH($C795,'Mass attenuation coefficients'!$A$2:$A$37,1)))),0.997*$C795*'Mass attenuation coefficients'!$B$2/'Mass attenuation coefficients'!$A$2)","v":9.4181614970000008E-2},{"$f":"_xlfn.IFNA(INDEX('Shultis Faw'!$C$2:$C$26,MATCH($C795,'Shultis Faw'!$A$2:$A$26,1))+($C795-INDEX('Shultis Faw'!$A$2:$A$26,MATCH($C795,'Shultis Faw'!$A$2:$A$26,1)))*(INDEX('Shultis Faw'!$C$2:$C$26,MATCH($C795,'Shultis Faw'!$A$2:$A$26,1)+1)-INDEX('Shultis Faw'!$C$2:$C$26,MATCH($C795,'Shultis Faw'!$A$2:$A$26,1)))/(INDEX('Shultis Faw'!$A$2:$A$26,MATCH($C795,'Shultis Faw'!$A$2:$A$26,1)+1)-INDEX('Shultis Faw'!$A$2:$A$26,MATCH($C795,'Shultis Faw'!$A$2:$A$26,1))),$C795*'Shultis Faw'!$C$2/'Shultis Faw'!$A$2)","v":2.459533},{"$f":"_xlfn.IFNA(INDEX('Shultis Faw'!$D$2:$D$26,MATCH($C795,'Shultis Faw'!$A$2:$A$26,1))+($C795-INDEX('Shultis Faw'!$A$2:$A$26,MATCH($C795,'Shultis Faw'!$A$2:$A$26,1)))*(INDEX('Shultis Faw'!$D$2:$D$26,MATCH($C795,'Shultis Faw'!$A$2:$A$26,1)+1)-INDEX('Shultis Faw'!$D$2:$D$26,MATCH($C795,'Shultis Faw'!$A$2:$A$26,1)))/(INDEX('Shultis Faw'!$A$2:$A$26,MATCH($C795,'Shultis Faw'!$A$2:$A$26,1)+1)-INDEX('Shultis Faw'!$A$2:$A$26,MATCH($C795,'Shultis Faw'!$A$2:$A$26,1))),$C795*'Shultis Faw'!$D$2/'Shultis Faw'!$A$2)","v":1.7373770000000002},{"$f":"_xlfn.IFNA(INDEX('Shultis Faw'!$B$2:$B$26,MATCH($C795,'Shultis Faw'!$A$2:$A$26,1))+($C795-INDEX('Shultis Faw'!$A$2:$A$26,MATCH($C795,'Shultis Faw'!$A$2:$A$26,1)))*(INDEX('Shultis Faw'!$B$2:$B$26,MATCH($C795,'Shultis Faw'!$A$2:$A$26,1)+1)-INDEX('Shultis Faw'!$B$2:$B$26,MATCH($C795,'Shultis Faw'!$A$2:$A$26,1)))/(INDEX('Shultis Faw'!$A$2:$A$26,MATCH($C795,'Shultis Faw'!$A$2:$A$26,1)+1)-INDEX('Shultis Faw'!$A$2:$A$26,MATCH($C795,'Shultis Faw'!$A$2:$A$26,1))),$C795*'Shultis Faw'!$B$2/'Shultis Faw'!$A$2)","v":-0.13138100000000003},{"$f":"_xlfn.IFNA(INDEX('Shultis Faw'!$E$2:$E$26,MATCH($C795,'Shultis Faw'!$A$2:$A$26,1))+($C795-INDEX('Shultis Faw'!$A$2:$A$26,MATCH($C795,'Shultis Faw'!$A$2:$A$26,1)))*(INDEX('Shultis Faw'!$E$2:$E$26,MATCH($C795,'Shultis Faw'!$A$2:$A$26,1)+1)-INDEX('Shultis Faw'!$E$2:$E$26,MATCH($C795,'Shultis Faw'!$A$2:$A$26,1)))/(INDEX('Shultis Faw'!$A$2:$A$26,MATCH($C795,'Shultis Faw'!$A$2:$A$26,1)+1)-INDEX('Shultis Faw'!$A$2:$A$26,MATCH($C795,'Shultis Faw'!$A$2:$A$26,1))),$C795*'Shultis Faw'!$E$2/'Shultis Faw'!$A$2)","v":5.3185300000000005E-2},{"$f":"_xlfn.IFNA(INDEX('Shultis Faw'!$F$2:$F$26,MATCH($C795,'Shultis Faw'!$A$2:$A$26,1))+($C795-INDEX('Shultis Faw'!$A$2:$A$26,MATCH($C795,'Shultis Faw'!$A$2:$A$26,1)))*(INDEX('Shultis Faw'!$F$2:$F$26,MATCH($C795,'Shultis Faw'!$A$2:$A$26,1)+1)-INDEX('Shultis Faw'!$F$2:$F$26,MATCH($C795,'Shultis Faw'!$A$2:$A$26,1)))/(INDEX('Shultis Faw'!$A$2:$A$26,MATCH($C795,'Shultis Faw'!$A$2:$A$26,1)+1)-INDEX('Shultis Faw'!$A$2:$A$26,MATCH($C795,'Shultis Faw'!$A$2:$A$26,1))),$C795*'Shultis Faw'!$F$2/'Shultis Faw'!$A$2)","v":14.2971},{"$f":"J795*(H795*'Externe blootstelling'!$D$23/2)^K795+L795*(TANH(((H795*'Externe blootstelling'!$D$23)/(2*M795))-2)-TANH(-2))/(1-TANH(-2))","v":1.660480715031599},{"$f":"IF(N795=1,1+(I795-1)*H795*'Externe blootstelling'!$D$23/2,1+(I795-1)*(N795^(H795*'Externe blootstelling'!$D$23/2)-1)/(N795-1))","v":3.3137881510737461},{"$f":"G795*EXP(-H795*'Externe blootstelling'!$D$23/2)*O795","v":2.9535632378409784E-5}]
[null," g ",0.53760000000000008,8.6016000000000009E-14,2.0999999999999999E-5,{"$f":"_xlfn.IFNA(INDEX('hp (pSv cm2)'!$B$2:$B$52,MATCH($C796,'hp (pSv cm2)'!$A$2:$A$52,1))+($C796-INDEX('hp (pSv cm2)'!$A$2:$A$52,MATCH($C796,'hp (pSv cm2)'!$A$2:$A$52,1)))*(INDEX('hp (pSv cm2)'!$B$2:$B$52,MATCH($C796,'hp (pSv cm2)'!$A$2:$A$52,1)+1)-INDEX('hp (pSv cm2)'!$B$2:$B$52,MATCH($C796,'hp (pSv cm2)'!$A$2:$A$52,1)))/(INDEX('hp (pSv cm2)'!$A$2:$A$52,MATCH($C796,'hp (pSv cm2)'!$A$2:$A$52,1)+1)-INDEX('hp (pSv cm2)'!$A$2:$A$52,MATCH($C796,'hp (pSv cm2)'!$A$2:$A$52,1))),$C796*'hp (pSv cm2)'!$B$2/'hp (pSv cm2)'!$A$2)","v":2.6354400000000004},5.5344240000000007E-5,{"$f":"_xlfn.IFNA(0.997*(INDEX('Mass attenuation coefficients'!$B$2:$B$37,MATCH($C796,'Mass attenuation coefficients'!$A$2:$A$37,1))+($C796-INDEX('Mass attenuation coefficients'!$A$2:$A$37,MATCH($C796,'Mass attenuation coefficients'!$A$2:$A$37,1)))*(INDEX('Mass attenuation coefficients'!$B$2:$B$37,MATCH($C796,'Mass attenuation coefficients'!$A$2:$A$37,1)+1)-INDEX('Mass attenuation coefficients'!$B$2:$B$37,MATCH($C796,'Mass attenuation coefficients'!$A$2:$A$37,1)))/(INDEX('Mass attenuation coefficients'!$A$2:$A$37,MATCH($C796,'Mass attenuation coefficients'!$A$2:$A$37,1)+1)-INDEX('Mass attenuation coefficients'!$A$2:$A$37,MATCH($C796,'Mass attenuation coefficients'!$A$2:$A$37,1)))),0.997*$C796*'Mass attenuation coefficients'!$B$2/'Mass attenuation coefficients'!$A$2)","v":9.3839075679999981E-2},{"$f":"_xlfn.IFNA(INDEX('Shultis Faw'!$C$2:$C$26,MATCH($C796,'Shultis Faw'!$A$2:$A$26,1))+($C796-INDEX('Shultis Faw'!$A$2:$A$26,MATCH($C796,'Shultis Faw'!$A$2:$A$26,1)))*(INDEX('Shultis Faw'!$C$2:$C$26,MATCH($C796,'Shultis Faw'!$A$2:$A$26,1)+1)-INDEX('Shultis Faw'!$C$2:$C$26,MATCH($C796,'Shultis Faw'!$A$2:$A$26,1)))/(INDEX('Shultis Faw'!$A$2:$A$26,MATCH($C796,'Shultis Faw'!$A$2:$A$26,1)+1)-INDEX('Shultis Faw'!$A$2:$A$26,MATCH($C796,'Shultis Faw'!$A$2:$A$26,1))),$C796*'Shultis Faw'!$C$2/'Shultis Faw'!$A$2)","v":2.4537519999999997},{"$f":"_xlfn.IFNA(INDEX('Shultis Faw'!$D$2:$D$26,MATCH($C796,'Shultis Faw'!$A$2:$A$26,1))+($C796-INDEX('Shultis Faw'!$A$2:$A$26,MATCH($C796,'Shultis Faw'!$A$2:$A$26,1)))*(INDEX('Shultis Faw'!$D$2:$D$26,MATCH($C796,'Shultis Faw'!$A$2:$A$26,1)+1)-INDEX('Shultis Faw'!$D$2:$D$26,MATCH($C796,'Shultis Faw'!$A$2:$A$26,1)))/(INDEX('Shultis Faw'!$A$2:$A$26,MATCH($C796,'Shultis Faw'!$A$2:$A$26,1)+1)-INDEX('Shultis Faw'!$A$2:$A$26,MATCH($C796,'Shultis Faw'!$A$2:$A$26,1))),$C796*'Shultis Faw'!$D$2/'Shultis Faw'!$A$2)","v":1.7332879999999999},{"$f":"_xlfn.IFNA(INDEX('Shultis Faw'!$B$2:$B$26,MATCH($C796,'Shultis Faw'!$A$2:$A$26,1))+($C796-INDEX('Shultis Faw'!$A$2:$A$26,MATCH($C796,'Shultis Faw'!$A$2:$A$26,1)))*(INDEX('Shultis Faw'!$B$2:$B$26,MATCH($C796,'Shultis Faw'!$A$2:$A$26,1)+1)-INDEX('Shultis Faw'!$B$2:$B$26,MATCH($C796,'Shultis Faw'!$A$2:$A$26,1)))/(INDEX('Shultis Faw'!$A$2:$A$26,MATCH($C796,'Shultis Faw'!$A$2:$A$26,1)+1)-INDEX('Shultis Faw'!$A$2:$A$26,MATCH($C796,'Shultis Faw'!$A$2:$A$26,1))),$C796*'Shultis Faw'!$B$2/'Shultis Faw'!$A$2)","v":-0.13086400000000001},{"$f":"_xlfn.IFNA(INDEX('Shultis Faw'!$E$2:$E$26,MATCH($C796,'Shultis Faw'!$A$2:$A$26,1))+($C796-INDEX('Shultis Faw'!$A$2:$A$26,MATCH($C796,'Shultis Faw'!$A$2:$A$26,1)))*(INDEX('Shultis Faw'!$E$2:$E$26,MATCH($C796,'Shultis Faw'!$A$2:$A$26,1)+1)-INDEX('Shultis Faw'!$E$2:$E$26,MATCH($C796,'Shultis Faw'!$A$2:$A$26,1)))/(INDEX('Shultis Faw'!$A$2:$A$26,MATCH($C796,'Shultis Faw'!$A$2:$A$26,1)+1)-INDEX('Shultis Faw'!$A$2:$A$26,MATCH($C796,'Shultis Faw'!$A$2:$A$26,1))),$C796*'Shultis Faw'!$E$2/'Shultis Faw'!$A$2)","v":5.2983199999999994E-2},{"$f":"_xlfn.IFNA(INDEX('Shultis Faw'!$F$2:$F$26,MATCH($C796,'Shultis Faw'!$A$2:$A$26,1))+($C796-INDEX('Shultis Faw'!$A$2:$A$26,MATCH($C796,'Shultis Faw'!$A$2:$A$26,1)))*(INDEX('Shultis Faw'!$F$2:$F$26,MATCH($C796,'Shultis Faw'!$A$2:$A$26,1)+1)-INDEX('Shultis Faw'!$F$2:$F$26,MATCH($C796,'Shultis Faw'!$A$2:$A$26,1)))/(INDEX('Shultis Faw'!$A$2:$A$26,MATCH($C796,'Shultis Faw'!$A$2:$A$26,1)+1)-INDEX('Shultis Faw'!$A$2:$A$26,MATCH($C796,'Shultis Faw'!$A$2:$A$26,1))),$C796*'Shultis Faw'!$F$2/'Shultis Faw'!$A$2)","v":14.292400000000001},{"$f":"J796*(H796*'Externe blootstelling'!$D$23/2)^K796+L796*(TANH(((H796*'Externe blootstelling'!$D$23)/(2*M796))-2)-TANH(-2))/(1-TANH(-2))","v":1.6576576680516004},{"$f":"IF(N796=1,1+(I796-1)*H796*'Externe blootstelling'!$D$23/2,1+(I796-1)*(N796^(H796*'Externe blootstelling'!$D$23/2)-1)/(N796-1))","v":3.291944630237611},{"$f":"G796*EXP(-H796*'Externe blootstelling'!$D$23/2)*O796","v":4.458800678426329E-5}]
[null," g ",0.54198999999999997,8.6718399999999993E-14,1.4E-5,{"$f":"_xlfn.IFNA(INDEX('hp (pSv cm2)'!$B$2:$B$52,MATCH($C797,'hp (pSv cm2)'!$A$2:$A$52,1))+($C797-INDEX('hp (pSv cm2)'!$A$2:$A$52,MATCH($C797,'hp (pSv cm2)'!$A$2:$A$52,1)))*(INDEX('hp (pSv cm2)'!$B$2:$B$52,MATCH($C797,'hp (pSv cm2)'!$A$2:$A$52,1)+1)-INDEX('hp (pSv cm2)'!$B$2:$B$52,MATCH($C797,'hp (pSv cm2)'!$A$2:$A$52,1)))/(INDEX('hp (pSv cm2)'!$A$2:$A$52,MATCH($C797,'hp (pSv cm2)'!$A$2:$A$52,1)+1)-INDEX('hp (pSv cm2)'!$A$2:$A$52,MATCH($C797,'hp (pSv cm2)'!$A$2:$A$52,1))),$C797*'hp (pSv cm2)'!$B$2/'hp (pSv cm2)'!$A$2)","v":2.6547559999999999},3.7166584E-5,{"$f":"_xlfn.IFNA(0.997*(INDEX('Mass attenuation coefficients'!$B$2:$B$37,MATCH($C797,'Mass attenuation coefficients'!$A$2:$A$37,1))+($C797-INDEX('Mass attenuation coefficients'!$A$2:$A$37,MATCH($C797,'Mass attenuation coefficients'!$A$2:$A$37,1)))*(INDEX('Mass attenuation coefficients'!$B$2:$B$37,MATCH($C797,'Mass attenuation coefficients'!$A$2:$A$37,1)+1)-INDEX('Mass attenuation coefficients'!$B$2:$B$37,MATCH($C797,'Mass attenuation coefficients'!$A$2:$A$37,1)))/(INDEX('Mass attenuation coefficients'!$A$2:$A$37,MATCH($C797,'Mass attenuation coefficients'!$A$2:$A$37,1)+1)-INDEX('Mass attenuation coefficients'!$A$2:$A$37,MATCH($C797,'Mass attenuation coefficients'!$A$2:$A$37,1)))),0.997*$C797*'Mass attenuation coefficients'!$B$2/'Mass attenuation coefficients'!$A$2)","v":9.351912940700001E-2},{"$f":"_xlfn.IFNA(INDEX('Shultis Faw'!$C$2:$C$26,MATCH($C797,'Shultis Faw'!$A$2:$A$26,1))+($C797-INDEX('Shultis Faw'!$A$2:$A$26,MATCH($C797,'Shultis Faw'!$A$2:$A$26,1)))*(INDEX('Shultis Faw'!$C$2:$C$26,MATCH($C797,'Shultis Faw'!$A$2:$A$26,1)+1)-INDEX('Shultis Faw'!$C$2:$C$26,MATCH($C797,'Shultis Faw'!$A$2:$A$26,1)))/(INDEX('Shultis Faw'!$A$2:$A$26,MATCH($C797,'Shultis Faw'!$A$2:$A$26,1)+1)-INDEX('Shultis Faw'!$A$2:$A$26,MATCH($C797,'Shultis Faw'!$A$2:$A$26,1))),$C797*'Shultis Faw'!$C$2/'Shultis Faw'!$A$2)","v":2.4483522999999998},{"$f":"_xlfn.IFNA(INDEX('Shultis Faw'!$D$2:$D$26,MATCH($C797,'Shultis Faw'!$A$2:$A$26,1))+($C797-INDEX('Shultis Faw'!$A$2:$A$26,MATCH($C797,'Shultis Faw'!$A$2:$A$26,1)))*(INDEX('Shultis Faw'!$D$2:$D$26,MATCH($C797,'Shultis Faw'!$A$2:$A$26,1)+1)-INDEX('Shultis Faw'!$D$2:$D$26,MATCH($C797,'Shultis Faw'!$A$2:$A$26,1)))/(INDEX('Shultis Faw'!$A$2:$A$26,MATCH($C797,'Shultis Faw'!$A$2:$A$26,1)+1)-INDEX('Shultis Faw'!$A$2:$A$26,MATCH($C797,'Shultis Faw'!$A$2:$A$26,1))),$C797*'Shultis Faw'!$D$2/'Shultis Faw'!$A$2)","v":1.7294687},{"$f":"_xlfn.IFNA(INDEX('Shultis Faw'!$B$2:$B$26,MATCH($C797,'Shultis Faw'!$A$2:$A$26,1))+($C797-INDEX('Shultis Faw'!$A$2:$A$26,MATCH($C797,'Shultis Faw'!$A$2:$A$26,1)))*(INDEX('Shultis Faw'!$B$2:$B$26,MATCH($C797,'Shultis Faw'!$A$2:$A$26,1)+1)-INDEX('Shultis Faw'!$B$2:$B$26,MATCH($C797,'Shultis Faw'!$A$2:$A$26,1)))/(INDEX('Shultis Faw'!$A$2:$A$26,MATCH($C797,'Shultis Faw'!$A$2:$A$26,1)+1)-INDEX('Shultis Faw'!$A$2:$A$26,MATCH($C797,'Shultis Faw'!$A$2:$A$26,1))),$C797*'Shultis Faw'!$B$2/'Shultis Faw'!$A$2)","v":-0.1303811},{"$f":"_xlfn.IFNA(INDEX('Shultis Faw'!$E$2:$E$26,MATCH($C797,'Shultis Faw'!$A$2:$A$26,1))+($C797-INDEX('Shultis Faw'!$A$2:$A$26,MATCH($C797,'Shultis Faw'!$A$2:$A$26,1)))*(INDEX('Shultis Faw'!$E$2:$E$26,MATCH($C797,'Shultis Faw'!$A$2:$A$26,1)+1)-INDEX('Shultis Faw'!$E$2:$E$26,MATCH($C797,'Shultis Faw'!$A$2:$A$26,1)))/(INDEX('Shultis Faw'!$A$2:$A$26,MATCH($C797,'Shultis Faw'!$A$2:$A$26,1)+1)-INDEX('Shultis Faw'!$A$2:$A$26,MATCH($C797,'Shultis Faw'!$A$2:$A$26,1))),$C797*'Shultis Faw'!$E$2/'Shultis Faw'!$A$2)","v":5.2794430000000003E-2},{"$f":"_xlfn.IFNA(INDEX('Shultis Faw'!$F$2:$F$26,MATCH($C797,'Shultis Faw'!$A$2:$A$26,1))+($C797-INDEX('Shultis Faw'!$A$2:$A$26,MATCH($C797,'Shultis Faw'!$A$2:$A$26,1)))*(INDEX('Shultis Faw'!$F$2:$F$26,MATCH($C797,'Shultis Faw'!$A$2:$A$26,1)+1)-INDEX('Shultis Faw'!$F$2:$F$26,MATCH($C797,'Shultis Faw'!$A$2:$A$26,1)))/(INDEX('Shultis Faw'!$A$2:$A$26,MATCH($C797,'Shultis Faw'!$A$2:$A$26,1)+1)-INDEX('Shultis Faw'!$A$2:$A$26,MATCH($C797,'Shultis Faw'!$A$2:$A$26,1))),$C797*'Shultis Faw'!$F$2/'Shultis Faw'!$A$2)","v":14.28801},{"$f":"J797*(H797*'Externe blootstelling'!$D$23/2)^K797+L797*(TANH(((H797*'Externe blootstelling'!$D$23)/(2*M797))-2)-TANH(-2))/(1-TANH(-2))","v":1.6550138056816219},{"$f":"IF(N797=1,1+(I797-1)*H797*'Externe blootstelling'!$D$23/2,1+(I797-1)*(N797^(H797*'Externe blootstelling'!$D$23/2)-1)/(N797-1))","v":3.2716883275994642},{"$f":"G797*EXP(-H797*'Externe blootstelling'!$D$23/2)*O797","v":2.9902117482795959E-5}]
[null," g ",0.54579999999999995,8.7327999999999999E-14,1.1000000000000001E-5,{"$f":"_xlfn.IFNA(INDEX('hp (pSv cm2)'!$B$2:$B$52,MATCH($C798,'hp (pSv cm2)'!$A$2:$A$52,1))+($C798-INDEX('hp (pSv cm2)'!$A$2:$A$52,MATCH($C798,'hp (pSv cm2)'!$A$2:$A$52,1)))*(INDEX('hp (pSv cm2)'!$B$2:$B$52,MATCH($C798,'hp (pSv cm2)'!$A$2:$A$52,1)+1)-INDEX('hp (pSv cm2)'!$B$2:$B$52,MATCH($C798,'hp (pSv cm2)'!$A$2:$A$52,1)))/(INDEX('hp (pSv cm2)'!$A$2:$A$52,MATCH($C798,'hp (pSv cm2)'!$A$2:$A$52,1)+1)-INDEX('hp (pSv cm2)'!$A$2:$A$52,MATCH($C798,'hp (pSv cm2)'!$A$2:$A$52,1))),$C798*'hp (pSv cm2)'!$B$2/'hp (pSv cm2)'!$A$2)","v":2.6715200000000001},2.9386720000000006E-5,{"$f":"_xlfn.IFNA(0.997*(INDEX('Mass attenuation coefficients'!$B$2:$B$37,MATCH($C798,'Mass attenuation coefficients'!$A$2:$A$37,1))+($C798-INDEX('Mass attenuation coefficients'!$A$2:$A$37,MATCH($C798,'Mass attenuation coefficients'!$A$2:$A$37,1)))*(INDEX('Mass attenuation coefficients'!$B$2:$B$37,MATCH($C798,'Mass attenuation coefficients'!$A$2:$A$37,1)+1)-INDEX('Mass attenuation coefficients'!$B$2:$B$37,MATCH($C798,'Mass attenuation coefficients'!$A$2:$A$37,1)))/(INDEX('Mass attenuation coefficients'!$A$2:$A$37,MATCH($C798,'Mass attenuation coefficients'!$A$2:$A$37,1)+1)-INDEX('Mass attenuation coefficients'!$A$2:$A$37,MATCH($C798,'Mass attenuation coefficients'!$A$2:$A$37,1)))),0.997*$C798*'Mass attenuation coefficients'!$B$2/'Mass attenuation coefficients'!$A$2)","v":9.3241453939999996E-2},{"$f":"_xlfn.IFNA(INDEX('Shultis Faw'!$C$2:$C$26,MATCH($C798,'Shultis Faw'!$A$2:$A$26,1))+($C798-INDEX('Shultis Faw'!$A$2:$A$26,MATCH($C798,'Shultis Faw'!$A$2:$A$26,1)))*(INDEX('Shultis Faw'!$C$2:$C$26,MATCH($C798,'Shultis Faw'!$A$2:$A$26,1)+1)-INDEX('Shultis Faw'!$C$2:$C$26,MATCH($C798,'Shultis Faw'!$A$2:$A$26,1)))/(INDEX('Shultis Faw'!$A$2:$A$26,MATCH($C798,'Shultis Faw'!$A$2:$A$26,1)+1)-INDEX('Shultis Faw'!$A$2:$A$26,MATCH($C798,'Shultis Faw'!$A$2:$A$26,1))),$C798*'Shultis Faw'!$C$2/'Shultis Faw'!$A$2)","v":2.4436659999999999},{"$f":"_xlfn.IFNA(INDEX('Shultis Faw'!$D$2:$D$26,MATCH($C798,'Shultis Faw'!$A$2:$A$26,1))+($C798-INDEX('Shultis Faw'!$A$2:$A$26,MATCH($C798,'Shultis Faw'!$A$2:$A$26,1)))*(INDEX('Shultis Faw'!$D$2:$D$26,MATCH($C798,'Shultis Faw'!$A$2:$A$26,1)+1)-INDEX('Shultis Faw'!$D$2:$D$26,MATCH($C798,'Shultis Faw'!$A$2:$A$26,1)))/(INDEX('Shultis Faw'!$A$2:$A$26,MATCH($C798,'Shultis Faw'!$A$2:$A$26,1)+1)-INDEX('Shultis Faw'!$A$2:$A$26,MATCH($C798,'Shultis Faw'!$A$2:$A$26,1))),$C798*'Shultis Faw'!$D$2/'Shultis Faw'!$A$2)","v":1.726154},{"$f":"_xlfn.IFNA(INDEX('Shultis Faw'!$B$2:$B$26,MATCH($C798,'Shultis Faw'!$A$2:$A$26,1))+($C798-INDEX('Shultis Faw'!$A$2:$A$26,MATCH($C798,'Shultis Faw'!$A$2:$A$26,1)))*(INDEX('Shultis Faw'!$B$2:$B$26,MATCH($C798,'Shultis Faw'!$A$2:$A$26,1)+1)-INDEX('Shultis Faw'!$B$2:$B$26,MATCH($C798,'Shultis Faw'!$A$2:$A$26,1)))/(INDEX('Shultis Faw'!$A$2:$A$26,MATCH($C798,'Shultis Faw'!$A$2:$A$26,1)+1)-INDEX('Shultis Faw'!$A$2:$A$26,MATCH($C798,'Shultis Faw'!$A$2:$A$26,1))),$C798*'Shultis Faw'!$B$2/'Shultis Faw'!$A$2)","v":-0.12996200000000002},{"$f":"_xlfn.IFNA(INDEX('Shultis Faw'!$E$2:$E$26,MATCH($C798,'Shultis Faw'!$A$2:$A$26,1))+($C798-INDEX('Shultis Faw'!$A$2:$A$26,MATCH($C798,'Shultis Faw'!$A$2:$A$26,1)))*(INDEX('Shultis Faw'!$E$2:$E$26,MATCH($C798,'Shultis Faw'!$A$2:$A$26,1)+1)-INDEX('Shultis Faw'!$E$2:$E$26,MATCH($C798,'Shultis Faw'!$A$2:$A$26,1)))/(INDEX('Shultis Faw'!$A$2:$A$26,MATCH($C798,'Shultis Faw'!$A$2:$A$26,1)+1)-INDEX('Shultis Faw'!$A$2:$A$26,MATCH($C798,'Shultis Faw'!$A$2:$A$26,1))),$C798*'Shultis Faw'!$E$2/'Shultis Faw'!$A$2)","v":5.26306E-2},{"$f":"_xlfn.IFNA(INDEX('Shultis Faw'!$F$2:$F$26,MATCH($C798,'Shultis Faw'!$A$2:$A$26,1))+($C798-INDEX('Shultis Faw'!$A$2:$A$26,MATCH($C798,'Shultis Faw'!$A$2:$A$26,1)))*(INDEX('Shultis Faw'!$F$2:$F$26,MATCH($C798,'Shultis Faw'!$A$2:$A$26,1)+1)-INDEX('Shultis Faw'!$F$2:$F$26,MATCH($C798,'Shultis Faw'!$A$2:$A$26,1)))/(INDEX('Shultis Faw'!$A$2:$A$26,MATCH($C798,'Shultis Faw'!$A$2:$A$26,1)+1)-INDEX('Shultis Faw'!$A$2:$A$26,MATCH($C798,'Shultis Faw'!$A$2:$A$26,1))),$C798*'Shultis Faw'!$F$2/'Shultis Faw'!$A$2)","v":14.2842},{"$f":"J798*(H798*'Externe blootstelling'!$D$23/2)^K798+L798*(TANH(((H798*'Externe blootstelling'!$D$23)/(2*M798))-2)-TANH(-2))/(1-TANH(-2))","v":1.6527137528431062},{"$f":"IF(N798=1,1+(I798-1)*H798*'Externe blootstelling'!$D$23/2,1+(I798-1)*(N798^(H798*'Externe blootstelling'!$D$23/2)-1)/(N798-1))","v":3.2542222232368774},{"$f":"G798*EXP(-H798*'Externe blootstelling'!$D$23/2)*O798","v":2.3614817172487739E-5}]
[null," g ",0.57410000000000005,9.1856E-14,1.1000000000000001E-5,{"$f":"_xlfn.IFNA(INDEX('hp (pSv cm2)'!$B$2:$B$52,MATCH($C799,'hp (pSv cm2)'!$A$2:$A$52,1))+($C799-INDEX('hp (pSv cm2)'!$A$2:$A$52,MATCH($C799,'hp (pSv cm2)'!$A$2:$A$52,1)))*(INDEX('hp (pSv cm2)'!$B$2:$B$52,MATCH($C799,'hp (pSv cm2)'!$A$2:$A$52,1)+1)-INDEX('hp (pSv cm2)'!$B$2:$B$52,MATCH($C799,'hp (pSv cm2)'!$A$2:$A$52,1)))/(INDEX('hp (pSv cm2)'!$A$2:$A$52,MATCH($C799,'hp (pSv cm2)'!$A$2:$A$52,1)+1)-INDEX('hp (pSv cm2)'!$A$2:$A$52,MATCH($C799,'hp (pSv cm2)'!$A$2:$A$52,1))),$C799*'hp (pSv cm2)'!$B$2/'hp (pSv cm2)'!$A$2)","v":2.7960400000000005},3.0756440000000012E-5,{"$f":"_xlfn.IFNA(0.997*(INDEX('Mass attenuation coefficients'!$B$2:$B$37,MATCH($C799,'Mass attenuation coefficients'!$A$2:$A$37,1))+($C799-INDEX('Mass attenuation coefficients'!$A$2:$A$37,MATCH($C799,'Mass attenuation coefficients'!$A$2:$A$37,1)))*(INDEX('Mass attenuation coefficients'!$B$2:$B$37,MATCH($C799,'Mass attenuation coefficients'!$A$2:$A$37,1)+1)-INDEX('Mass attenuation coefficients'!$B$2:$B$37,MATCH($C799,'Mass attenuation coefficients'!$A$2:$A$37,1)))/(INDEX('Mass attenuation coefficients'!$A$2:$A$37,MATCH($C799,'Mass attenuation coefficients'!$A$2:$A$37,1)+1)-INDEX('Mass attenuation coefficients'!$A$2:$A$37,MATCH($C799,'Mass attenuation coefficients'!$A$2:$A$37,1)))),0.997*$C799*'Mass attenuation coefficients'!$B$2/'Mass attenuation coefficients'!$A$2)","v":9.1178930129999988E-2},{"$f":"_xlfn.IFNA(INDEX('Shultis Faw'!$C$2:$C$26,MATCH($C799,'Shultis Faw'!$A$2:$A$26,1))+($C799-INDEX('Shultis Faw'!$A$2:$A$26,MATCH($C799,'Shultis Faw'!$A$2:$A$26,1)))*(INDEX('Shultis Faw'!$C$2:$C$26,MATCH($C799,'Shultis Faw'!$A$2:$A$26,1)+1)-INDEX('Shultis Faw'!$C$2:$C$26,MATCH($C799,'Shultis Faw'!$A$2:$A$26,1)))/(INDEX('Shultis Faw'!$A$2:$A$26,MATCH($C799,'Shultis Faw'!$A$2:$A$26,1)+1)-INDEX('Shultis Faw'!$A$2:$A$26,MATCH($C799,'Shultis Faw'!$A$2:$A$26,1))),$C799*'Shultis Faw'!$C$2/'Shultis Faw'!$A$2)","v":2.4088569999999998},{"$f":"_xlfn.IFNA(INDEX('Shultis Faw'!$D$2:$D$26,MATCH($C799,'Shultis Faw'!$A$2:$A$26,1))+($C799-INDEX('Shultis Faw'!$A$2:$A$26,MATCH($C799,'Shultis Faw'!$A$2:$A$26,1)))*(INDEX('Shultis Faw'!$D$2:$D$26,MATCH($C799,'Shultis Faw'!$A$2:$A$26,1)+1)-INDEX('Shultis Faw'!$D$2:$D$26,MATCH($C799,'Shultis Faw'!$A$2:$A$26,1)))/(INDEX('Shultis Faw'!$A$2:$A$26,MATCH($C799,'Shultis Faw'!$A$2:$A$26,1)+1)-INDEX('Shultis Faw'!$A$2:$A$26,MATCH($C799,'Shultis Faw'!$A$2:$A$26,1))),$C799*'Shultis Faw'!$D$2/'Shultis Faw'!$A$2)","v":1.701533},{"$f":"_xlfn.IFNA(INDEX('Shultis Faw'!$B$2:$B$26,MATCH($C799,'Shultis Faw'!$A$2:$A$26,1))+($C799-INDEX('Shultis Faw'!$A$2:$A$26,MATCH($C799,'Shultis Faw'!$A$2:$A$26,1)))*(INDEX('Shultis Faw'!$B$2:$B$26,MATCH($C799,'Shultis Faw'!$A$2:$A$26,1)+1)-INDEX('Shultis Faw'!$B$2:$B$26,MATCH($C799,'Shultis Faw'!$A$2:$A$26,1)))/(INDEX('Shultis Faw'!$A$2:$A$26,MATCH($C799,'Shultis Faw'!$A$2:$A$26,1)+1)-INDEX('Shultis Faw'!$A$2:$A$26,MATCH($C799,'Shultis Faw'!$A$2:$A$26,1))),$C799*'Shultis Faw'!$B$2/'Shultis Faw'!$A$2)","v":-0.12684899999999999},{"$f":"_xlfn.IFNA(INDEX('Shultis Faw'!$E$2:$E$26,MATCH($C799,'Shultis Faw'!$A$2:$A$26,1))+($C799-INDEX('Shultis Faw'!$A$2:$A$26,MATCH($C799,'Shultis Faw'!$A$2:$A$26,1)))*(INDEX('Shultis Faw'!$E$2:$E$26,MATCH($C799,'Shultis Faw'!$A$2:$A$26,1)+1)-INDEX('Shultis Faw'!$E$2:$E$26,MATCH($C799,'Shultis Faw'!$A$2:$A$26,1)))/(INDEX('Shultis Faw'!$A$2:$A$26,MATCH($C799,'Shultis Faw'!$A$2:$A$26,1)+1)-INDEX('Shultis Faw'!$A$2:$A$26,MATCH($C799,'Shultis Faw'!$A$2:$A$26,1))),$C799*'Shultis Faw'!$E$2/'Shultis Faw'!$A$2)","v":5.1413699999999993E-2},{"$f":"_xlfn.IFNA(INDEX('Shultis Faw'!$F$2:$F$26,MATCH($C799,'Shultis Faw'!$A$2:$A$26,1))+($C799-INDEX('Shultis Faw'!$A$2:$A$26,MATCH($C799,'Shultis Faw'!$A$2:$A$26,1)))*(INDEX('Shultis Faw'!$F$2:$F$26,MATCH($C799,'Shultis Faw'!$A$2:$A$26,1)+1)-INDEX('Shultis Faw'!$F$2:$F$26,MATCH($C799,'Shultis Faw'!$A$2:$A$26,1)))/(INDEX('Shultis Faw'!$A$2:$A$26,MATCH($C799,'Shultis Faw'!$A$2:$A$26,1)+1)-INDEX('Shultis Faw'!$A$2:$A$26,MATCH($C799,'Shultis Faw'!$A$2:$A$26,1))),$C799*'Shultis Faw'!$F$2/'Shultis Faw'!$A$2)","v":14.2559},{"$f":"J799*(H799*'Externe blootstelling'!$D$23/2)^K799+L799*(TANH(((H799*'Externe blootstelling'!$D$23)/(2*M799))-2)-TANH(-2))/(1-TANH(-2))","v":1.6354695677490505},{"$f":"IF(N799=1,1+(I799-1)*H799*'Externe blootstelling'!$D$23/2,1+(I799-1)*(N799^(H799*'Externe blootstelling'!$D$23/2)-1)/(N799-1))","v":3.1277444048505894},{"$f":"G799*EXP(-H799*'Externe blootstelling'!$D$23/2)*O799","v":2.45013338422466E-5}]
[null," g ",0.5796,9.2735999999999992E-14,1.4E-5,{"$f":"_xlfn.IFNA(INDEX('hp (pSv cm2)'!$B$2:$B$52,MATCH($C800,'hp (pSv cm2)'!$A$2:$A$52,1))+($C800-INDEX('hp (pSv cm2)'!$A$2:$A$52,MATCH($C800,'hp (pSv cm2)'!$A$2:$A$52,1)))*(INDEX('hp (pSv cm2)'!$B$2:$B$52,MATCH($C800,'hp (pSv cm2)'!$A$2:$A$52,1)+1)-INDEX('hp (pSv cm2)'!$B$2:$B$52,MATCH($C800,'hp (pSv cm2)'!$A$2:$A$52,1)))/(INDEX('hp (pSv cm2)'!$A$2:$A$52,MATCH($C800,'hp (pSv cm2)'!$A$2:$A$52,1)+1)-INDEX('hp (pSv cm2)'!$A$2:$A$52,MATCH($C800,'hp (pSv cm2)'!$A$2:$A$52,1))),$C800*'hp (pSv cm2)'!$B$2/'hp (pSv cm2)'!$A$2)","v":2.8202400000000001},3.9483359999999999E-5,{"$f":"_xlfn.IFNA(0.997*(INDEX('Mass attenuation coefficients'!$B$2:$B$37,MATCH($C800,'Mass attenuation coefficients'!$A$2:$A$37,1))+($C800-INDEX('Mass attenuation coefficients'!$A$2:$A$37,MATCH($C800,'Mass attenuation coefficients'!$A$2:$A$37,1)))*(INDEX('Mass attenuation coefficients'!$B$2:$B$37,MATCH($C800,'Mass attenuation coefficients'!$A$2:$A$37,1)+1)-INDEX('Mass attenuation coefficients'!$B$2:$B$37,MATCH($C800,'Mass attenuation coefficients'!$A$2:$A$37,1)))/(INDEX('Mass attenuation coefficients'!$A$2:$A$37,MATCH($C800,'Mass attenuation coefficients'!$A$2:$A$37,1)+1)-INDEX('Mass attenuation coefficients'!$A$2:$A$37,MATCH($C800,'Mass attenuation coefficients'!$A$2:$A$37,1)))),0.997*$C800*'Mass attenuation coefficients'!$B$2/'Mass attenuation coefficients'!$A$2)","v":9.0778086280000003E-2},{"$f":"_xlfn.IFNA(INDEX('Shultis Faw'!$C$2:$C$26,MATCH($C800,'Shultis Faw'!$A$2:$A$26,1))+($C800-INDEX('Shultis Faw'!$A$2:$A$26,MATCH($C800,'Shultis Faw'!$A$2:$A$26,1)))*(INDEX('Shultis Faw'!$C$2:$C$26,MATCH($C800,'Shultis Faw'!$A$2:$A$26,1)+1)-INDEX('Shultis Faw'!$C$2:$C$26,MATCH($C800,'Shultis Faw'!$A$2:$A$26,1)))/(INDEX('Shultis Faw'!$A$2:$A$26,MATCH($C800,'Shultis Faw'!$A$2:$A$26,1)+1)-INDEX('Shultis Faw'!$A$2:$A$26,MATCH($C800,'Shultis Faw'!$A$2:$A$26,1))),$C800*'Shultis Faw'!$C$2/'Shultis Faw'!$A$2)","v":2.4020919999999997},{"$f":"_xlfn.IFNA(INDEX('Shultis Faw'!$D$2:$D$26,MATCH($C800,'Shultis Faw'!$A$2:$A$26,1))+($C800-INDEX('Shultis Faw'!$A$2:$A$26,MATCH($C800,'Shultis Faw'!$A$2:$A$26,1)))*(INDEX('Shultis Faw'!$D$2:$D$26,MATCH($C800,'Shultis Faw'!$A$2:$A$26,1)+1)-INDEX('Shultis Faw'!$D$2:$D$26,MATCH($C800,'Shultis Faw'!$A$2:$A$26,1)))/(INDEX('Shultis Faw'!$A$2:$A$26,MATCH($C800,'Shultis Faw'!$A$2:$A$26,1)+1)-INDEX('Shultis Faw'!$A$2:$A$26,MATCH($C800,'Shultis Faw'!$A$2:$A$26,1))),$C800*'Shultis Faw'!$D$2/'Shultis Faw'!$A$2)","v":1.6967479999999999},{"$f":"_xlfn.IFNA(INDEX('Shultis Faw'!$B$2:$B$26,MATCH($C800,'Shultis Faw'!$A$2:$A$26,1))+($C800-INDEX('Shultis Faw'!$A$2:$A$26,MATCH($C800,'Shultis Faw'!$A$2:$A$26,1)))*(INDEX('Shultis Faw'!$B$2:$B$26,MATCH($C800,'Shultis Faw'!$A$2:$A$26,1)+1)-INDEX('Shultis Faw'!$B$2:$B$26,MATCH($C800,'Shultis Faw'!$A$2:$A$26,1)))/(INDEX('Shultis Faw'!$A$2:$A$26,MATCH($C800,'Shultis Faw'!$A$2:$A$26,1)+1)-INDEX('Shultis Faw'!$A$2:$A$26,MATCH($C800,'Shultis Faw'!$A$2:$A$26,1))),$C800*'Shultis Faw'!$B$2/'Shultis Faw'!$A$2)","v":-0.126244},{"$f":"_xlfn.IFNA(INDEX('Shultis Faw'!$E$2:$E$26,MATCH($C800,'Shultis Faw'!$A$2:$A$26,1))+($C800-INDEX('Shultis Faw'!$A$2:$A$26,MATCH($C800,'Shultis Faw'!$A$2:$A$26,1)))*(INDEX('Shultis Faw'!$E$2:$E$26,MATCH($C800,'Shultis Faw'!$A$2:$A$26,1)+1)-INDEX('Shultis Faw'!$E$2:$E$26,MATCH($C800,'Shultis Faw'!$A$2:$A$26,1)))/(INDEX('Shultis Faw'!$A$2:$A$26,MATCH($C800,'Shultis Faw'!$A$2:$A$26,1)+1)-INDEX('Shultis Faw'!$A$2:$A$26,MATCH($C800,'Shultis Faw'!$A$2:$A$26,1))),$C800*'Shultis Faw'!$E$2/'Shultis Faw'!$A$2)","v":5.1177199999999999E-2},{"$f":"_xlfn.IFNA(INDEX('Shultis Faw'!$F$2:$F$26,MATCH($C800,'Shultis Faw'!$A$2:$A$26,1))+($C800-INDEX('Shultis Faw'!$A$2:$A$26,MATCH($C800,'Shultis Faw'!$A$2:$A$26,1)))*(INDEX('Shultis Faw'!$F$2:$F$26,MATCH($C800,'Shultis Faw'!$A$2:$A$26,1)+1)-INDEX('Shultis Faw'!$F$2:$F$26,MATCH($C800,'Shultis Faw'!$A$2:$A$26,1)))/(INDEX('Shultis Faw'!$A$2:$A$26,MATCH($C800,'Shultis Faw'!$A$2:$A$26,1)+1)-INDEX('Shultis Faw'!$A$2:$A$26,MATCH($C800,'Shultis Faw'!$A$2:$A$26,1))),$C800*'Shultis Faw'!$F$2/'Shultis Faw'!$A$2)","v":14.250400000000001},{"$f":"J800*(H800*'Externe blootstelling'!$D$23/2)^K800+L800*(TANH(((H800*'Externe blootstelling'!$D$23)/(2*M800))-2)-TANH(-2))/(1-TANH(-2))","v":1.6320855301624611},{"$f":"IF(N800=1,1+(I800-1)*H800*'Externe blootstelling'!$D$23/2,1+(I800-1)*(N800^(H800*'Externe blootstelling'!$D$23/2)-1)/(N800-1))","v":3.1038183059002042},{"$f":"G800*EXP(-H800*'Externe blootstelling'!$D$23/2)*O800","v":3.1401042351294245E-5}]
[null," g ",0.58429999999999993,9.3487999999999982E-14,1.4E-5,{"$f":"_xlfn.IFNA(INDEX('hp (pSv cm2)'!$B$2:$B$52,MATCH($C801,'hp (pSv cm2)'!$A$2:$A$52,1))+($C801-INDEX('hp (pSv cm2)'!$A$2:$A$52,MATCH($C801,'hp (pSv cm2)'!$A$2:$A$52,1)))*(INDEX('hp (pSv cm2)'!$B$2:$B$52,MATCH($C801,'hp (pSv cm2)'!$A$2:$A$52,1)+1)-INDEX('hp (pSv cm2)'!$B$2:$B$52,MATCH($C801,'hp (pSv cm2)'!$A$2:$A$52,1)))/(INDEX('hp (pSv cm2)'!$A$2:$A$52,MATCH($C801,'hp (pSv cm2)'!$A$2:$A$52,1)+1)-INDEX('hp (pSv cm2)'!$A$2:$A$52,MATCH($C801,'hp (pSv cm2)'!$A$2:$A$52,1))),$C801*'hp (pSv cm2)'!$B$2/'hp (pSv cm2)'!$A$2)","v":2.8409200000000001},3.9772879999999999E-5,{"$f":"_xlfn.IFNA(0.997*(INDEX('Mass attenuation coefficients'!$B$2:$B$37,MATCH($C801,'Mass attenuation coefficients'!$A$2:$A$37,1))+($C801-INDEX('Mass attenuation coefficients'!$A$2:$A$37,MATCH($C801,'Mass attenuation coefficients'!$A$2:$A$37,1)))*(INDEX('Mass attenuation coefficients'!$B$2:$B$37,MATCH($C801,'Mass attenuation coefficients'!$A$2:$A$37,1)+1)-INDEX('Mass attenuation coefficients'!$B$2:$B$37,MATCH($C801,'Mass attenuation coefficients'!$A$2:$A$37,1)))/(INDEX('Mass attenuation coefficients'!$A$2:$A$37,MATCH($C801,'Mass attenuation coefficients'!$A$2:$A$37,1)+1)-INDEX('Mass attenuation coefficients'!$A$2:$A$37,MATCH($C801,'Mass attenuation coefficients'!$A$2:$A$37,1)))),0.997*$C801*'Mass attenuation coefficients'!$B$2/'Mass attenuation coefficients'!$A$2)","v":9.0435546990000004E-2},{"$f":"_xlfn.IFNA(INDEX('Shultis Faw'!$C$2:$C$26,MATCH($C801,'Shultis Faw'!$A$2:$A$26,1))+($C801-INDEX('Shultis Faw'!$A$2:$A$26,MATCH($C801,'Shultis Faw'!$A$2:$A$26,1)))*(INDEX('Shultis Faw'!$C$2:$C$26,MATCH($C801,'Shultis Faw'!$A$2:$A$26,1)+1)-INDEX('Shultis Faw'!$C$2:$C$26,MATCH($C801,'Shultis Faw'!$A$2:$A$26,1)))/(INDEX('Shultis Faw'!$A$2:$A$26,MATCH($C801,'Shultis Faw'!$A$2:$A$26,1)+1)-INDEX('Shultis Faw'!$A$2:$A$26,MATCH($C801,'Shultis Faw'!$A$2:$A$26,1))),$C801*'Shultis Faw'!$C$2/'Shultis Faw'!$A$2)","v":2.3963109999999999},{"$f":"_xlfn.IFNA(INDEX('Shultis Faw'!$D$2:$D$26,MATCH($C801,'Shultis Faw'!$A$2:$A$26,1))+($C801-INDEX('Shultis Faw'!$A$2:$A$26,MATCH($C801,'Shultis Faw'!$A$2:$A$26,1)))*(INDEX('Shultis Faw'!$D$2:$D$26,MATCH($C801,'Shultis Faw'!$A$2:$A$26,1)+1)-INDEX('Shultis Faw'!$D$2:$D$26,MATCH($C801,'Shultis Faw'!$A$2:$A$26,1)))/(INDEX('Shultis Faw'!$A$2:$A$26,MATCH($C801,'Shultis Faw'!$A$2:$A$26,1)+1)-INDEX('Shultis Faw'!$A$2:$A$26,MATCH($C801,'Shultis Faw'!$A$2:$A$26,1))),$C801*'Shultis Faw'!$D$2/'Shultis Faw'!$A$2)","v":1.6926590000000001},{"$f":"_xlfn.IFNA(INDEX('Shultis Faw'!$B$2:$B$26,MATCH($C801,'Shultis Faw'!$A$2:$A$26,1))+($C801-INDEX('Shultis Faw'!$A$2:$A$26,MATCH($C801,'Shultis Faw'!$A$2:$A$26,1)))*(INDEX('Shultis Faw'!$B$2:$B$26,MATCH($C801,'Shultis Faw'!$A$2:$A$26,1)+1)-INDEX('Shultis Faw'!$B$2:$B$26,MATCH($C801,'Shultis Faw'!$A$2:$A$26,1)))/(INDEX('Shultis Faw'!$A$2:$A$26,MATCH($C801,'Shultis Faw'!$A$2:$A$26,1)+1)-INDEX('Shultis Faw'!$A$2:$A$26,MATCH($C801,'Shultis Faw'!$A$2:$A$26,1))),$C801*'Shultis Faw'!$B$2/'Shultis Faw'!$A$2)","v":-0.12572700000000001},{"$f":"_xlfn.IFNA(INDEX('Shultis Faw'!$E$2:$E$26,MATCH($C801,'Shultis Faw'!$A$2:$A$26,1))+($C801-INDEX('Shultis Faw'!$A$2:$A$26,MATCH($C801,'Shultis Faw'!$A$2:$A$26,1)))*(INDEX('Shultis Faw'!$E$2:$E$26,MATCH($C801,'Shultis Faw'!$A$2:$A$26,1)+1)-INDEX('Shultis Faw'!$E$2:$E$26,MATCH($C801,'Shultis Faw'!$A$2:$A$26,1)))/(INDEX('Shultis Faw'!$A$2:$A$26,MATCH($C801,'Shultis Faw'!$A$2:$A$26,1)+1)-INDEX('Shultis Faw'!$A$2:$A$26,MATCH($C801,'Shultis Faw'!$A$2:$A$26,1))),$C801*'Shultis Faw'!$E$2/'Shultis Faw'!$A$2)","v":5.0975100000000002E-2},{"$f":"_xlfn.IFNA(INDEX('Shultis Faw'!$F$2:$F$26,MATCH($C801,'Shultis Faw'!$A$2:$A$26,1))+($C801-INDEX('Shultis Faw'!$A$2:$A$26,MATCH($C801,'Shultis Faw'!$A$2:$A$26,1)))*(INDEX('Shultis Faw'!$F$2:$F$26,MATCH($C801,'Shultis Faw'!$A$2:$A$26,1)+1)-INDEX('Shultis Faw'!$F$2:$F$26,MATCH($C801,'Shultis Faw'!$A$2:$A$26,1)))/(INDEX('Shultis Faw'!$A$2:$A$26,MATCH($C801,'Shultis Faw'!$A$2:$A$26,1)+1)-INDEX('Shultis Faw'!$A$2:$A$26,MATCH($C801,'Shultis Faw'!$A$2:$A$26,1))),$C801*'Shultis Faw'!$F$2/'Shultis Faw'!$A$2)","v":14.245700000000001},{"$f":"J801*(H801*'Externe blootstelling'!$D$23/2)^K801+L801*(TANH(((H801*'Externe blootstelling'!$D$23)/(2*M801))-2)-TANH(-2))/(1-TANH(-2))","v":1.6291852847679469},{"$f":"IF(N801=1,1+(I801-1)*H801*'Externe blootstelling'!$D$23/2,1+(I801-1)*(N801^(H801*'Externe blootstelling'!$D$23/2)-1)/(N801-1))","v":3.0835380105410963},{"$f":"G801*EXP(-H801*'Externe blootstelling'!$D$23/2)*O801","v":3.1586496729897312E-5}]
[null," g ",0.59399999999999997,9.5039999999999992E-14,1.4E-5,{"$f":"_xlfn.IFNA(INDEX('hp (pSv cm2)'!$B$2:$B$52,MATCH($C802,'hp (pSv cm2)'!$A$2:$A$52,1))+($C802-INDEX('hp (pSv cm2)'!$A$2:$A$52,MATCH($C802,'hp (pSv cm2)'!$A$2:$A$52,1)))*(INDEX('hp (pSv cm2)'!$B$2:$B$52,MATCH($C802,'hp (pSv cm2)'!$A$2:$A$52,1)+1)-INDEX('hp (pSv cm2)'!$B$2:$B$52,MATCH($C802,'hp (pSv cm2)'!$A$2:$A$52,1)))/(INDEX('hp (pSv cm2)'!$A$2:$A$52,MATCH($C802,'hp (pSv cm2)'!$A$2:$A$52,1)+1)-INDEX('hp (pSv cm2)'!$A$2:$A$52,MATCH($C802,'hp (pSv cm2)'!$A$2:$A$52,1))),$C802*'hp (pSv cm2)'!$B$2/'hp (pSv cm2)'!$A$2)","v":2.8835999999999999},4.0370399999999996E-5,{"$f":"_xlfn.IFNA(0.997*(INDEX('Mass attenuation coefficients'!$B$2:$B$37,MATCH($C802,'Mass attenuation coefficients'!$A$2:$A$37,1))+($C802-INDEX('Mass attenuation coefficients'!$A$2:$A$37,MATCH($C802,'Mass attenuation coefficients'!$A$2:$A$37,1)))*(INDEX('Mass attenuation coefficients'!$B$2:$B$37,MATCH($C802,'Mass attenuation coefficients'!$A$2:$A$37,1)+1)-INDEX('Mass attenuation coefficients'!$B$2:$B$37,MATCH($C802,'Mass attenuation coefficients'!$A$2:$A$37,1)))/(INDEX('Mass attenuation coefficients'!$A$2:$A$37,MATCH($C802,'Mass attenuation coefficients'!$A$2:$A$37,1)+1)-INDEX('Mass attenuation coefficients'!$A$2:$A$37,MATCH($C802,'Mass attenuation coefficients'!$A$2:$A$37,1)))),0.997*$C802*'Mass attenuation coefficients'!$B$2/'Mass attenuation coefficients'!$A$2)","v":8.9728604199999992E-2},{"$f":"_xlfn.IFNA(INDEX('Shultis Faw'!$C$2:$C$26,MATCH($C802,'Shultis Faw'!$A$2:$A$26,1))+($C802-INDEX('Shultis Faw'!$A$2:$A$26,MATCH($C802,'Shultis Faw'!$A$2:$A$26,1)))*(INDEX('Shultis Faw'!$C$2:$C$26,MATCH($C802,'Shultis Faw'!$A$2:$A$26,1)+1)-INDEX('Shultis Faw'!$C$2:$C$26,MATCH($C802,'Shultis Faw'!$A$2:$A$26,1)))/(INDEX('Shultis Faw'!$A$2:$A$26,MATCH($C802,'Shultis Faw'!$A$2:$A$26,1)+1)-INDEX('Shultis Faw'!$A$2:$A$26,MATCH($C802,'Shultis Faw'!$A$2:$A$26,1))),$C802*'Shultis Faw'!$C$2/'Shultis Faw'!$A$2)","v":2.3843799999999997},{"$f":"_xlfn.IFNA(INDEX('Shultis Faw'!$D$2:$D$26,MATCH($C802,'Shultis Faw'!$A$2:$A$26,1))+($C802-INDEX('Shultis Faw'!$A$2:$A$26,MATCH($C802,'Shultis Faw'!$A$2:$A$26,1)))*(INDEX('Shultis Faw'!$D$2:$D$26,MATCH($C802,'Shultis Faw'!$A$2:$A$26,1)+1)-INDEX('Shultis Faw'!$D$2:$D$26,MATCH($C802,'Shultis Faw'!$A$2:$A$26,1)))/(INDEX('Shultis Faw'!$A$2:$A$26,MATCH($C802,'Shultis Faw'!$A$2:$A$26,1)+1)-INDEX('Shultis Faw'!$A$2:$A$26,MATCH($C802,'Shultis Faw'!$A$2:$A$26,1))),$C802*'Shultis Faw'!$D$2/'Shultis Faw'!$A$2)","v":1.6842200000000001},{"$f":"_xlfn.IFNA(INDEX('Shultis Faw'!$B$2:$B$26,MATCH($C802,'Shultis Faw'!$A$2:$A$26,1))+($C802-INDEX('Shultis Faw'!$A$2:$A$26,MATCH($C802,'Shultis Faw'!$A$2:$A$26,1)))*(INDEX('Shultis Faw'!$B$2:$B$26,MATCH($C802,'Shultis Faw'!$A$2:$A$26,1)+1)-INDEX('Shultis Faw'!$B$2:$B$26,MATCH($C802,'Shultis Faw'!$A$2:$A$26,1)))/(INDEX('Shultis Faw'!$A$2:$A$26,MATCH($C802,'Shultis Faw'!$A$2:$A$26,1)+1)-INDEX('Shultis Faw'!$A$2:$A$26,MATCH($C802,'Shultis Faw'!$A$2:$A$26,1))),$C802*'Shultis Faw'!$B$2/'Shultis Faw'!$A$2)","v":-0.12465999999999999},{"$f":"_xlfn.IFNA(INDEX('Shultis Faw'!$E$2:$E$26,MATCH($C802,'Shultis Faw'!$A$2:$A$26,1))+($C802-INDEX('Shultis Faw'!$A$2:$A$26,MATCH($C802,'Shultis Faw'!$A$2:$A$26,1)))*(INDEX('Shultis Faw'!$E$2:$E$26,MATCH($C802,'Shultis Faw'!$A$2:$A$26,1)+1)-INDEX('Shultis Faw'!$E$2:$E$26,MATCH($C802,'Shultis Faw'!$A$2:$A$26,1)))/(INDEX('Shultis Faw'!$A$2:$A$26,MATCH($C802,'Shultis Faw'!$A$2:$A$26,1)+1)-INDEX('Shultis Faw'!$A$2:$A$26,MATCH($C802,'Shultis Faw'!$A$2:$A$26,1))),$C802*'Shultis Faw'!$E$2/'Shultis Faw'!$A$2)","v":5.0557999999999999E-2},{"$f":"_xlfn.IFNA(INDEX('Shultis Faw'!$F$2:$F$26,MATCH($C802,'Shultis Faw'!$A$2:$A$26,1))+($C802-INDEX('Shultis Faw'!$A$2:$A$26,MATCH($C802,'Shultis Faw'!$A$2:$A$26,1)))*(INDEX('Shultis Faw'!$F$2:$F$26,MATCH($C802,'Shultis Faw'!$A$2:$A$26,1)+1)-INDEX('Shultis Faw'!$F$2:$F$26,MATCH($C802,'Shultis Faw'!$A$2:$A$26,1)))/(INDEX('Shultis Faw'!$A$2:$A$26,MATCH($C802,'Shultis Faw'!$A$2:$A$26,1)+1)-INDEX('Shultis Faw'!$A$2:$A$26,MATCH($C802,'Shultis Faw'!$A$2:$A$26,1))),$C802*'Shultis Faw'!$F$2/'Shultis Faw'!$A$2)","v":14.236000000000001},{"$f":"J802*(H802*'Externe blootstelling'!$D$23/2)^K802+L802*(TANH(((H802*'Externe blootstelling'!$D$23)/(2*M802))-2)-TANH(-2))/(1-TANH(-2))","v":1.6231751059713468},{"$f":"IF(N802=1,1+(I802-1)*H802*'Externe blootstelling'!$D$23/2,1+(I802-1)*(N802^(H802*'Externe blootstelling'!$D$23/2)-1)/(N802-1))","v":3.0421609506322547},{"$f":"G802*EXP(-H802*'Externe blootstelling'!$D$23/2)*O802","v":3.196801533226902E-5}]
[null," g ",0.59872100000000006,9.5795360000000008E-14,9.2000000000000003E-4,{"$f":"_xlfn.IFNA(INDEX('hp (pSv cm2)'!$B$2:$B$52,MATCH($C803,'hp (pSv cm2)'!$A$2:$A$52,1))+($C803-INDEX('hp (pSv cm2)'!$A$2:$A$52,MATCH($C803,'hp (pSv cm2)'!$A$2:$A$52,1)))*(INDEX('hp (pSv cm2)'!$B$2:$B$52,MATCH($C803,'hp (pSv cm2)'!$A$2:$A$52,1)+1)-INDEX('hp (pSv cm2)'!$B$2:$B$52,MATCH($C803,'hp (pSv cm2)'!$A$2:$A$52,1)))/(INDEX('hp (pSv cm2)'!$A$2:$A$52,MATCH($C803,'hp (pSv cm2)'!$A$2:$A$52,1)+1)-INDEX('hp (pSv cm2)'!$A$2:$A$52,MATCH($C803,'hp (pSv cm2)'!$A$2:$A$52,1))),$C803*'hp (pSv cm2)'!$B$2/'hp (pSv cm2)'!$A$2)","v":2.9043724000000006},2.6720226080000006E-3,{"$f":"_xlfn.IFNA(0.997*(INDEX('Mass attenuation coefficients'!$B$2:$B$37,MATCH($C803,'Mass attenuation coefficients'!$A$2:$A$37,1))+($C803-INDEX('Mass attenuation coefficients'!$A$2:$A$37,MATCH($C803,'Mass attenuation coefficients'!$A$2:$A$37,1)))*(INDEX('Mass attenuation coefficients'!$B$2:$B$37,MATCH($C803,'Mass attenuation coefficients'!$A$2:$A$37,1)+1)-INDEX('Mass attenuation coefficients'!$B$2:$B$37,MATCH($C803,'Mass attenuation coefficients'!$A$2:$A$37,1)))/(INDEX('Mass attenuation coefficients'!$A$2:$A$37,MATCH($C803,'Mass attenuation coefficients'!$A$2:$A$37,1)+1)-INDEX('Mass attenuation coefficients'!$A$2:$A$37,MATCH($C803,'Mass attenuation coefficients'!$A$2:$A$37,1)))),0.997*$C803*'Mass attenuation coefficients'!$B$2/'Mass attenuation coefficients'!$A$2)","v":8.938453441529999E-2},{"$f":"_xlfn.IFNA(INDEX('Shultis Faw'!$C$2:$C$26,MATCH($C803,'Shultis Faw'!$A$2:$A$26,1))+($C803-INDEX('Shultis Faw'!$A$2:$A$26,MATCH($C803,'Shultis Faw'!$A$2:$A$26,1)))*(INDEX('Shultis Faw'!$C$2:$C$26,MATCH($C803,'Shultis Faw'!$A$2:$A$26,1)+1)-INDEX('Shultis Faw'!$C$2:$C$26,MATCH($C803,'Shultis Faw'!$A$2:$A$26,1)))/(INDEX('Shultis Faw'!$A$2:$A$26,MATCH($C803,'Shultis Faw'!$A$2:$A$26,1)+1)-INDEX('Shultis Faw'!$A$2:$A$26,MATCH($C803,'Shultis Faw'!$A$2:$A$26,1))),$C803*'Shultis Faw'!$C$2/'Shultis Faw'!$A$2)","v":2.3785731699999997},{"$f":"_xlfn.IFNA(INDEX('Shultis Faw'!$D$2:$D$26,MATCH($C803,'Shultis Faw'!$A$2:$A$26,1))+($C803-INDEX('Shultis Faw'!$A$2:$A$26,MATCH($C803,'Shultis Faw'!$A$2:$A$26,1)))*(INDEX('Shultis Faw'!$D$2:$D$26,MATCH($C803,'Shultis Faw'!$A$2:$A$26,1)+1)-INDEX('Shultis Faw'!$D$2:$D$26,MATCH($C803,'Shultis Faw'!$A$2:$A$26,1)))/(INDEX('Shultis Faw'!$A$2:$A$26,MATCH($C803,'Shultis Faw'!$A$2:$A$26,1)+1)-INDEX('Shultis Faw'!$A$2:$A$26,MATCH($C803,'Shultis Faw'!$A$2:$A$26,1))),$C803*'Shultis Faw'!$D$2/'Shultis Faw'!$A$2)","v":1.6801127300000001},{"$f":"_xlfn.IFNA(INDEX('Shultis Faw'!$B$2:$B$26,MATCH($C803,'Shultis Faw'!$A$2:$A$26,1))+($C803-INDEX('Shultis Faw'!$A$2:$A$26,MATCH($C803,'Shultis Faw'!$A$2:$A$26,1)))*(INDEX('Shultis Faw'!$B$2:$B$26,MATCH($C803,'Shultis Faw'!$A$2:$A$26,1)+1)-INDEX('Shultis Faw'!$B$2:$B$26,MATCH($C803,'Shultis Faw'!$A$2:$A$26,1)))/(INDEX('Shultis Faw'!$A$2:$A$26,MATCH($C803,'Shultis Faw'!$A$2:$A$26,1)+1)-INDEX('Shultis Faw'!$A$2:$A$26,MATCH($C803,'Shultis Faw'!$A$2:$A$26,1))),$C803*'Shultis Faw'!$B$2/'Shultis Faw'!$A$2)","v":-0.12414069},{"$f":"_xlfn.IFNA(INDEX('Shultis Faw'!$E$2:$E$26,MATCH($C803,'Shultis Faw'!$A$2:$A$26,1))+($C803-INDEX('Shultis Faw'!$A$2:$A$26,MATCH($C803,'Shultis Faw'!$A$2:$A$26,1)))*(INDEX('Shultis Faw'!$E$2:$E$26,MATCH($C803,'Shultis Faw'!$A$2:$A$26,1)+1)-INDEX('Shultis Faw'!$E$2:$E$26,MATCH($C803,'Shultis Faw'!$A$2:$A$26,1)))/(INDEX('Shultis Faw'!$A$2:$A$26,MATCH($C803,'Shultis Faw'!$A$2:$A$26,1)+1)-INDEX('Shultis Faw'!$A$2:$A$26,MATCH($C803,'Shultis Faw'!$A$2:$A$26,1))),$C803*'Shultis Faw'!$E$2/'Shultis Faw'!$A$2)","v":5.0354996999999992E-2},{"$f":"_xlfn.IFNA(INDEX('Shultis Faw'!$F$2:$F$26,MATCH($C803,'Shultis Faw'!$A$2:$A$26,1))+($C803-INDEX('Shultis Faw'!$A$2:$A$26,MATCH($C803,'Shultis Faw'!$A$2:$A$26,1)))*(INDEX('Shultis Faw'!$F$2:$F$26,MATCH($C803,'Shultis Faw'!$A$2:$A$26,1)+1)-INDEX('Shultis Faw'!$F$2:$F$26,MATCH($C803,'Shultis Faw'!$A$2:$A$26,1)))/(INDEX('Shultis Faw'!$A$2:$A$26,MATCH($C803,'Shultis Faw'!$A$2:$A$26,1)+1)-INDEX('Shultis Faw'!$A$2:$A$26,MATCH($C803,'Shultis Faw'!$A$2:$A$26,1))),$C803*'Shultis Faw'!$F$2/'Shultis Faw'!$A$2)","v":14.231279000000001},{"$f":"J803*(H803*'Externe blootstelling'!$D$23/2)^K803+L803*(TANH(((H803*'Externe blootstelling'!$D$23)/(2*M803))-2)-TANH(-2))/(1-TANH(-2))","v":1.6202379723373033},{"$f":"IF(N803=1,1+(I803-1)*H803*'Externe blootstelling'!$D$23/2,1+(I803-1)*(N803^(H803*'Externe blootstelling'!$D$23/2)-1)/(N803-1))","v":3.0222535439922216},{"$f":"G803*EXP(-H803*'Externe blootstelling'!$D$23/2)*O803","v":2.1129191192592496E-3}]
[null," g ",0.60930999999999991,9.748959999999998E-14,5.6999999999999998E-4,{"$f":"_xlfn.IFNA(INDEX('hp (pSv cm2)'!$B$2:$B$52,MATCH($C804,'hp (pSv cm2)'!$A$2:$A$52,1))+($C804-INDEX('hp (pSv cm2)'!$A$2:$A$52,MATCH($C804,'hp (pSv cm2)'!$A$2:$A$52,1)))*(INDEX('hp (pSv cm2)'!$B$2:$B$52,MATCH($C804,'hp (pSv cm2)'!$A$2:$A$52,1)+1)-INDEX('hp (pSv cm2)'!$B$2:$B$52,MATCH($C804,'hp (pSv cm2)'!$A$2:$A$52,1)))/(INDEX('hp (pSv cm2)'!$A$2:$A$52,MATCH($C804,'hp (pSv cm2)'!$A$2:$A$52,1)+1)-INDEX('hp (pSv cm2)'!$A$2:$A$52,MATCH($C804,'hp (pSv cm2)'!$A$2:$A$52,1))),$C804*'hp (pSv cm2)'!$B$2/'hp (pSv cm2)'!$A$2)","v":2.9481709999999999},1.6804574699999999E-3,{"$f":"_xlfn.IFNA(0.997*(INDEX('Mass attenuation coefficients'!$B$2:$B$37,MATCH($C804,'Mass attenuation coefficients'!$A$2:$A$37,1))+($C804-INDEX('Mass attenuation coefficients'!$A$2:$A$37,MATCH($C804,'Mass attenuation coefficients'!$A$2:$A$37,1)))*(INDEX('Mass attenuation coefficients'!$B$2:$B$37,MATCH($C804,'Mass attenuation coefficients'!$A$2:$A$37,1)+1)-INDEX('Mass attenuation coefficients'!$B$2:$B$37,MATCH($C804,'Mass attenuation coefficients'!$A$2:$A$37,1)))/(INDEX('Mass attenuation coefficients'!$A$2:$A$37,MATCH($C804,'Mass attenuation coefficients'!$A$2:$A$37,1)+1)-INDEX('Mass attenuation coefficients'!$A$2:$A$37,MATCH($C804,'Mass attenuation coefficients'!$A$2:$A$37,1)))),0.997*$C804*'Mass attenuation coefficients'!$B$2/'Mass attenuation coefficients'!$A$2)","v":8.8784983081499999E-2},{"$f":"_xlfn.IFNA(INDEX('Shultis Faw'!$C$2:$C$26,MATCH($C804,'Shultis Faw'!$A$2:$A$26,1))+($C804-INDEX('Shultis Faw'!$A$2:$A$26,MATCH($C804,'Shultis Faw'!$A$2:$A$26,1)))*(INDEX('Shultis Faw'!$C$2:$C$26,MATCH($C804,'Shultis Faw'!$A$2:$A$26,1)+1)-INDEX('Shultis Faw'!$C$2:$C$26,MATCH($C804,'Shultis Faw'!$A$2:$A$26,1)))/(INDEX('Shultis Faw'!$A$2:$A$26,MATCH($C804,'Shultis Faw'!$A$2:$A$26,1)+1)-INDEX('Shultis Faw'!$A$2:$A$26,MATCH($C804,'Shultis Faw'!$A$2:$A$26,1))),$C804*'Shultis Faw'!$C$2/'Shultis Faw'!$A$2)","v":2.3693192499999998},{"$f":"_xlfn.IFNA(INDEX('Shultis Faw'!$D$2:$D$26,MATCH($C804,'Shultis Faw'!$A$2:$A$26,1))+($C804-INDEX('Shultis Faw'!$A$2:$A$26,MATCH($C804,'Shultis Faw'!$A$2:$A$26,1)))*(INDEX('Shultis Faw'!$D$2:$D$26,MATCH($C804,'Shultis Faw'!$A$2:$A$26,1)+1)-INDEX('Shultis Faw'!$D$2:$D$26,MATCH($C804,'Shultis Faw'!$A$2:$A$26,1)))/(INDEX('Shultis Faw'!$A$2:$A$26,MATCH($C804,'Shultis Faw'!$A$2:$A$26,1)+1)-INDEX('Shultis Faw'!$A$2:$A$26,MATCH($C804,'Shultis Faw'!$A$2:$A$26,1))),$C804*'Shultis Faw'!$D$2/'Shultis Faw'!$A$2)","v":1.6727157500000001},{"$f":"_xlfn.IFNA(INDEX('Shultis Faw'!$B$2:$B$26,MATCH($C804,'Shultis Faw'!$A$2:$A$26,1))+($C804-INDEX('Shultis Faw'!$A$2:$A$26,MATCH($C804,'Shultis Faw'!$A$2:$A$26,1)))*(INDEX('Shultis Faw'!$B$2:$B$26,MATCH($C804,'Shultis Faw'!$A$2:$A$26,1)+1)-INDEX('Shultis Faw'!$B$2:$B$26,MATCH($C804,'Shultis Faw'!$A$2:$A$26,1)))/(INDEX('Shultis Faw'!$A$2:$A$26,MATCH($C804,'Shultis Faw'!$A$2:$A$26,1)+1)-INDEX('Shultis Faw'!$A$2:$A$26,MATCH($C804,'Shultis Faw'!$A$2:$A$26,1))),$C804*'Shultis Faw'!$B$2/'Shultis Faw'!$A$2)","v":-0.12311555},{"$f":"_xlfn.IFNA(INDEX('Shultis Faw'!$E$2:$E$26,MATCH($C804,'Shultis Faw'!$A$2:$A$26,1))+($C804-INDEX('Shultis Faw'!$A$2:$A$26,MATCH($C804,'Shultis Faw'!$A$2:$A$26,1)))*(INDEX('Shultis Faw'!$E$2:$E$26,MATCH($C804,'Shultis Faw'!$A$2:$A$26,1)+1)-INDEX('Shultis Faw'!$E$2:$E$26,MATCH($C804,'Shultis Faw'!$A$2:$A$26,1)))/(INDEX('Shultis Faw'!$A$2:$A$26,MATCH($C804,'Shultis Faw'!$A$2:$A$26,1)+1)-INDEX('Shultis Faw'!$A$2:$A$26,MATCH($C804,'Shultis Faw'!$A$2:$A$26,1))),$C804*'Shultis Faw'!$E$2/'Shultis Faw'!$A$2)","v":4.9992769999999999E-2},{"$f":"_xlfn.IFNA(INDEX('Shultis Faw'!$F$2:$F$26,MATCH($C804,'Shultis Faw'!$A$2:$A$26,1))+($C804-INDEX('Shultis Faw'!$A$2:$A$26,MATCH($C804,'Shultis Faw'!$A$2:$A$26,1)))*(INDEX('Shultis Faw'!$F$2:$F$26,MATCH($C804,'Shultis Faw'!$A$2:$A$26,1)+1)-INDEX('Shultis Faw'!$F$2:$F$26,MATCH($C804,'Shultis Faw'!$A$2:$A$26,1)))/(INDEX('Shultis Faw'!$A$2:$A$26,MATCH($C804,'Shultis Faw'!$A$2:$A$26,1)+1)-INDEX('Shultis Faw'!$A$2:$A$26,MATCH($C804,'Shultis Faw'!$A$2:$A$26,1))),$C804*'Shultis Faw'!$F$2/'Shultis Faw'!$A$2)","v":14.2360515},{"$f":"J804*(H804*'Externe blootstelling'!$D$23/2)^K804+L804*(TANH(((H804*'Externe blootstelling'!$D$23)/(2*M804))-2)-TANH(-2))/(1-TANH(-2))","v":1.6149249872968383},{"$f":"IF(N804=1,1+(I804-1)*H804*'Externe blootstelling'!$D$23/2,1+(I804-1)*(N804^(H804*'Externe blootstelling'!$D$23/2)-1)/(N804-1))","v":2.9891349683165389},{"$f":"G804*EXP(-H804*'Externe blootstelling'!$D$23/2)*O804","v":1.3261438247279054E-3}]
[null," g ",0.61909999999999998,9.9055999999999997E-14,3.6000000000000001E-5,{"$f":"_xlfn.IFNA(INDEX('hp (pSv cm2)'!$B$2:$B$52,MATCH($C805,'hp (pSv cm2)'!$A$2:$A$52,1))+($C805-INDEX('hp (pSv cm2)'!$A$2:$A$52,MATCH($C805,'hp (pSv cm2)'!$A$2:$A$52,1)))*(INDEX('hp (pSv cm2)'!$B$2:$B$52,MATCH($C805,'hp (pSv cm2)'!$A$2:$A$52,1)+1)-INDEX('hp (pSv cm2)'!$B$2:$B$52,MATCH($C805,'hp (pSv cm2)'!$A$2:$A$52,1)))/(INDEX('hp (pSv cm2)'!$A$2:$A$52,MATCH($C805,'hp (pSv cm2)'!$A$2:$A$52,1)+1)-INDEX('hp (pSv cm2)'!$A$2:$A$52,MATCH($C805,'hp (pSv cm2)'!$A$2:$A$52,1))),$C805*'hp (pSv cm2)'!$B$2/'hp (pSv cm2)'!$A$2)","v":2.9883100000000002},1.0757916000000001E-4,{"$f":"_xlfn.IFNA(0.997*(INDEX('Mass attenuation coefficients'!$B$2:$B$37,MATCH($C805,'Mass attenuation coefficients'!$A$2:$A$37,1))+($C805-INDEX('Mass attenuation coefficients'!$A$2:$A$37,MATCH($C805,'Mass attenuation coefficients'!$A$2:$A$37,1)))*(INDEX('Mass attenuation coefficients'!$B$2:$B$37,MATCH($C805,'Mass attenuation coefficients'!$A$2:$A$37,1)+1)-INDEX('Mass attenuation coefficients'!$B$2:$B$37,MATCH($C805,'Mass attenuation coefficients'!$A$2:$A$37,1)))/(INDEX('Mass attenuation coefficients'!$A$2:$A$37,MATCH($C805,'Mass attenuation coefficients'!$A$2:$A$37,1)+1)-INDEX('Mass attenuation coefficients'!$A$2:$A$37,MATCH($C805,'Mass attenuation coefficients'!$A$2:$A$37,1)))),0.997*$C805*'Mass attenuation coefficients'!$B$2/'Mass attenuation coefficients'!$A$2)","v":8.8252540715000008E-2},{"$f":"_xlfn.IFNA(INDEX('Shultis Faw'!$C$2:$C$26,MATCH($C805,'Shultis Faw'!$A$2:$A$26,1))+($C805-INDEX('Shultis Faw'!$A$2:$A$26,MATCH($C805,'Shultis Faw'!$A$2:$A$26,1)))*(INDEX('Shultis Faw'!$C$2:$C$26,MATCH($C805,'Shultis Faw'!$A$2:$A$26,1)+1)-INDEX('Shultis Faw'!$C$2:$C$26,MATCH($C805,'Shultis Faw'!$A$2:$A$26,1)))/(INDEX('Shultis Faw'!$A$2:$A$26,MATCH($C805,'Shultis Faw'!$A$2:$A$26,1)+1)-INDEX('Shultis Faw'!$A$2:$A$26,MATCH($C805,'Shultis Faw'!$A$2:$A$26,1))),$C805*'Shultis Faw'!$C$2/'Shultis Faw'!$A$2)","v":2.3612424999999999},{"$f":"_xlfn.IFNA(INDEX('Shultis Faw'!$D$2:$D$26,MATCH($C805,'Shultis Faw'!$A$2:$A$26,1))+($C805-INDEX('Shultis Faw'!$A$2:$A$26,MATCH($C805,'Shultis Faw'!$A$2:$A$26,1)))*(INDEX('Shultis Faw'!$D$2:$D$26,MATCH($C805,'Shultis Faw'!$A$2:$A$26,1)+1)-INDEX('Shultis Faw'!$D$2:$D$26,MATCH($C805,'Shultis Faw'!$A$2:$A$26,1)))/(INDEX('Shultis Faw'!$A$2:$A$26,MATCH($C805,'Shultis Faw'!$A$2:$A$26,1)+1)-INDEX('Shultis Faw'!$A$2:$A$26,MATCH($C805,'Shultis Faw'!$A$2:$A$26,1))),$C805*'Shultis Faw'!$D$2/'Shultis Faw'!$A$2)","v":1.6661075000000001},{"$f":"_xlfn.IFNA(INDEX('Shultis Faw'!$B$2:$B$26,MATCH($C805,'Shultis Faw'!$A$2:$A$26,1))+($C805-INDEX('Shultis Faw'!$A$2:$A$26,MATCH($C805,'Shultis Faw'!$A$2:$A$26,1)))*(INDEX('Shultis Faw'!$B$2:$B$26,MATCH($C805,'Shultis Faw'!$A$2:$A$26,1)+1)-INDEX('Shultis Faw'!$B$2:$B$26,MATCH($C805,'Shultis Faw'!$A$2:$A$26,1)))/(INDEX('Shultis Faw'!$A$2:$A$26,MATCH($C805,'Shultis Faw'!$A$2:$A$26,1)+1)-INDEX('Shultis Faw'!$A$2:$A$26,MATCH($C805,'Shultis Faw'!$A$2:$A$26,1))),$C805*'Shultis Faw'!$B$2/'Shultis Faw'!$A$2)","v":-0.1221855},{"$f":"_xlfn.IFNA(INDEX('Shultis Faw'!$E$2:$E$26,MATCH($C805,'Shultis Faw'!$A$2:$A$26,1))+($C805-INDEX('Shultis Faw'!$A$2:$A$26,MATCH($C805,'Shultis Faw'!$A$2:$A$26,1)))*(INDEX('Shultis Faw'!$E$2:$E$26,MATCH($C805,'Shultis Faw'!$A$2:$A$26,1)+1)-INDEX('Shultis Faw'!$E$2:$E$26,MATCH($C805,'Shultis Faw'!$A$2:$A$26,1)))/(INDEX('Shultis Faw'!$A$2:$A$26,MATCH($C805,'Shultis Faw'!$A$2:$A$26,1)+1)-INDEX('Shultis Faw'!$A$2:$A$26,MATCH($C805,'Shultis Faw'!$A$2:$A$26,1))),$C805*'Shultis Faw'!$E$2/'Shultis Faw'!$A$2)","v":4.9669699999999997E-2},{"$f":"_xlfn.IFNA(INDEX('Shultis Faw'!$F$2:$F$26,MATCH($C805,'Shultis Faw'!$A$2:$A$26,1))+($C805-INDEX('Shultis Faw'!$A$2:$A$26,MATCH($C805,'Shultis Faw'!$A$2:$A$26,1)))*(INDEX('Shultis Faw'!$F$2:$F$26,MATCH($C805,'Shultis Faw'!$A$2:$A$26,1)+1)-INDEX('Shultis Faw'!$F$2:$F$26,MATCH($C805,'Shultis Faw'!$A$2:$A$26,1)))/(INDEX('Shultis Faw'!$A$2:$A$26,MATCH($C805,'Shultis Faw'!$A$2:$A$26,1)+1)-INDEX('Shultis Faw'!$A$2:$A$26,MATCH($C805,'Shultis Faw'!$A$2:$A$26,1))),$C805*'Shultis Faw'!$F$2/'Shultis Faw'!$A$2)","v":14.242415000000001},{"$f":"J805*(H805*'Externe blootstelling'!$D$23/2)^K805+L805*(TANH(((H805*'Externe blootstelling'!$D$23)/(2*M805))-2)-TANH(-2))/(1-TANH(-2))","v":1.6101547501149198},{"$f":"IF(N805=1,1+(I805-1)*H805*'Externe blootstelling'!$D$23/2,1+(I805-1)*(N805^(H805*'Externe blootstelling'!$D$23/2)-1)/(N805-1))","v":2.9602788976437822},{"$f":"G805*EXP(-H805*'Externe blootstelling'!$D$23/2)*O805","v":8.4751404976853771E-5}]
[null," g ",0.6236799999999999,9.9788799999999973E-14,8.9999999999999992E-5,{"$f":"_xlfn.IFNA(INDEX('hp (pSv cm2)'!$B$2:$B$52,MATCH($C806,'hp (pSv cm2)'!$A$2:$A$52,1))+($C806-INDEX('hp (pSv cm2)'!$A$2:$A$52,MATCH($C806,'hp (pSv cm2)'!$A$2:$A$52,1)))*(INDEX('hp (pSv cm2)'!$B$2:$B$52,MATCH($C806,'hp (pSv cm2)'!$A$2:$A$52,1)+1)-INDEX('hp (pSv cm2)'!$B$2:$B$52,MATCH($C806,'hp (pSv cm2)'!$A$2:$A$52,1)))/(INDEX('hp (pSv cm2)'!$A$2:$A$52,MATCH($C806,'hp (pSv cm2)'!$A$2:$A$52,1)+1)-INDEX('hp (pSv cm2)'!$A$2:$A$52,MATCH($C806,'hp (pSv cm2)'!$A$2:$A$52,1))),$C806*'hp (pSv cm2)'!$B$2/'hp (pSv cm2)'!$A$2)","v":3.007088},2.7063791999999996E-4,{"$f":"_xlfn.IFNA(0.997*(INDEX('Mass attenuation coefficients'!$B$2:$B$37,MATCH($C806,'Mass attenuation coefficients'!$A$2:$A$37,1))+($C806-INDEX('Mass attenuation coefficients'!$A$2:$A$37,MATCH($C806,'Mass attenuation coefficients'!$A$2:$A$37,1)))*(INDEX('Mass attenuation coefficients'!$B$2:$B$37,MATCH($C806,'Mass attenuation coefficients'!$A$2:$A$37,1)+1)-INDEX('Mass attenuation coefficients'!$B$2:$B$37,MATCH($C806,'Mass attenuation coefficients'!$A$2:$A$37,1)))/(INDEX('Mass attenuation coefficients'!$A$2:$A$37,MATCH($C806,'Mass attenuation coefficients'!$A$2:$A$37,1)+1)-INDEX('Mass attenuation coefficients'!$A$2:$A$37,MATCH($C806,'Mass attenuation coefficients'!$A$2:$A$37,1)))),0.997*$C806*'Mass attenuation coefficients'!$B$2/'Mass attenuation coefficients'!$A$2)","v":8.8003451231999999E-2},{"$f":"_xlfn.IFNA(INDEX('Shultis Faw'!$C$2:$C$26,MATCH($C806,'Shultis Faw'!$A$2:$A$26,1))+($C806-INDEX('Shultis Faw'!$A$2:$A$26,MATCH($C806,'Shultis Faw'!$A$2:$A$26,1)))*(INDEX('Shultis Faw'!$C$2:$C$26,MATCH($C806,'Shultis Faw'!$A$2:$A$26,1)+1)-INDEX('Shultis Faw'!$C$2:$C$26,MATCH($C806,'Shultis Faw'!$A$2:$A$26,1)))/(INDEX('Shultis Faw'!$A$2:$A$26,MATCH($C806,'Shultis Faw'!$A$2:$A$26,1)+1)-INDEX('Shultis Faw'!$A$2:$A$26,MATCH($C806,'Shultis Faw'!$A$2:$A$26,1))),$C806*'Shultis Faw'!$C$2/'Shultis Faw'!$A$2)","v":2.3574639999999998},{"$f":"_xlfn.IFNA(INDEX('Shultis Faw'!$D$2:$D$26,MATCH($C806,'Shultis Faw'!$A$2:$A$26,1))+($C806-INDEX('Shultis Faw'!$A$2:$A$26,MATCH($C806,'Shultis Faw'!$A$2:$A$26,1)))*(INDEX('Shultis Faw'!$D$2:$D$26,MATCH($C806,'Shultis Faw'!$A$2:$A$26,1)+1)-INDEX('Shultis Faw'!$D$2:$D$26,MATCH($C806,'Shultis Faw'!$A$2:$A$26,1)))/(INDEX('Shultis Faw'!$A$2:$A$26,MATCH($C806,'Shultis Faw'!$A$2:$A$26,1)+1)-INDEX('Shultis Faw'!$A$2:$A$26,MATCH($C806,'Shultis Faw'!$A$2:$A$26,1))),$C806*'Shultis Faw'!$D$2/'Shultis Faw'!$A$2)","v":1.663016},{"$f":"_xlfn.IFNA(INDEX('Shultis Faw'!$B$2:$B$26,MATCH($C806,'Shultis Faw'!$A$2:$A$26,1))+($C806-INDEX('Shultis Faw'!$A$2:$A$26,MATCH($C806,'Shultis Faw'!$A$2:$A$26,1)))*(INDEX('Shultis Faw'!$B$2:$B$26,MATCH($C806,'Shultis Faw'!$A$2:$A$26,1)+1)-INDEX('Shultis Faw'!$B$2:$B$26,MATCH($C806,'Shultis Faw'!$A$2:$A$26,1)))/(INDEX('Shultis Faw'!$A$2:$A$26,MATCH($C806,'Shultis Faw'!$A$2:$A$26,1)+1)-INDEX('Shultis Faw'!$A$2:$A$26,MATCH($C806,'Shultis Faw'!$A$2:$A$26,1))),$C806*'Shultis Faw'!$B$2/'Shultis Faw'!$A$2)","v":-0.12175040000000001},{"$f":"_xlfn.IFNA(INDEX('Shultis Faw'!$E$2:$E$26,MATCH($C806,'Shultis Faw'!$A$2:$A$26,1))+($C806-INDEX('Shultis Faw'!$A$2:$A$26,MATCH($C806,'Shultis Faw'!$A$2:$A$26,1)))*(INDEX('Shultis Faw'!$E$2:$E$26,MATCH($C806,'Shultis Faw'!$A$2:$A$26,1)+1)-INDEX('Shultis Faw'!$E$2:$E$26,MATCH($C806,'Shultis Faw'!$A$2:$A$26,1)))/(INDEX('Shultis Faw'!$A$2:$A$26,MATCH($C806,'Shultis Faw'!$A$2:$A$26,1)+1)-INDEX('Shultis Faw'!$A$2:$A$26,MATCH($C806,'Shultis Faw'!$A$2:$A$26,1))),$C806*'Shultis Faw'!$E$2/'Shultis Faw'!$A$2)","v":4.9518560000000003E-2},{"$f":"_xlfn.IFNA(INDEX('Shultis Faw'!$F$2:$F$26,MATCH($C806,'Shultis Faw'!$A$2:$A$26,1))+($C806-INDEX('Shultis Faw'!$A$2:$A$26,MATCH($C806,'Shultis Faw'!$A$2:$A$26,1)))*(INDEX('Shultis Faw'!$F$2:$F$26,MATCH($C806,'Shultis Faw'!$A$2:$A$26,1)+1)-INDEX('Shultis Faw'!$F$2:$F$26,MATCH($C806,'Shultis Faw'!$A$2:$A$26,1)))/(INDEX('Shultis Faw'!$A$2:$A$26,MATCH($C806,'Shultis Faw'!$A$2:$A$26,1)+1)-INDEX('Shultis Faw'!$A$2:$A$26,MATCH($C806,'Shultis Faw'!$A$2:$A$26,1))),$C806*'Shultis Faw'!$F$2/'Shultis Faw'!$A$2)","v":14.245392000000001},{"$f":"J806*(H806*'Externe blootstelling'!$D$23/2)^K806+L806*(TANH(((H806*'Externe blootstelling'!$D$23)/(2*M806))-2)-TANH(-2))/(1-TANH(-2))","v":1.6079155530629816},{"$f":"IF(N806=1,1+(I806-1)*H806*'Externe blootstelling'!$D$23/2,1+(I806-1)*(N806^(H806*'Externe blootstelling'!$D$23/2)-1)/(N806-1))","v":2.946893046730386},{"$f":"G806*EXP(-H806*'Externe blootstelling'!$D$23/2)*O806","v":2.1304032804243122E-4}]
[null," g ",0.63170000000000004,1.01072E-13,3.9999999999999998E-6,{"$f":"_xlfn.IFNA(INDEX('hp (pSv cm2)'!$B$2:$B$52,MATCH($C807,'hp (pSv cm2)'!$A$2:$A$52,1))+($C807-INDEX('hp (pSv cm2)'!$A$2:$A$52,MATCH($C807,'hp (pSv cm2)'!$A$2:$A$52,1)))*(INDEX('hp (pSv cm2)'!$B$2:$B$52,MATCH($C807,'hp (pSv cm2)'!$A$2:$A$52,1)+1)-INDEX('hp (pSv cm2)'!$B$2:$B$52,MATCH($C807,'hp (pSv cm2)'!$A$2:$A$52,1)))/(INDEX('hp (pSv cm2)'!$A$2:$A$52,MATCH($C807,'hp (pSv cm2)'!$A$2:$A$52,1)+1)-INDEX('hp (pSv cm2)'!$A$2:$A$52,MATCH($C807,'hp (pSv cm2)'!$A$2:$A$52,1))),$C807*'hp (pSv cm2)'!$B$2/'hp (pSv cm2)'!$A$2)","v":3.0399700000000003},1.2159880000000001E-5,{"$f":"_xlfn.IFNA(0.997*(INDEX('Mass attenuation coefficients'!$B$2:$B$37,MATCH($C807,'Mass attenuation coefficients'!$A$2:$A$37,1))+($C807-INDEX('Mass attenuation coefficients'!$A$2:$A$37,MATCH($C807,'Mass attenuation coefficients'!$A$2:$A$37,1)))*(INDEX('Mass attenuation coefficients'!$B$2:$B$37,MATCH($C807,'Mass attenuation coefficients'!$A$2:$A$37,1)+1)-INDEX('Mass attenuation coefficients'!$B$2:$B$37,MATCH($C807,'Mass attenuation coefficients'!$A$2:$A$37,1)))/(INDEX('Mass attenuation coefficients'!$A$2:$A$37,MATCH($C807,'Mass attenuation coefficients'!$A$2:$A$37,1)+1)-INDEX('Mass attenuation coefficients'!$A$2:$A$37,MATCH($C807,'Mass attenuation coefficients'!$A$2:$A$37,1)))),0.997*$C807*'Mass attenuation coefficients'!$B$2/'Mass attenuation coefficients'!$A$2)","v":8.756727270499999E-2},{"$f":"_xlfn.IFNA(INDEX('Shultis Faw'!$C$2:$C$26,MATCH($C807,'Shultis Faw'!$A$2:$A$26,1))+($C807-INDEX('Shultis Faw'!$A$2:$A$26,MATCH($C807,'Shultis Faw'!$A$2:$A$26,1)))*(INDEX('Shultis Faw'!$C$2:$C$26,MATCH($C807,'Shultis Faw'!$A$2:$A$26,1)+1)-INDEX('Shultis Faw'!$C$2:$C$26,MATCH($C807,'Shultis Faw'!$A$2:$A$26,1)))/(INDEX('Shultis Faw'!$A$2:$A$26,MATCH($C807,'Shultis Faw'!$A$2:$A$26,1)+1)-INDEX('Shultis Faw'!$A$2:$A$26,MATCH($C807,'Shultis Faw'!$A$2:$A$26,1))),$C807*'Shultis Faw'!$C$2/'Shultis Faw'!$A$2)","v":2.3508475},{"$f":"_xlfn.IFNA(INDEX('Shultis Faw'!$D$2:$D$26,MATCH($C807,'Shultis Faw'!$A$2:$A$26,1))+($C807-INDEX('Shultis Faw'!$A$2:$A$26,MATCH($C807,'Shultis Faw'!$A$2:$A$26,1)))*(INDEX('Shultis Faw'!$D$2:$D$26,MATCH($C807,'Shultis Faw'!$A$2:$A$26,1)+1)-INDEX('Shultis Faw'!$D$2:$D$26,MATCH($C807,'Shultis Faw'!$A$2:$A$26,1)))/(INDEX('Shultis Faw'!$A$2:$A$26,MATCH($C807,'Shultis Faw'!$A$2:$A$26,1)+1)-INDEX('Shultis Faw'!$A$2:$A$26,MATCH($C807,'Shultis Faw'!$A$2:$A$26,1))),$C807*'Shultis Faw'!$D$2/'Shultis Faw'!$A$2)","v":1.6576025000000001},{"$f":"_xlfn.IFNA(INDEX('Shultis Faw'!$B$2:$B$26,MATCH($C807,'Shultis Faw'!$A$2:$A$26,1))+($C807-INDEX('Shultis Faw'!$A$2:$A$26,MATCH($C807,'Shultis Faw'!$A$2:$A$26,1)))*(INDEX('Shultis Faw'!$B$2:$B$26,MATCH($C807,'Shultis Faw'!$A$2:$A$26,1)+1)-INDEX('Shultis Faw'!$B$2:$B$26,MATCH($C807,'Shultis Faw'!$A$2:$A$26,1)))/(INDEX('Shultis Faw'!$A$2:$A$26,MATCH($C807,'Shultis Faw'!$A$2:$A$26,1)+1)-INDEX('Shultis Faw'!$A$2:$A$26,MATCH($C807,'Shultis Faw'!$A$2:$A$26,1))),$C807*'Shultis Faw'!$B$2/'Shultis Faw'!$A$2)","v":-0.1209885},{"$f":"_xlfn.IFNA(INDEX('Shultis Faw'!$E$2:$E$26,MATCH($C807,'Shultis Faw'!$A$2:$A$26,1))+($C807-INDEX('Shultis Faw'!$A$2:$A$26,MATCH($C807,'Shultis Faw'!$A$2:$A$26,1)))*(INDEX('Shultis Faw'!$E$2:$E$26,MATCH($C807,'Shultis Faw'!$A$2:$A$26,1)+1)-INDEX('Shultis Faw'!$E$2:$E$26,MATCH($C807,'Shultis Faw'!$A$2:$A$26,1)))/(INDEX('Shultis Faw'!$A$2:$A$26,MATCH($C807,'Shultis Faw'!$A$2:$A$26,1)+1)-INDEX('Shultis Faw'!$A$2:$A$26,MATCH($C807,'Shultis Faw'!$A$2:$A$26,1))),$C807*'Shultis Faw'!$E$2/'Shultis Faw'!$A$2)","v":4.9253899999999996E-2},{"$f":"_xlfn.IFNA(INDEX('Shultis Faw'!$F$2:$F$26,MATCH($C807,'Shultis Faw'!$A$2:$A$26,1))+($C807-INDEX('Shultis Faw'!$A$2:$A$26,MATCH($C807,'Shultis Faw'!$A$2:$A$26,1)))*(INDEX('Shultis Faw'!$F$2:$F$26,MATCH($C807,'Shultis Faw'!$A$2:$A$26,1)+1)-INDEX('Shultis Faw'!$F$2:$F$26,MATCH($C807,'Shultis Faw'!$A$2:$A$26,1)))/(INDEX('Shultis Faw'!$A$2:$A$26,MATCH($C807,'Shultis Faw'!$A$2:$A$26,1)+1)-INDEX('Shultis Faw'!$A$2:$A$26,MATCH($C807,'Shultis Faw'!$A$2:$A$26,1))),$C807*'Shultis Faw'!$F$2/'Shultis Faw'!$A$2)","v":14.250605},{"$f":"J807*(H807*'Externe blootstelling'!$D$23/2)^K807+L807*(TANH(((H807*'Externe blootstelling'!$D$23)/(2*M807))-2)-TANH(-2))/(1-TANH(-2))","v":1.6039829007201427},{"$f":"IF(N807=1,1+(I807-1)*H807*'Externe blootstelling'!$D$23/2,1+(I807-1)*(N807^(H807*'Externe blootstelling'!$D$23/2)-1)/(N807-1))","v":2.9236264054465066},{"$f":"G807*EXP(-H807*'Externe blootstelling'!$D$23/2)*O807","v":9.5587568586569315E-6}]
[null," g ",0.64170000000000005,1.02672E-13,1.7E-5,{"$f":"_xlfn.IFNA(INDEX('hp (pSv cm2)'!$B$2:$B$52,MATCH($C808,'hp (pSv cm2)'!$A$2:$A$52,1))+($C808-INDEX('hp (pSv cm2)'!$A$2:$A$52,MATCH($C808,'hp (pSv cm2)'!$A$2:$A$52,1)))*(INDEX('hp (pSv cm2)'!$B$2:$B$52,MATCH($C808,'hp (pSv cm2)'!$A$2:$A$52,1)+1)-INDEX('hp (pSv cm2)'!$B$2:$B$52,MATCH($C808,'hp (pSv cm2)'!$A$2:$A$52,1)))/(INDEX('hp (pSv cm2)'!$A$2:$A$52,MATCH($C808,'hp (pSv cm2)'!$A$2:$A$52,1)+1)-INDEX('hp (pSv cm2)'!$A$2:$A$52,MATCH($C808,'hp (pSv cm2)'!$A$2:$A$52,1))),$C808*'hp (pSv cm2)'!$B$2/'hp (pSv cm2)'!$A$2)","v":3.0809700000000002},5.2376490000000002E-5,{"$f":"_xlfn.IFNA(0.997*(INDEX('Mass attenuation coefficients'!$B$2:$B$37,MATCH($C808,'Mass attenuation coefficients'!$A$2:$A$37,1))+($C808-INDEX('Mass attenuation coefficients'!$A$2:$A$37,MATCH($C808,'Mass attenuation coefficients'!$A$2:$A$37,1)))*(INDEX('Mass attenuation coefficients'!$B$2:$B$37,MATCH($C808,'Mass attenuation coefficients'!$A$2:$A$37,1)+1)-INDEX('Mass attenuation coefficients'!$B$2:$B$37,MATCH($C808,'Mass attenuation coefficients'!$A$2:$A$37,1)))/(INDEX('Mass attenuation coefficients'!$A$2:$A$37,MATCH($C808,'Mass attenuation coefficients'!$A$2:$A$37,1)+1)-INDEX('Mass attenuation coefficients'!$A$2:$A$37,MATCH($C808,'Mass attenuation coefficients'!$A$2:$A$37,1)))),0.997*$C808*'Mass attenuation coefficients'!$B$2/'Mass attenuation coefficients'!$A$2)","v":8.7023409204999999E-2},{"$f":"_xlfn.IFNA(INDEX('Shultis Faw'!$C$2:$C$26,MATCH($C808,'Shultis Faw'!$A$2:$A$26,1))+($C808-INDEX('Shultis Faw'!$A$2:$A$26,MATCH($C808,'Shultis Faw'!$A$2:$A$26,1)))*(INDEX('Shultis Faw'!$C$2:$C$26,MATCH($C808,'Shultis Faw'!$A$2:$A$26,1)+1)-INDEX('Shultis Faw'!$C$2:$C$26,MATCH($C808,'Shultis Faw'!$A$2:$A$26,1)))/(INDEX('Shultis Faw'!$A$2:$A$26,MATCH($C808,'Shultis Faw'!$A$2:$A$26,1)+1)-INDEX('Shultis Faw'!$A$2:$A$26,MATCH($C808,'Shultis Faw'!$A$2:$A$26,1))),$C808*'Shultis Faw'!$C$2/'Shultis Faw'!$A$2)","v":2.3425974999999997},{"$f":"_xlfn.IFNA(INDEX('Shultis Faw'!$D$2:$D$26,MATCH($C808,'Shultis Faw'!$A$2:$A$26,1))+($C808-INDEX('Shultis Faw'!$A$2:$A$26,MATCH($C808,'Shultis Faw'!$A$2:$A$26,1)))*(INDEX('Shultis Faw'!$D$2:$D$26,MATCH($C808,'Shultis Faw'!$A$2:$A$26,1)+1)-INDEX('Shultis Faw'!$D$2:$D$26,MATCH($C808,'Shultis Faw'!$A$2:$A$26,1)))/(INDEX('Shultis Faw'!$A$2:$A$26,MATCH($C808,'Shultis Faw'!$A$2:$A$26,1)+1)-INDEX('Shultis Faw'!$A$2:$A$26,MATCH($C808,'Shultis Faw'!$A$2:$A$26,1))),$C808*'Shultis Faw'!$D$2/'Shultis Faw'!$A$2)","v":1.6508525000000001},{"$f":"_xlfn.IFNA(INDEX('Shultis Faw'!$B$2:$B$26,MATCH($C808,'Shultis Faw'!$A$2:$A$26,1))+($C808-INDEX('Shultis Faw'!$A$2:$A$26,MATCH($C808,'Shultis Faw'!$A$2:$A$26,1)))*(INDEX('Shultis Faw'!$B$2:$B$26,MATCH($C808,'Shultis Faw'!$A$2:$A$26,1)+1)-INDEX('Shultis Faw'!$B$2:$B$26,MATCH($C808,'Shultis Faw'!$A$2:$A$26,1)))/(INDEX('Shultis Faw'!$A$2:$A$26,MATCH($C808,'Shultis Faw'!$A$2:$A$26,1)+1)-INDEX('Shultis Faw'!$A$2:$A$26,MATCH($C808,'Shultis Faw'!$A$2:$A$26,1))),$C808*'Shultis Faw'!$B$2/'Shultis Faw'!$A$2)","v":-0.12003849999999999},{"$f":"_xlfn.IFNA(INDEX('Shultis Faw'!$E$2:$E$26,MATCH($C808,'Shultis Faw'!$A$2:$A$26,1))+($C808-INDEX('Shultis Faw'!$A$2:$A$26,MATCH($C808,'Shultis Faw'!$A$2:$A$26,1)))*(INDEX('Shultis Faw'!$E$2:$E$26,MATCH($C808,'Shultis Faw'!$A$2:$A$26,1)+1)-INDEX('Shultis Faw'!$E$2:$E$26,MATCH($C808,'Shultis Faw'!$A$2:$A$26,1)))/(INDEX('Shultis Faw'!$A$2:$A$26,MATCH($C808,'Shultis Faw'!$A$2:$A$26,1)+1)-INDEX('Shultis Faw'!$A$2:$A$26,MATCH($C808,'Shultis Faw'!$A$2:$A$26,1))),$C808*'Shultis Faw'!$E$2/'Shultis Faw'!$A$2)","v":4.8923899999999999E-2},{"$f":"_xlfn.IFNA(INDEX('Shultis Faw'!$F$2:$F$26,MATCH($C808,'Shultis Faw'!$A$2:$A$26,1))+($C808-INDEX('Shultis Faw'!$A$2:$A$26,MATCH($C808,'Shultis Faw'!$A$2:$A$26,1)))*(INDEX('Shultis Faw'!$F$2:$F$26,MATCH($C808,'Shultis Faw'!$A$2:$A$26,1)+1)-INDEX('Shultis Faw'!$F$2:$F$26,MATCH($C808,'Shultis Faw'!$A$2:$A$26,1)))/(INDEX('Shultis Faw'!$A$2:$A$26,MATCH($C808,'Shultis Faw'!$A$2:$A$26,1)+1)-INDEX('Shultis Faw'!$A$2:$A$26,MATCH($C808,'Shultis Faw'!$A$2:$A$26,1))),$C808*'Shultis Faw'!$F$2/'Shultis Faw'!$A$2)","v":14.257105000000001},{"$f":"J808*(H808*'Externe blootstelling'!$D$23/2)^K808+L808*(TANH(((H808*'Externe blootstelling'!$D$23)/(2*M808))-2)-TANH(-2))/(1-TANH(-2))","v":1.5990586376385627},{"$f":"IF(N808=1,1+(I808-1)*H808*'Externe blootstelling'!$D$23/2,1+(I808-1)*(N808^(H808*'Externe blootstelling'!$D$23/2)-1)/(N808-1))","v":2.8949220159444491},{"$f":"G808*EXP(-H808*'Externe blootstelling'!$D$23/2)*O808","v":4.1102332084778147E-5}]
[null," g ",0.64610000000000001,1.03376E-13,3.9999999999999998E-6,{"$f":"_xlfn.IFNA(INDEX('hp (pSv cm2)'!$B$2:$B$52,MATCH($C809,'hp (pSv cm2)'!$A$2:$A$52,1))+($C809-INDEX('hp (pSv cm2)'!$A$2:$A$52,MATCH($C809,'hp (pSv cm2)'!$A$2:$A$52,1)))*(INDEX('hp (pSv cm2)'!$B$2:$B$52,MATCH($C809,'hp (pSv cm2)'!$A$2:$A$52,1)+1)-INDEX('hp (pSv cm2)'!$B$2:$B$52,MATCH($C809,'hp (pSv cm2)'!$A$2:$A$52,1)))/(INDEX('hp (pSv cm2)'!$A$2:$A$52,MATCH($C809,'hp (pSv cm2)'!$A$2:$A$52,1)+1)-INDEX('hp (pSv cm2)'!$A$2:$A$52,MATCH($C809,'hp (pSv cm2)'!$A$2:$A$52,1))),$C809*'hp (pSv cm2)'!$B$2/'hp (pSv cm2)'!$A$2)","v":3.0990100000000003},1.2396040000000001E-5,{"$f":"_xlfn.IFNA(0.997*(INDEX('Mass attenuation coefficients'!$B$2:$B$37,MATCH($C809,'Mass attenuation coefficients'!$A$2:$A$37,1))+($C809-INDEX('Mass attenuation coefficients'!$A$2:$A$37,MATCH($C809,'Mass attenuation coefficients'!$A$2:$A$37,1)))*(INDEX('Mass attenuation coefficients'!$B$2:$B$37,MATCH($C809,'Mass attenuation coefficients'!$A$2:$A$37,1)+1)-INDEX('Mass attenuation coefficients'!$B$2:$B$37,MATCH($C809,'Mass attenuation coefficients'!$A$2:$A$37,1)))/(INDEX('Mass attenuation coefficients'!$A$2:$A$37,MATCH($C809,'Mass attenuation coefficients'!$A$2:$A$37,1)+1)-INDEX('Mass attenuation coefficients'!$A$2:$A$37,MATCH($C809,'Mass attenuation coefficients'!$A$2:$A$37,1)))),0.997*$C809*'Mass attenuation coefficients'!$B$2/'Mass attenuation coefficients'!$A$2)","v":8.6784109264999992E-2},{"$f":"_xlfn.IFNA(INDEX('Shultis Faw'!$C$2:$C$26,MATCH($C809,'Shultis Faw'!$A$2:$A$26,1))+($C809-INDEX('Shultis Faw'!$A$2:$A$26,MATCH($C809,'Shultis Faw'!$A$2:$A$26,1)))*(INDEX('Shultis Faw'!$C$2:$C$26,MATCH($C809,'Shultis Faw'!$A$2:$A$26,1)+1)-INDEX('Shultis Faw'!$C$2:$C$26,MATCH($C809,'Shultis Faw'!$A$2:$A$26,1)))/(INDEX('Shultis Faw'!$A$2:$A$26,MATCH($C809,'Shultis Faw'!$A$2:$A$26,1)+1)-INDEX('Shultis Faw'!$A$2:$A$26,MATCH($C809,'Shultis Faw'!$A$2:$A$26,1))),$C809*'Shultis Faw'!$C$2/'Shultis Faw'!$A$2)","v":2.3389674999999999},{"$f":"_xlfn.IFNA(INDEX('Shultis Faw'!$D$2:$D$26,MATCH($C809,'Shultis Faw'!$A$2:$A$26,1))+($C809-INDEX('Shultis Faw'!$A$2:$A$26,MATCH($C809,'Shultis Faw'!$A$2:$A$26,1)))*(INDEX('Shultis Faw'!$D$2:$D$26,MATCH($C809,'Shultis Faw'!$A$2:$A$26,1)+1)-INDEX('Shultis Faw'!$D$2:$D$26,MATCH($C809,'Shultis Faw'!$A$2:$A$26,1)))/(INDEX('Shultis Faw'!$A$2:$A$26,MATCH($C809,'Shultis Faw'!$A$2:$A$26,1)+1)-INDEX('Shultis Faw'!$A$2:$A$26,MATCH($C809,'Shultis Faw'!$A$2:$A$26,1))),$C809*'Shultis Faw'!$D$2/'Shultis Faw'!$A$2)","v":1.6478825000000001},{"$f":"_xlfn.IFNA(INDEX('Shultis Faw'!$B$2:$B$26,MATCH($C809,'Shultis Faw'!$A$2:$A$26,1))+($C809-INDEX('Shultis Faw'!$A$2:$A$26,MATCH($C809,'Shultis Faw'!$A$2:$A$26,1)))*(INDEX('Shultis Faw'!$B$2:$B$26,MATCH($C809,'Shultis Faw'!$A$2:$A$26,1)+1)-INDEX('Shultis Faw'!$B$2:$B$26,MATCH($C809,'Shultis Faw'!$A$2:$A$26,1)))/(INDEX('Shultis Faw'!$A$2:$A$26,MATCH($C809,'Shultis Faw'!$A$2:$A$26,1)+1)-INDEX('Shultis Faw'!$A$2:$A$26,MATCH($C809,'Shultis Faw'!$A$2:$A$26,1))),$C809*'Shultis Faw'!$B$2/'Shultis Faw'!$A$2)","v":-0.11962049999999999},{"$f":"_xlfn.IFNA(INDEX('Shultis Faw'!$E$2:$E$26,MATCH($C809,'Shultis Faw'!$A$2:$A$26,1))+($C809-INDEX('Shultis Faw'!$A$2:$A$26,MATCH($C809,'Shultis Faw'!$A$2:$A$26,1)))*(INDEX('Shultis Faw'!$E$2:$E$26,MATCH($C809,'Shultis Faw'!$A$2:$A$26,1)+1)-INDEX('Shultis Faw'!$E$2:$E$26,MATCH($C809,'Shultis Faw'!$A$2:$A$26,1)))/(INDEX('Shultis Faw'!$A$2:$A$26,MATCH($C809,'Shultis Faw'!$A$2:$A$26,1)+1)-INDEX('Shultis Faw'!$A$2:$A$26,MATCH($C809,'Shultis Faw'!$A$2:$A$26,1))),$C809*'Shultis Faw'!$E$2/'Shultis Faw'!$A$2)","v":4.8778700000000001E-2},{"$f":"_xlfn.IFNA(INDEX('Shultis Faw'!$F$2:$F$26,MATCH($C809,'Shultis Faw'!$A$2:$A$26,1))+($C809-INDEX('Shultis Faw'!$A$2:$A$26,MATCH($C809,'Shultis Faw'!$A$2:$A$26,1)))*(INDEX('Shultis Faw'!$F$2:$F$26,MATCH($C809,'Shultis Faw'!$A$2:$A$26,1)+1)-INDEX('Shultis Faw'!$F$2:$F$26,MATCH($C809,'Shultis Faw'!$A$2:$A$26,1)))/(INDEX('Shultis Faw'!$A$2:$A$26,MATCH($C809,'Shultis Faw'!$A$2:$A$26,1)+1)-INDEX('Shultis Faw'!$A$2:$A$26,MATCH($C809,'Shultis Faw'!$A$2:$A$26,1))),$C809*'Shultis Faw'!$F$2/'Shultis Faw'!$A$2)","v":14.259964999999999},{"$f":"J809*(H809*'Externe blootstelling'!$D$23/2)^K809+L809*(TANH(((H809*'Externe blootstelling'!$D$23)/(2*M809))-2)-TANH(-2))/(1-TANH(-2))","v":1.5968846821097735},{"$f":"IF(N809=1,1+(I809-1)*H809*'Externe blootstelling'!$D$23/2,1+(I809-1)*(N809^(H809*'Externe blootstelling'!$D$23/2)-1)/(N809-1))","v":2.8823989490309496},{"$f":"G809*EXP(-H809*'Externe blootstelling'!$D$23/2)*O809","v":9.7205125020274195E-6}]
[null," g ",0.69689999999999996,1.1150399999999999E-13,6.9999999999999999E-6,{"$f":"_xlfn.IFNA(INDEX('hp (pSv cm2)'!$B$2:$B$52,MATCH($C810,'hp (pSv cm2)'!$A$2:$A$52,1))+($C810-INDEX('hp (pSv cm2)'!$A$2:$A$52,MATCH($C810,'hp (pSv cm2)'!$A$2:$A$52,1)))*(INDEX('hp (pSv cm2)'!$B$2:$B$52,MATCH($C810,'hp (pSv cm2)'!$A$2:$A$52,1)+1)-INDEX('hp (pSv cm2)'!$B$2:$B$52,MATCH($C810,'hp (pSv cm2)'!$A$2:$A$52,1)))/(INDEX('hp (pSv cm2)'!$A$2:$A$52,MATCH($C810,'hp (pSv cm2)'!$A$2:$A$52,1)+1)-INDEX('hp (pSv cm2)'!$A$2:$A$52,MATCH($C810,'hp (pSv cm2)'!$A$2:$A$52,1))),$C810*'hp (pSv cm2)'!$B$2/'hp (pSv cm2)'!$A$2)","v":3.3072900000000001},2.3151030000000001E-5,{"$f":"_xlfn.IFNA(0.997*(INDEX('Mass attenuation coefficients'!$B$2:$B$37,MATCH($C810,'Mass attenuation coefficients'!$A$2:$A$37,1))+($C810-INDEX('Mass attenuation coefficients'!$A$2:$A$37,MATCH($C810,'Mass attenuation coefficients'!$A$2:$A$37,1)))*(INDEX('Mass attenuation coefficients'!$B$2:$B$37,MATCH($C810,'Mass attenuation coefficients'!$A$2:$A$37,1)+1)-INDEX('Mass attenuation coefficients'!$B$2:$B$37,MATCH($C810,'Mass attenuation coefficients'!$A$2:$A$37,1)))/(INDEX('Mass attenuation coefficients'!$A$2:$A$37,MATCH($C810,'Mass attenuation coefficients'!$A$2:$A$37,1)+1)-INDEX('Mass attenuation coefficients'!$A$2:$A$37,MATCH($C810,'Mass attenuation coefficients'!$A$2:$A$37,1)))),0.997*$C810*'Mass attenuation coefficients'!$B$2/'Mass attenuation coefficients'!$A$2)","v":8.4021282685000004E-2},{"$f":"_xlfn.IFNA(INDEX('Shultis Faw'!$C$2:$C$26,MATCH($C810,'Shultis Faw'!$A$2:$A$26,1))+($C810-INDEX('Shultis Faw'!$A$2:$A$26,MATCH($C810,'Shultis Faw'!$A$2:$A$26,1)))*(INDEX('Shultis Faw'!$C$2:$C$26,MATCH($C810,'Shultis Faw'!$A$2:$A$26,1)+1)-INDEX('Shultis Faw'!$C$2:$C$26,MATCH($C810,'Shultis Faw'!$A$2:$A$26,1)))/(INDEX('Shultis Faw'!$A$2:$A$26,MATCH($C810,'Shultis Faw'!$A$2:$A$26,1)+1)-INDEX('Shultis Faw'!$A$2:$A$26,MATCH($C810,'Shultis Faw'!$A$2:$A$26,1))),$C810*'Shultis Faw'!$C$2/'Shultis Faw'!$A$2)","v":2.2970575000000002},{"$f":"_xlfn.IFNA(INDEX('Shultis Faw'!$D$2:$D$26,MATCH($C810,'Shultis Faw'!$A$2:$A$26,1))+($C810-INDEX('Shultis Faw'!$A$2:$A$26,MATCH($C810,'Shultis Faw'!$A$2:$A$26,1)))*(INDEX('Shultis Faw'!$D$2:$D$26,MATCH($C810,'Shultis Faw'!$A$2:$A$26,1)+1)-INDEX('Shultis Faw'!$D$2:$D$26,MATCH($C810,'Shultis Faw'!$A$2:$A$26,1)))/(INDEX('Shultis Faw'!$A$2:$A$26,MATCH($C810,'Shultis Faw'!$A$2:$A$26,1)+1)-INDEX('Shultis Faw'!$A$2:$A$26,MATCH($C810,'Shultis Faw'!$A$2:$A$26,1))),$C810*'Shultis Faw'!$D$2/'Shultis Faw'!$A$2)","v":1.6135925},{"$f":"_xlfn.IFNA(INDEX('Shultis Faw'!$B$2:$B$26,MATCH($C810,'Shultis Faw'!$A$2:$A$26,1))+($C810-INDEX('Shultis Faw'!$A$2:$A$26,MATCH($C810,'Shultis Faw'!$A$2:$A$26,1)))*(INDEX('Shultis Faw'!$B$2:$B$26,MATCH($C810,'Shultis Faw'!$A$2:$A$26,1)+1)-INDEX('Shultis Faw'!$B$2:$B$26,MATCH($C810,'Shultis Faw'!$A$2:$A$26,1)))/(INDEX('Shultis Faw'!$A$2:$A$26,MATCH($C810,'Shultis Faw'!$A$2:$A$26,1)+1)-INDEX('Shultis Faw'!$A$2:$A$26,MATCH($C810,'Shultis Faw'!$A$2:$A$26,1))),$C810*'Shultis Faw'!$B$2/'Shultis Faw'!$A$2)","v":-0.11479450000000001},{"$f":"_xlfn.IFNA(INDEX('Shultis Faw'!$E$2:$E$26,MATCH($C810,'Shultis Faw'!$A$2:$A$26,1))+($C810-INDEX('Shultis Faw'!$A$2:$A$26,MATCH($C810,'Shultis Faw'!$A$2:$A$26,1)))*(INDEX('Shultis Faw'!$E$2:$E$26,MATCH($C810,'Shultis Faw'!$A$2:$A$26,1)+1)-INDEX('Shultis Faw'!$E$2:$E$26,MATCH($C810,'Shultis Faw'!$A$2:$A$26,1)))/(INDEX('Shultis Faw'!$A$2:$A$26,MATCH($C810,'Shultis Faw'!$A$2:$A$26,1)+1)-INDEX('Shultis Faw'!$A$2:$A$26,MATCH($C810,'Shultis Faw'!$A$2:$A$26,1))),$C810*'Shultis Faw'!$E$2/'Shultis Faw'!$A$2)","v":4.71023E-2},{"$f":"_xlfn.IFNA(INDEX('Shultis Faw'!$F$2:$F$26,MATCH($C810,'Shultis Faw'!$A$2:$A$26,1))+($C810-INDEX('Shultis Faw'!$A$2:$A$26,MATCH($C810,'Shultis Faw'!$A$2:$A$26,1)))*(INDEX('Shultis Faw'!$F$2:$F$26,MATCH($C810,'Shultis Faw'!$A$2:$A$26,1)+1)-INDEX('Shultis Faw'!$F$2:$F$26,MATCH($C810,'Shultis Faw'!$A$2:$A$26,1)))/(INDEX('Shultis Faw'!$A$2:$A$26,MATCH($C810,'Shultis Faw'!$A$2:$A$26,1)+1)-INDEX('Shultis Faw'!$A$2:$A$26,MATCH($C810,'Shultis Faw'!$A$2:$A$26,1))),$C810*'Shultis Faw'!$F$2/'Shultis Faw'!$A$2)","v":14.292985},{"$f":"J810*(H810*'Externe blootstelling'!$D$23/2)^K810+L810*(TANH(((H810*'Externe blootstelling'!$D$23)/(2*M810))-2)-TANH(-2))/(1-TANH(-2))","v":1.5714633313039617},{"$f":"IF(N810=1,1+(I810-1)*H810*'Externe blootstelling'!$D$23/2,1+(I810-1)*(N810^(H810*'Externe blootstelling'!$D$23/2)-1)/(N810-1))","v":2.7424348966915524},{"$f":"G810*EXP(-H810*'Externe blootstelling'!$D$23/2)*O810","v":1.8003500404766466E-5}]
[null," g ",0.71129999999999993,1.1380799999999998E-13,3.7000000000000005E-5,{"$f":"_xlfn.IFNA(INDEX('hp (pSv cm2)'!$B$2:$B$52,MATCH($C811,'hp (pSv cm2)'!$A$2:$A$52,1))+($C811-INDEX('hp (pSv cm2)'!$A$2:$A$52,MATCH($C811,'hp (pSv cm2)'!$A$2:$A$52,1)))*(INDEX('hp (pSv cm2)'!$B$2:$B$52,MATCH($C811,'hp (pSv cm2)'!$A$2:$A$52,1)+1)-INDEX('hp (pSv cm2)'!$B$2:$B$52,MATCH($C811,'hp (pSv cm2)'!$A$2:$A$52,1)))/(INDEX('hp (pSv cm2)'!$A$2:$A$52,MATCH($C811,'hp (pSv cm2)'!$A$2:$A$52,1)+1)-INDEX('hp (pSv cm2)'!$A$2:$A$52,MATCH($C811,'hp (pSv cm2)'!$A$2:$A$52,1))),$C811*'hp (pSv cm2)'!$B$2/'hp (pSv cm2)'!$A$2)","v":3.3663299999999996},1.2455421E-4,{"$f":"_xlfn.IFNA(0.997*(INDEX('Mass attenuation coefficients'!$B$2:$B$37,MATCH($C811,'Mass attenuation coefficients'!$A$2:$A$37,1))+($C811-INDEX('Mass attenuation coefficients'!$A$2:$A$37,MATCH($C811,'Mass attenuation coefficients'!$A$2:$A$37,1)))*(INDEX('Mass attenuation coefficients'!$B$2:$B$37,MATCH($C811,'Mass attenuation coefficients'!$A$2:$A$37,1)+1)-INDEX('Mass attenuation coefficients'!$B$2:$B$37,MATCH($C811,'Mass attenuation coefficients'!$A$2:$A$37,1)))/(INDEX('Mass attenuation coefficients'!$A$2:$A$37,MATCH($C811,'Mass attenuation coefficients'!$A$2:$A$37,1)+1)-INDEX('Mass attenuation coefficients'!$A$2:$A$37,MATCH($C811,'Mass attenuation coefficients'!$A$2:$A$37,1)))),0.997*$C811*'Mass attenuation coefficients'!$B$2/'Mass attenuation coefficients'!$A$2)","v":8.3238119245000006E-2},{"$f":"_xlfn.IFNA(INDEX('Shultis Faw'!$C$2:$C$26,MATCH($C811,'Shultis Faw'!$A$2:$A$26,1))+($C811-INDEX('Shultis Faw'!$A$2:$A$26,MATCH($C811,'Shultis Faw'!$A$2:$A$26,1)))*(INDEX('Shultis Faw'!$C$2:$C$26,MATCH($C811,'Shultis Faw'!$A$2:$A$26,1)+1)-INDEX('Shultis Faw'!$C$2:$C$26,MATCH($C811,'Shultis Faw'!$A$2:$A$26,1)))/(INDEX('Shultis Faw'!$A$2:$A$26,MATCH($C811,'Shultis Faw'!$A$2:$A$26,1)+1)-INDEX('Shultis Faw'!$A$2:$A$26,MATCH($C811,'Shultis Faw'!$A$2:$A$26,1))),$C811*'Shultis Faw'!$C$2/'Shultis Faw'!$A$2)","v":2.2851775000000001},{"$f":"_xlfn.IFNA(INDEX('Shultis Faw'!$D$2:$D$26,MATCH($C811,'Shultis Faw'!$A$2:$A$26,1))+($C811-INDEX('Shultis Faw'!$A$2:$A$26,MATCH($C811,'Shultis Faw'!$A$2:$A$26,1)))*(INDEX('Shultis Faw'!$D$2:$D$26,MATCH($C811,'Shultis Faw'!$A$2:$A$26,1)+1)-INDEX('Shultis Faw'!$D$2:$D$26,MATCH($C811,'Shultis Faw'!$A$2:$A$26,1)))/(INDEX('Shultis Faw'!$A$2:$A$26,MATCH($C811,'Shultis Faw'!$A$2:$A$26,1)+1)-INDEX('Shultis Faw'!$A$2:$A$26,MATCH($C811,'Shultis Faw'!$A$2:$A$26,1))),$C811*'Shultis Faw'!$D$2/'Shultis Faw'!$A$2)","v":1.6038725},{"$f":"_xlfn.IFNA(INDEX('Shultis Faw'!$B$2:$B$26,MATCH($C811,'Shultis Faw'!$A$2:$A$26,1))+($C811-INDEX('Shultis Faw'!$A$2:$A$26,MATCH($C811,'Shultis Faw'!$A$2:$A$26,1)))*(INDEX('Shultis Faw'!$B$2:$B$26,MATCH($C811,'Shultis Faw'!$A$2:$A$26,1)+1)-INDEX('Shultis Faw'!$B$2:$B$26,MATCH($C811,'Shultis Faw'!$A$2:$A$26,1)))/(INDEX('Shultis Faw'!$A$2:$A$26,MATCH($C811,'Shultis Faw'!$A$2:$A$26,1)+1)-INDEX('Shultis Faw'!$A$2:$A$26,MATCH($C811,'Shultis Faw'!$A$2:$A$26,1))),$C811*'Shultis Faw'!$B$2/'Shultis Faw'!$A$2)","v":-0.11342650000000001},{"$f":"_xlfn.IFNA(INDEX('Shultis Faw'!$E$2:$E$26,MATCH($C811,'Shultis Faw'!$A$2:$A$26,1))+($C811-INDEX('Shultis Faw'!$A$2:$A$26,MATCH($C811,'Shultis Faw'!$A$2:$A$26,1)))*(INDEX('Shultis Faw'!$E$2:$E$26,MATCH($C811,'Shultis Faw'!$A$2:$A$26,1)+1)-INDEX('Shultis Faw'!$E$2:$E$26,MATCH($C811,'Shultis Faw'!$A$2:$A$26,1)))/(INDEX('Shultis Faw'!$A$2:$A$26,MATCH($C811,'Shultis Faw'!$A$2:$A$26,1)+1)-INDEX('Shultis Faw'!$A$2:$A$26,MATCH($C811,'Shultis Faw'!$A$2:$A$26,1))),$C811*'Shultis Faw'!$E$2/'Shultis Faw'!$A$2)","v":4.6627100000000005E-2},{"$f":"_xlfn.IFNA(INDEX('Shultis Faw'!$F$2:$F$26,MATCH($C811,'Shultis Faw'!$A$2:$A$26,1))+($C811-INDEX('Shultis Faw'!$A$2:$A$26,MATCH($C811,'Shultis Faw'!$A$2:$A$26,1)))*(INDEX('Shultis Faw'!$F$2:$F$26,MATCH($C811,'Shultis Faw'!$A$2:$A$26,1)+1)-INDEX('Shultis Faw'!$F$2:$F$26,MATCH($C811,'Shultis Faw'!$A$2:$A$26,1)))/(INDEX('Shultis Faw'!$A$2:$A$26,MATCH($C811,'Shultis Faw'!$A$2:$A$26,1)+1)-INDEX('Shultis Faw'!$A$2:$A$26,MATCH($C811,'Shultis Faw'!$A$2:$A$26,1))),$C811*'Shultis Faw'!$F$2/'Shultis Faw'!$A$2)","v":14.302344999999999},{"$f":"J811*(H811*'Externe blootstelling'!$D$23/2)^K811+L811*(TANH(((H811*'Externe blootstelling'!$D$23)/(2*M811))-2)-TANH(-2))/(1-TANH(-2))","v":1.5641495144066364},{"$f":"IF(N811=1,1+(I811-1)*H811*'Externe blootstelling'!$D$23/2,1+(I811-1)*(N811^(H811*'Externe blootstelling'!$D$23/2)-1)/(N811-1))","v":2.7042688249904807},{"$f":"G811*EXP(-H811*'Externe blootstelling'!$D$23/2)*O811","v":9.6640781890989234E-5}]
[null," g ",0.71839999999999993,1.1494399999999997E-13,1.4E-5,{"$f":"_xlfn.IFNA(INDEX('hp (pSv cm2)'!$B$2:$B$52,MATCH($C812,'hp (pSv cm2)'!$A$2:$A$52,1))+($C812-INDEX('hp (pSv cm2)'!$A$2:$A$52,MATCH($C812,'hp (pSv cm2)'!$A$2:$A$52,1)))*(INDEX('hp (pSv cm2)'!$B$2:$B$52,MATCH($C812,'hp (pSv cm2)'!$A$2:$A$52,1)+1)-INDEX('hp (pSv cm2)'!$B$2:$B$52,MATCH($C812,'hp (pSv cm2)'!$A$2:$A$52,1)))/(INDEX('hp (pSv cm2)'!$A$2:$A$52,MATCH($C812,'hp (pSv cm2)'!$A$2:$A$52,1)+1)-INDEX('hp (pSv cm2)'!$A$2:$A$52,MATCH($C812,'hp (pSv cm2)'!$A$2:$A$52,1))),$C812*'hp (pSv cm2)'!$B$2/'hp (pSv cm2)'!$A$2)","v":3.3954399999999998},4.7536159999999998E-5,{"$f":"_xlfn.IFNA(0.997*(INDEX('Mass attenuation coefficients'!$B$2:$B$37,MATCH($C812,'Mass attenuation coefficients'!$A$2:$A$37,1))+($C812-INDEX('Mass attenuation coefficients'!$A$2:$A$37,MATCH($C812,'Mass attenuation coefficients'!$A$2:$A$37,1)))*(INDEX('Mass attenuation coefficients'!$B$2:$B$37,MATCH($C812,'Mass attenuation coefficients'!$A$2:$A$37,1)+1)-INDEX('Mass attenuation coefficients'!$B$2:$B$37,MATCH($C812,'Mass attenuation coefficients'!$A$2:$A$37,1)))/(INDEX('Mass attenuation coefficients'!$A$2:$A$37,MATCH($C812,'Mass attenuation coefficients'!$A$2:$A$37,1)+1)-INDEX('Mass attenuation coefficients'!$A$2:$A$37,MATCH($C812,'Mass attenuation coefficients'!$A$2:$A$37,1)))),0.997*$C812*'Mass attenuation coefficients'!$B$2/'Mass attenuation coefficients'!$A$2)","v":8.2851976159999993E-2},{"$f":"_xlfn.IFNA(INDEX('Shultis Faw'!$C$2:$C$26,MATCH($C812,'Shultis Faw'!$A$2:$A$26,1))+($C812-INDEX('Shultis Faw'!$A$2:$A$26,MATCH($C812,'Shultis Faw'!$A$2:$A$26,1)))*(INDEX('Shultis Faw'!$C$2:$C$26,MATCH($C812,'Shultis Faw'!$A$2:$A$26,1)+1)-INDEX('Shultis Faw'!$C$2:$C$26,MATCH($C812,'Shultis Faw'!$A$2:$A$26,1)))/(INDEX('Shultis Faw'!$A$2:$A$26,MATCH($C812,'Shultis Faw'!$A$2:$A$26,1)+1)-INDEX('Shultis Faw'!$A$2:$A$26,MATCH($C812,'Shultis Faw'!$A$2:$A$26,1))),$C812*'Shultis Faw'!$C$2/'Shultis Faw'!$A$2)","v":2.2793200000000002},{"$f":"_xlfn.IFNA(INDEX('Shultis Faw'!$D$2:$D$26,MATCH($C812,'Shultis Faw'!$A$2:$A$26,1))+($C812-INDEX('Shultis Faw'!$A$2:$A$26,MATCH($C812,'Shultis Faw'!$A$2:$A$26,1)))*(INDEX('Shultis Faw'!$D$2:$D$26,MATCH($C812,'Shultis Faw'!$A$2:$A$26,1)+1)-INDEX('Shultis Faw'!$D$2:$D$26,MATCH($C812,'Shultis Faw'!$A$2:$A$26,1)))/(INDEX('Shultis Faw'!$A$2:$A$26,MATCH($C812,'Shultis Faw'!$A$2:$A$26,1)+1)-INDEX('Shultis Faw'!$A$2:$A$26,MATCH($C812,'Shultis Faw'!$A$2:$A$26,1))),$C812*'Shultis Faw'!$D$2/'Shultis Faw'!$A$2)","v":1.5990800000000001},{"$f":"_xlfn.IFNA(INDEX('Shultis Faw'!$B$2:$B$26,MATCH($C812,'Shultis Faw'!$A$2:$A$26,1))+($C812-INDEX('Shultis Faw'!$A$2:$A$26,MATCH($C812,'Shultis Faw'!$A$2:$A$26,1)))*(INDEX('Shultis Faw'!$B$2:$B$26,MATCH($C812,'Shultis Faw'!$A$2:$A$26,1)+1)-INDEX('Shultis Faw'!$B$2:$B$26,MATCH($C812,'Shultis Faw'!$A$2:$A$26,1)))/(INDEX('Shultis Faw'!$A$2:$A$26,MATCH($C812,'Shultis Faw'!$A$2:$A$26,1)+1)-INDEX('Shultis Faw'!$A$2:$A$26,MATCH($C812,'Shultis Faw'!$A$2:$A$26,1))),$C812*'Shultis Faw'!$B$2/'Shultis Faw'!$A$2)","v":-0.112752},{"$f":"_xlfn.IFNA(INDEX('Shultis Faw'!$E$2:$E$26,MATCH($C812,'Shultis Faw'!$A$2:$A$26,1))+($C812-INDEX('Shultis Faw'!$A$2:$A$26,MATCH($C812,'Shultis Faw'!$A$2:$A$26,1)))*(INDEX('Shultis Faw'!$E$2:$E$26,MATCH($C812,'Shultis Faw'!$A$2:$A$26,1)+1)-INDEX('Shultis Faw'!$E$2:$E$26,MATCH($C812,'Shultis Faw'!$A$2:$A$26,1)))/(INDEX('Shultis Faw'!$A$2:$A$26,MATCH($C812,'Shultis Faw'!$A$2:$A$26,1)+1)-INDEX('Shultis Faw'!$A$2:$A$26,MATCH($C812,'Shultis Faw'!$A$2:$A$26,1))),$C812*'Shultis Faw'!$E$2/'Shultis Faw'!$A$2)","v":4.6392800000000005E-2},{"$f":"_xlfn.IFNA(INDEX('Shultis Faw'!$F$2:$F$26,MATCH($C812,'Shultis Faw'!$A$2:$A$26,1))+($C812-INDEX('Shultis Faw'!$A$2:$A$26,MATCH($C812,'Shultis Faw'!$A$2:$A$26,1)))*(INDEX('Shultis Faw'!$F$2:$F$26,MATCH($C812,'Shultis Faw'!$A$2:$A$26,1)+1)-INDEX('Shultis Faw'!$F$2:$F$26,MATCH($C812,'Shultis Faw'!$A$2:$A$26,1)))/(INDEX('Shultis Faw'!$A$2:$A$26,MATCH($C812,'Shultis Faw'!$A$2:$A$26,1)+1)-INDEX('Shultis Faw'!$A$2:$A$26,MATCH($C812,'Shultis Faw'!$A$2:$A$26,1))),$C812*'Shultis Faw'!$F$2/'Shultis Faw'!$A$2)","v":14.30696},{"$f":"J812*(H812*'Externe blootstelling'!$D$23/2)^K812+L812*(TANH(((H812*'Externe blootstelling'!$D$23)/(2*M812))-2)-TANH(-2))/(1-TANH(-2))","v":1.5605258875822396},{"$f":"IF(N812=1,1+(I812-1)*H812*'Externe blootstelling'!$D$23/2,1+(I812-1)*(N812^(H812*'Externe blootstelling'!$D$23/2)-1)/(N812-1))","v":2.6856898077408751},{"$f":"G812*EXP(-H812*'Externe blootstelling'!$D$23/2)*O812","v":3.6842373950211573E-5}]
[null," g ",0.72839999999999994,1.1654399999999996E-13,2.7999999999999999E-6,{"$f":"_xlfn.IFNA(INDEX('hp (pSv cm2)'!$B$2:$B$52,MATCH($C813,'hp (pSv cm2)'!$A$2:$A$52,1))+($C813-INDEX('hp (pSv cm2)'!$A$2:$A$52,MATCH($C813,'hp (pSv cm2)'!$A$2:$A$52,1)))*(INDEX('hp (pSv cm2)'!$B$2:$B$52,MATCH($C813,'hp (pSv cm2)'!$A$2:$A$52,1)+1)-INDEX('hp (pSv cm2)'!$B$2:$B$52,MATCH($C813,'hp (pSv cm2)'!$A$2:$A$52,1)))/(INDEX('hp (pSv cm2)'!$A$2:$A$52,MATCH($C813,'hp (pSv cm2)'!$A$2:$A$52,1)+1)-INDEX('hp (pSv cm2)'!$A$2:$A$52,MATCH($C813,'hp (pSv cm2)'!$A$2:$A$52,1))),$C813*'hp (pSv cm2)'!$B$2/'hp (pSv cm2)'!$A$2)","v":3.4364399999999997},9.6220319999999996E-6,{"$f":"_xlfn.IFNA(0.997*(INDEX('Mass attenuation coefficients'!$B$2:$B$37,MATCH($C813,'Mass attenuation coefficients'!$A$2:$A$37,1))+($C813-INDEX('Mass attenuation coefficients'!$A$2:$A$37,MATCH($C813,'Mass attenuation coefficients'!$A$2:$A$37,1)))*(INDEX('Mass attenuation coefficients'!$B$2:$B$37,MATCH($C813,'Mass attenuation coefficients'!$A$2:$A$37,1)+1)-INDEX('Mass attenuation coefficients'!$B$2:$B$37,MATCH($C813,'Mass attenuation coefficients'!$A$2:$A$37,1)))/(INDEX('Mass attenuation coefficients'!$A$2:$A$37,MATCH($C813,'Mass attenuation coefficients'!$A$2:$A$37,1)+1)-INDEX('Mass attenuation coefficients'!$A$2:$A$37,MATCH($C813,'Mass attenuation coefficients'!$A$2:$A$37,1)))),0.997*$C813*'Mass attenuation coefficients'!$B$2/'Mass attenuation coefficients'!$A$2)","v":8.2308112660000016E-2},{"$f":"_xlfn.IFNA(INDEX('Shultis Faw'!$C$2:$C$26,MATCH($C813,'Shultis Faw'!$A$2:$A$26,1))+($C813-INDEX('Shultis Faw'!$A$2:$A$26,MATCH($C813,'Shultis Faw'!$A$2:$A$26,1)))*(INDEX('Shultis Faw'!$C$2:$C$26,MATCH($C813,'Shultis Faw'!$A$2:$A$26,1)+1)-INDEX('Shultis Faw'!$C$2:$C$26,MATCH($C813,'Shultis Faw'!$A$2:$A$26,1)))/(INDEX('Shultis Faw'!$A$2:$A$26,MATCH($C813,'Shultis Faw'!$A$2:$A$26,1)+1)-INDEX('Shultis Faw'!$A$2:$A$26,MATCH($C813,'Shultis Faw'!$A$2:$A$26,1))),$C813*'Shultis Faw'!$C$2/'Shultis Faw'!$A$2)","v":2.2710699999999999},{"$f":"_xlfn.IFNA(INDEX('Shultis Faw'!$D$2:$D$26,MATCH($C813,'Shultis Faw'!$A$2:$A$26,1))+($C813-INDEX('Shultis Faw'!$A$2:$A$26,MATCH($C813,'Shultis Faw'!$A$2:$A$26,1)))*(INDEX('Shultis Faw'!$D$2:$D$26,MATCH($C813,'Shultis Faw'!$A$2:$A$26,1)+1)-INDEX('Shultis Faw'!$D$2:$D$26,MATCH($C813,'Shultis Faw'!$A$2:$A$26,1)))/(INDEX('Shultis Faw'!$A$2:$A$26,MATCH($C813,'Shultis Faw'!$A$2:$A$26,1)+1)-INDEX('Shultis Faw'!$A$2:$A$26,MATCH($C813,'Shultis Faw'!$A$2:$A$26,1))),$C813*'Shultis Faw'!$D$2/'Shultis Faw'!$A$2)","v":1.59233},{"$f":"_xlfn.IFNA(INDEX('Shultis Faw'!$B$2:$B$26,MATCH($C813,'Shultis Faw'!$A$2:$A$26,1))+($C813-INDEX('Shultis Faw'!$A$2:$A$26,MATCH($C813,'Shultis Faw'!$A$2:$A$26,1)))*(INDEX('Shultis Faw'!$B$2:$B$26,MATCH($C813,'Shultis Faw'!$A$2:$A$26,1)+1)-INDEX('Shultis Faw'!$B$2:$B$26,MATCH($C813,'Shultis Faw'!$A$2:$A$26,1)))/(INDEX('Shultis Faw'!$A$2:$A$26,MATCH($C813,'Shultis Faw'!$A$2:$A$26,1)+1)-INDEX('Shultis Faw'!$A$2:$A$26,MATCH($C813,'Shultis Faw'!$A$2:$A$26,1))),$C813*'Shultis Faw'!$B$2/'Shultis Faw'!$A$2)","v":-0.11180200000000001},{"$f":"_xlfn.IFNA(INDEX('Shultis Faw'!$E$2:$E$26,MATCH($C813,'Shultis Faw'!$A$2:$A$26,1))+($C813-INDEX('Shultis Faw'!$A$2:$A$26,MATCH($C813,'Shultis Faw'!$A$2:$A$26,1)))*(INDEX('Shultis Faw'!$E$2:$E$26,MATCH($C813,'Shultis Faw'!$A$2:$A$26,1)+1)-INDEX('Shultis Faw'!$E$2:$E$26,MATCH($C813,'Shultis Faw'!$A$2:$A$26,1)))/(INDEX('Shultis Faw'!$A$2:$A$26,MATCH($C813,'Shultis Faw'!$A$2:$A$26,1)+1)-INDEX('Shultis Faw'!$A$2:$A$26,MATCH($C813,'Shultis Faw'!$A$2:$A$26,1))),$C813*'Shultis Faw'!$E$2/'Shultis Faw'!$A$2)","v":4.6062800000000001E-2},{"$f":"_xlfn.IFNA(INDEX('Shultis Faw'!$F$2:$F$26,MATCH($C813,'Shultis Faw'!$A$2:$A$26,1))+($C813-INDEX('Shultis Faw'!$A$2:$A$26,MATCH($C813,'Shultis Faw'!$A$2:$A$26,1)))*(INDEX('Shultis Faw'!$F$2:$F$26,MATCH($C813,'Shultis Faw'!$A$2:$A$26,1)+1)-INDEX('Shultis Faw'!$F$2:$F$26,MATCH($C813,'Shultis Faw'!$A$2:$A$26,1)))/(INDEX('Shultis Faw'!$A$2:$A$26,MATCH($C813,'Shultis Faw'!$A$2:$A$26,1)+1)-INDEX('Shultis Faw'!$A$2:$A$26,MATCH($C813,'Shultis Faw'!$A$2:$A$26,1))),$C813*'Shultis Faw'!$F$2/'Shultis Faw'!$A$2)","v":14.313459999999999},{"$f":"J813*(H813*'Externe blootstelling'!$D$23/2)^K813+L813*(TANH(((H813*'Externe blootstelling'!$D$23)/(2*M813))-2)-TANH(-2))/(1-TANH(-2))","v":1.5554025814324752},{"$f":"IF(N813=1,1+(I813-1)*H813*'Externe blootstelling'!$D$23/2,1+(I813-1)*(N813^(H813*'Externe blootstelling'!$D$23/2)-1)/(N813-1))","v":2.65978685569468},{"$f":"G813*EXP(-H813*'Externe blootstelling'!$D$23/2)*O813","v":7.4460208025007847E-6}]
[null," g ",0.73280000000000001,1.1724799999999999E-13,5.9999999999999993E-6,{"$f":"_xlfn.IFNA(INDEX('hp (pSv cm2)'!$B$2:$B$52,MATCH($C814,'hp (pSv cm2)'!$A$2:$A$52,1))+($C814-INDEX('hp (pSv cm2)'!$A$2:$A$52,MATCH($C814,'hp (pSv cm2)'!$A$2:$A$52,1)))*(INDEX('hp (pSv cm2)'!$B$2:$B$52,MATCH($C814,'hp (pSv cm2)'!$A$2:$A$52,1)+1)-INDEX('hp (pSv cm2)'!$B$2:$B$52,MATCH($C814,'hp (pSv cm2)'!$A$2:$A$52,1)))/(INDEX('hp (pSv cm2)'!$A$2:$A$52,MATCH($C814,'hp (pSv cm2)'!$A$2:$A$52,1)+1)-INDEX('hp (pSv cm2)'!$A$2:$A$52,MATCH($C814,'hp (pSv cm2)'!$A$2:$A$52,1))),$C814*'hp (pSv cm2)'!$B$2/'hp (pSv cm2)'!$A$2)","v":3.4544800000000002},2.0726879999999998E-5,{"$f":"_xlfn.IFNA(0.997*(INDEX('Mass attenuation coefficients'!$B$2:$B$37,MATCH($C814,'Mass attenuation coefficients'!$A$2:$A$37,1))+($C814-INDEX('Mass attenuation coefficients'!$A$2:$A$37,MATCH($C814,'Mass attenuation coefficients'!$A$2:$A$37,1)))*(INDEX('Mass attenuation coefficients'!$B$2:$B$37,MATCH($C814,'Mass attenuation coefficients'!$A$2:$A$37,1)+1)-INDEX('Mass attenuation coefficients'!$B$2:$B$37,MATCH($C814,'Mass attenuation coefficients'!$A$2:$A$37,1)))/(INDEX('Mass attenuation coefficients'!$A$2:$A$37,MATCH($C814,'Mass attenuation coefficients'!$A$2:$A$37,1)+1)-INDEX('Mass attenuation coefficients'!$A$2:$A$37,MATCH($C814,'Mass attenuation coefficients'!$A$2:$A$37,1)))),0.997*$C814*'Mass attenuation coefficients'!$B$2/'Mass attenuation coefficients'!$A$2)","v":8.2068812719999995E-2},{"$f":"_xlfn.IFNA(INDEX('Shultis Faw'!$C$2:$C$26,MATCH($C814,'Shultis Faw'!$A$2:$A$26,1))+($C814-INDEX('Shultis Faw'!$A$2:$A$26,MATCH($C814,'Shultis Faw'!$A$2:$A$26,1)))*(INDEX('Shultis Faw'!$C$2:$C$26,MATCH($C814,'Shultis Faw'!$A$2:$A$26,1)+1)-INDEX('Shultis Faw'!$C$2:$C$26,MATCH($C814,'Shultis Faw'!$A$2:$A$26,1)))/(INDEX('Shultis Faw'!$A$2:$A$26,MATCH($C814,'Shultis Faw'!$A$2:$A$26,1)+1)-INDEX('Shultis Faw'!$A$2:$A$26,MATCH($C814,'Shultis Faw'!$A$2:$A$26,1))),$C814*'Shultis Faw'!$C$2/'Shultis Faw'!$A$2)","v":2.2674400000000001},{"$f":"_xlfn.IFNA(INDEX('Shultis Faw'!$D$2:$D$26,MATCH($C814,'Shultis Faw'!$A$2:$A$26,1))+($C814-INDEX('Shultis Faw'!$A$2:$A$26,MATCH($C814,'Shultis Faw'!$A$2:$A$26,1)))*(INDEX('Shultis Faw'!$D$2:$D$26,MATCH($C814,'Shultis Faw'!$A$2:$A$26,1)+1)-INDEX('Shultis Faw'!$D$2:$D$26,MATCH($C814,'Shultis Faw'!$A$2:$A$26,1)))/(INDEX('Shultis Faw'!$A$2:$A$26,MATCH($C814,'Shultis Faw'!$A$2:$A$26,1)+1)-INDEX('Shultis Faw'!$A$2:$A$26,MATCH($C814,'Shultis Faw'!$A$2:$A$26,1))),$C814*'Shultis Faw'!$D$2/'Shultis Faw'!$A$2)","v":1.5893600000000001},{"$f":"_xlfn.IFNA(INDEX('Shultis Faw'!$B$2:$B$26,MATCH($C814,'Shultis Faw'!$A$2:$A$26,1))+($C814-INDEX('Shultis Faw'!$A$2:$A$26,MATCH($C814,'Shultis Faw'!$A$2:$A$26,1)))*(INDEX('Shultis Faw'!$B$2:$B$26,MATCH($C814,'Shultis Faw'!$A$2:$A$26,1)+1)-INDEX('Shultis Faw'!$B$2:$B$26,MATCH($C814,'Shultis Faw'!$A$2:$A$26,1)))/(INDEX('Shultis Faw'!$A$2:$A$26,MATCH($C814,'Shultis Faw'!$A$2:$A$26,1)+1)-INDEX('Shultis Faw'!$A$2:$A$26,MATCH($C814,'Shultis Faw'!$A$2:$A$26,1))),$C814*'Shultis Faw'!$B$2/'Shultis Faw'!$A$2)","v":-0.111384},{"$f":"_xlfn.IFNA(INDEX('Shultis Faw'!$E$2:$E$26,MATCH($C814,'Shultis Faw'!$A$2:$A$26,1))+($C814-INDEX('Shultis Faw'!$A$2:$A$26,MATCH($C814,'Shultis Faw'!$A$2:$A$26,1)))*(INDEX('Shultis Faw'!$E$2:$E$26,MATCH($C814,'Shultis Faw'!$A$2:$A$26,1)+1)-INDEX('Shultis Faw'!$E$2:$E$26,MATCH($C814,'Shultis Faw'!$A$2:$A$26,1)))/(INDEX('Shultis Faw'!$A$2:$A$26,MATCH($C814,'Shultis Faw'!$A$2:$A$26,1)+1)-INDEX('Shultis Faw'!$A$2:$A$26,MATCH($C814,'Shultis Faw'!$A$2:$A$26,1))),$C814*'Shultis Faw'!$E$2/'Shultis Faw'!$A$2)","v":4.5917600000000003E-2},{"$f":"_xlfn.IFNA(INDEX('Shultis Faw'!$F$2:$F$26,MATCH($C814,'Shultis Faw'!$A$2:$A$26,1))+($C814-INDEX('Shultis Faw'!$A$2:$A$26,MATCH($C814,'Shultis Faw'!$A$2:$A$26,1)))*(INDEX('Shultis Faw'!$F$2:$F$26,MATCH($C814,'Shultis Faw'!$A$2:$A$26,1)+1)-INDEX('Shultis Faw'!$F$2:$F$26,MATCH($C814,'Shultis Faw'!$A$2:$A$26,1)))/(INDEX('Shultis Faw'!$A$2:$A$26,MATCH($C814,'Shultis Faw'!$A$2:$A$26,1)+1)-INDEX('Shultis Faw'!$A$2:$A$26,MATCH($C814,'Shultis Faw'!$A$2:$A$26,1))),$C814*'Shultis Faw'!$F$2/'Shultis Faw'!$A$2)","v":14.316319999999999},{"$f":"J814*(H814*'Externe blootstelling'!$D$23/2)^K814+L814*(TANH(((H814*'Externe blootstelling'!$D$23)/(2*M814))-2)-TANH(-2))/(1-TANH(-2))","v":1.5531410639509744},{"$f":"IF(N814=1,1+(I814-1)*H814*'Externe blootstelling'!$D$23/2,1+(I814-1)*(N814^(H814*'Externe blootstelling'!$D$23/2)-1)/(N814-1))","v":2.6484868687156595},{"$f":"G814*EXP(-H814*'Externe blootstelling'!$D$23/2)*O814","v":1.6028809578959294E-5}]
[null," g ",0.73720000000000008,1.1795200000000001E-13,2.7999999999999999E-6,{"$f":"_xlfn.IFNA(INDEX('hp (pSv cm2)'!$B$2:$B$52,MATCH($C815,'hp (pSv cm2)'!$A$2:$A$52,1))+($C815-INDEX('hp (pSv cm2)'!$A$2:$A$52,MATCH($C815,'hp (pSv cm2)'!$A$2:$A$52,1)))*(INDEX('hp (pSv cm2)'!$B$2:$B$52,MATCH($C815,'hp (pSv cm2)'!$A$2:$A$52,1)+1)-INDEX('hp (pSv cm2)'!$B$2:$B$52,MATCH($C815,'hp (pSv cm2)'!$A$2:$A$52,1)))/(INDEX('hp (pSv cm2)'!$A$2:$A$52,MATCH($C815,'hp (pSv cm2)'!$A$2:$A$52,1)+1)-INDEX('hp (pSv cm2)'!$A$2:$A$52,MATCH($C815,'hp (pSv cm2)'!$A$2:$A$52,1))),$C815*'hp (pSv cm2)'!$B$2/'hp (pSv cm2)'!$A$2)","v":3.4725200000000003},9.7230559999999998E-6,{"$f":"_xlfn.IFNA(0.997*(INDEX('Mass attenuation coefficients'!$B$2:$B$37,MATCH($C815,'Mass attenuation coefficients'!$A$2:$A$37,1))+($C815-INDEX('Mass attenuation coefficients'!$A$2:$A$37,MATCH($C815,'Mass attenuation coefficients'!$A$2:$A$37,1)))*(INDEX('Mass attenuation coefficients'!$B$2:$B$37,MATCH($C815,'Mass attenuation coefficients'!$A$2:$A$37,1)+1)-INDEX('Mass attenuation coefficients'!$B$2:$B$37,MATCH($C815,'Mass attenuation coefficients'!$A$2:$A$37,1)))/(INDEX('Mass attenuation coefficients'!$A$2:$A$37,MATCH($C815,'Mass attenuation coefficients'!$A$2:$A$37,1)+1)-INDEX('Mass attenuation coefficients'!$A$2:$A$37,MATCH($C815,'Mass attenuation coefficients'!$A$2:$A$37,1)))),0.997*$C815*'Mass attenuation coefficients'!$B$2/'Mass attenuation coefficients'!$A$2)","v":8.1829512779999988E-2},{"$f":"_xlfn.IFNA(INDEX('Shultis Faw'!$C$2:$C$26,MATCH($C815,'Shultis Faw'!$A$2:$A$26,1))+($C815-INDEX('Shultis Faw'!$A$2:$A$26,MATCH($C815,'Shultis Faw'!$A$2:$A$26,1)))*(INDEX('Shultis Faw'!$C$2:$C$26,MATCH($C815,'Shultis Faw'!$A$2:$A$26,1)+1)-INDEX('Shultis Faw'!$C$2:$C$26,MATCH($C815,'Shultis Faw'!$A$2:$A$26,1)))/(INDEX('Shultis Faw'!$A$2:$A$26,MATCH($C815,'Shultis Faw'!$A$2:$A$26,1)+1)-INDEX('Shultis Faw'!$A$2:$A$26,MATCH($C815,'Shultis Faw'!$A$2:$A$26,1))),$C815*'Shultis Faw'!$C$2/'Shultis Faw'!$A$2)","v":2.2638099999999999},{"$f":"_xlfn.IFNA(INDEX('Shultis Faw'!$D$2:$D$26,MATCH($C815,'Shultis Faw'!$A$2:$A$26,1))+($C815-INDEX('Shultis Faw'!$A$2:$A$26,MATCH($C815,'Shultis Faw'!$A$2:$A$26,1)))*(INDEX('Shultis Faw'!$D$2:$D$26,MATCH($C815,'Shultis Faw'!$A$2:$A$26,1)+1)-INDEX('Shultis Faw'!$D$2:$D$26,MATCH($C815,'Shultis Faw'!$A$2:$A$26,1)))/(INDEX('Shultis Faw'!$A$2:$A$26,MATCH($C815,'Shultis Faw'!$A$2:$A$26,1)+1)-INDEX('Shultis Faw'!$A$2:$A$26,MATCH($C815,'Shultis Faw'!$A$2:$A$26,1))),$C815*'Shultis Faw'!$D$2/'Shultis Faw'!$A$2)","v":1.58639},{"$f":"_xlfn.IFNA(INDEX('Shultis Faw'!$B$2:$B$26,MATCH($C815,'Shultis Faw'!$A$2:$A$26,1))+($C815-INDEX('Shultis Faw'!$A$2:$A$26,MATCH($C815,'Shultis Faw'!$A$2:$A$26,1)))*(INDEX('Shultis Faw'!$B$2:$B$26,MATCH($C815,'Shultis Faw'!$A$2:$A$26,1)+1)-INDEX('Shultis Faw'!$B$2:$B$26,MATCH($C815,'Shultis Faw'!$A$2:$A$26,1)))/(INDEX('Shultis Faw'!$A$2:$A$26,MATCH($C815,'Shultis Faw'!$A$2:$A$26,1)+1)-INDEX('Shultis Faw'!$A$2:$A$26,MATCH($C815,'Shultis Faw'!$A$2:$A$26,1))),$C815*'Shultis Faw'!$B$2/'Shultis Faw'!$A$2)","v":-0.110966},{"$f":"_xlfn.IFNA(INDEX('Shultis Faw'!$E$2:$E$26,MATCH($C815,'Shultis Faw'!$A$2:$A$26,1))+($C815-INDEX('Shultis Faw'!$A$2:$A$26,MATCH($C815,'Shultis Faw'!$A$2:$A$26,1)))*(INDEX('Shultis Faw'!$E$2:$E$26,MATCH($C815,'Shultis Faw'!$A$2:$A$26,1)+1)-INDEX('Shultis Faw'!$E$2:$E$26,MATCH($C815,'Shultis Faw'!$A$2:$A$26,1)))/(INDEX('Shultis Faw'!$A$2:$A$26,MATCH($C815,'Shultis Faw'!$A$2:$A$26,1)+1)-INDEX('Shultis Faw'!$A$2:$A$26,MATCH($C815,'Shultis Faw'!$A$2:$A$26,1))),$C815*'Shultis Faw'!$E$2/'Shultis Faw'!$A$2)","v":4.5772399999999998E-2},{"$f":"_xlfn.IFNA(INDEX('Shultis Faw'!$F$2:$F$26,MATCH($C815,'Shultis Faw'!$A$2:$A$26,1))+($C815-INDEX('Shultis Faw'!$A$2:$A$26,MATCH($C815,'Shultis Faw'!$A$2:$A$26,1)))*(INDEX('Shultis Faw'!$F$2:$F$26,MATCH($C815,'Shultis Faw'!$A$2:$A$26,1)+1)-INDEX('Shultis Faw'!$F$2:$F$26,MATCH($C815,'Shultis Faw'!$A$2:$A$26,1)))/(INDEX('Shultis Faw'!$A$2:$A$26,MATCH($C815,'Shultis Faw'!$A$2:$A$26,1)+1)-INDEX('Shultis Faw'!$A$2:$A$26,MATCH($C815,'Shultis Faw'!$A$2:$A$26,1))),$C815*'Shultis Faw'!$F$2/'Shultis Faw'!$A$2)","v":14.319179999999999},{"$f":"J815*(H815*'Externe blootstelling'!$D$23/2)^K815+L815*(TANH(((H815*'Externe blootstelling'!$D$23)/(2*M815))-2)-TANH(-2))/(1-TANH(-2))","v":1.5508751091722488},{"$f":"IF(N815=1,1+(I815-1)*H815*'Externe blootstelling'!$D$23/2,1+(I815-1)*(N815^(H815*'Externe blootstelling'!$D$23/2)-1)/(N815-1))","v":2.6372459476713512},{"$f":"G815*EXP(-H815*'Externe blootstelling'!$D$23/2)*O815","v":7.514184129094713E-6}]
[null,null,null,null,null,null,null,null,null,null,null,null,null,null,null,null,{"$f":"SUM(P729:P815)/SUM(G729:G815)","v":1.0618672649180101}]

{"sheet":"Mass attenuation coefficients","index":6,"n_rows":37,"n_cols":2,"rows_kept":37,"cut":false,"hidden":true,"merged":[]}
["Photon Energy (MeV)","μ/ρ (cm2/g)"]
[1E-3,4078]
[1.5E-3,1376]
[2E-3,617.29999999999995]
[3.0000000000000001E-3,192.9]
[4.0000000000000001E-3,82.78]
[5.0000000000000001E-3,42.58]
[6.0000000000000001E-3,24.64]
[8.0000000000000002E-3,10.37]
[0.01,5.3289999999999997]
[1.4999999999999999E-2,1.673]
[0.02,0.80959999999999999]
[0.03,0.37559999999999999]
[0.04,0.26829999999999998]
[0.05,0.22689999999999999]
[0.06,0.2059]
[0.08,0.1837]
[0.1,0.17069999999999999]
[0.15,0.15049999999999999]
[0.2,0.13700000000000001]
[0.3,0.1186]
[0.4,0.1061]
[0.5,9.6869999999999998E-2]
[0.6,8.9560000000000001E-2]
[0.8,7.8649999999999998E-2]
[1,7.0720000000000005E-2]
[1.25,6.3229999999999995E-2]
[1.5,5.7540000000000001E-2]
[2,4.9419999999999999E-2]
[3,3.9690000000000003E-2]
[4,3.4029999999999998E-2]
[5,3.031E-2]
[6,2.7699999999999999E-2]
[8,2.4289999999999999E-2]
[10,2.2190000000000001E-2]
[15,1.941E-2]
[20,1.813E-2]

{"sheet":"Shultis Faw","index":7,"n_rows":26,"n_cols":6,"rows_kept":26,"cut":false,"hidden":true,"merged":[]}
["E (MeV)","a","b","c","d","ξ"]
[1.4999999999999999E-2,0.17199999999999999,1.1819999999999999,0.46300000000000002,-9.0800000000000006E-2,14.23]
[0.02,0.14299999999999999,1.427,0.54900000000000004,-7.0699999999999999E-2,14.86]
[0.03,8.6999999999999994E-2,2.335,0.73599999999999999,-4.19E-2,13.28]
[0.04,-1.9E-2,3.4769999999999999,1.117,2.5999999999999999E-3,11.67]
[0.05,-8.4000000000000005E-2,4.4610000000000003,1.4570000000000001,3.4099999999999998E-2,13.62]
[0.06,-0.126,4.9829999999999997,1.73,5.6099999999999997E-2,13.64]
[0.08,-0.16800000000000001,5.0590000000000002,2.0590000000000002,7.6999999999999999E-2,13.67]
[0.1,-0.186,4.6630000000000003,2.2210000000000001,8.2600000000000007E-2,13.33]
[0.15,-0.185,3.8969999999999998,2.242,7.7700000000000005E-2,14.19]
[0.2,-0.17599999999999999,3.4780000000000002,2.1539999999999999,7.7399999999999997E-2,14.5]
[0.3,-0.16400000000000001,2.92,2.0219999999999998,6.5500000000000003E-2,14.21]
[0.4,-0.14899999999999999,2.66,1.8819999999999999,5.9499999999999997E-2,14.24]
[0.5,-0.13500000000000001,2.5,1.766,5.4600000000000003E-2,14.33]
[0.6,-0.124,2.3769999999999998,1.679,5.0299999999999997E-2,14.23]
[0.8,-0.105,2.2120000000000002,1.544,4.3700000000000003E-2,14.36]
[1,-8.8999999999999996E-2,2.1030000000000002,1.4410000000000001,3.78E-2,14.22]
[1.5,-5.8000000000000003E-2,1.9390000000000001,1.2689999999999999,2.46E-2,14.52]
[2,-3.9E-2,1.839,1.173,1.61E-2,14.07]
[3,-1.2999999999999999E-2,1.71,1.056,4.7000000000000002E-3,11.82]
[4,4.0000000000000001E-3,1.621,0.98899999999999999,-4.1000000000000003E-3,13.45]
[5,1.7999999999999999E-2,1.554,0.93899999999999995,-1.2200000000000001E-2,13.55]
[6,2.9000000000000001E-2,1.5069999999999999,0.90300000000000002,-2.7199999999999998E-2,16.13]
[8,3.5000000000000003E-2,1.4219999999999999,0.879,-1.9099999999999999E-2,13.36]
[10,4.2000000000000003E-2,1.3620000000000001,0.85899999999999999,-2.47E-2,13.37]
[15,4.7E-2,1.2669999999999999,0.84299999999999997,-3.3599999999999998E-2,15.08]

{"sheet":"hp (pSv cm2)","index":8,"n_rows":52,"n_cols":13,"rows_kept":52,"cut":false,"hidden":true,"merged":[]}
["E (MeV)","0⁰","max(±15⁰)","max(±30⁰)","max(±45⁰)","max(±60⁰)","max(±75⁰)","max(±90⁰)","180⁰","ROT","ISO","SS-ISO","IS-ISO"]
[5.0000000000000001E-3,1.34E-2,1.41E-2,1.3899999999999999E-2,1.3100000000000001E-2,1.1599999999999999E-2,9.41E-3,6.8700000000000002E-3,1.3299999999999999E-2,1.15E-2,1.04E-2,1.0500000000000001E-2,1.0200000000000001E-2]
[6.0000000000000001E-3,1.66E-2,1.7999999999999999E-2,1.8200000000000001E-2,1.72E-2,1.5299999999999999E-2,1.2E-2,8.2900000000000005E-3,1.5900000000000001E-2,1.41E-2,1.2800000000000001E-2,1.3100000000000001E-2,1.2500000000000001E-2]
[7.0000000000000001E-3,2.2499999999999999E-2,2.4500000000000001E-2,2.4500000000000001E-2,2.2800000000000001E-2,1.9900000000000001E-2,1.5100000000000001E-2,9.92E-3,1.78E-2,1.7399999999999999E-2,1.5800000000000002E-2,1.61E-2,1.5299999999999999E-2]
[8.0000000000000002E-3,3.3500000000000002E-2,3.5099999999999999E-2,3.4099999999999998E-2,3.0700000000000002E-2,2.5999999999999999E-2,1.9300000000000001E-2,1.21E-2,1.8700000000000001E-2,2.1600000000000001E-2,1.9400000000000001E-2,0.02,1.8700000000000001E-2]
[8.9999999999999993E-3,4.9000000000000002E-2,5.0099999999999999E-2,4.7E-2,4.0899999999999999E-2,3.39E-2,2.46E-2,1.49E-2,1.8599999999999998E-2,2.7300000000000001E-2,2.3599999999999999E-2,2.4500000000000001E-2,2.2599999999999999E-2]
[0.01,6.8500000000000005E-2,6.7699999999999996E-2,6.2300000000000001E-2,5.3100000000000001E-2,4.2900000000000001E-2,3.09E-2,1.89E-2,1.84E-2,3.3700000000000001E-2,2.8799999999999999E-2,3.0099999999999998E-2,2.75E-2]
[1.2E-2,0.105,0.104,9.5299999999999996E-2,0.08,6.2399999999999997E-2,4.4999999999999998E-2,2.7099999999999999E-2,1.6199999999999999E-2,4.7E-2,3.95E-2,4.0599999999999997E-2,3.7499999999999999E-2]
[1.2999999999999999E-2,0.122,0.121,0.111,9.3700000000000006E-2,7.2700000000000001E-2,5.1900000000000002E-2,3.15E-2,1.5599999999999999E-2,5.3199999999999997E-2,4.4900000000000002E-2,4.58E-2,4.2599999999999999E-2]
[1.4999999999999999E-2,0.156,0.152,0.14000000000000001,0.11899999999999999,9.3600000000000003E-2,6.5600000000000006E-2,4.1599999999999998E-2,1.55E-2,6.6500000000000004E-2,5.6000000000000001E-2,5.7700000000000001E-2,5.4300000000000001E-2]
[1.7000000000000001E-2,0.18099999999999999,0.18,0.16800000000000001,0.14399999999999999,0.11600000000000001,7.9799999999999996E-2,4.9700000000000001E-2,1.7500000000000002E-2,7.8299999999999995E-2,6.5000000000000002E-2,6.54E-2,6.3200000000000006E-2]
[0.02,0.22500000000000001,0.219,0.20499999999999999,0.18099999999999999,0.14799999999999999,0.10100000000000001,6.54E-2,2.6100000000000002E-2,9.8799999999999999E-2,8.1299999999999997E-2,8.2199999999999995E-2,8.0199999999999994E-2]
[2.5000000000000001E-2,0.27500000000000002,0.27100000000000002,0.25700000000000001,0.23200000000000001,0.193,0.13800000000000001,8.5500000000000007E-2,5.6399999999999999E-2,0.13,0.104,0.105,0.10100000000000001]
[0.03,0.312,0.307,0.29299999999999998,0.26200000000000001,0.219,0.16200000000000001,0.109,9.4600000000000004E-2,0.159,0.127,0.129,0.125]
[0.04,0.35,0.34300000000000003,0.33100000000000002,0.29599999999999999,0.254,0.19700000000000001,0.13800000000000001,0.16300000000000001,0.19900000000000001,0.158,0.16200000000000001,0.154]
[0.05,0.36899999999999999,0.36199999999999999,0.35299999999999998,0.314,0.27400000000000002,0.21199999999999999,0.158,0.20899999999999999,0.22600000000000001,0.18,0.184,0.17599999999999999]
[0.06,0.38900000000000001,0.38500000000000001,0.36699999999999999,0.33,0.29099999999999998,0.23100000000000001,0.17399999999999999,0.24299999999999999,0.248,0.19800000000000001,0.20399999999999999,0.19400000000000001]
[7.0000000000000007E-2,0.41099999999999998,0.41199999999999998,0.39200000000000002,0.35299999999999998,0.311,0.252,0.191,0.27300000000000002,0.27300000000000002,0.218,0.223,0.20899999999999999]
[0.08,0.443,0.438,0.42099999999999999,0.38100000000000001,0.34100000000000003,0.27800000000000002,0.21099999999999999,0.30199999999999999,0.29699999999999999,0.23799999999999999,0.246,0.23200000000000001]
[0.1,0.51800000000000002,0.51500000000000001,0.49,0.45600000000000002,0.41,0.33200000000000002,0.255,0.36299999999999999,0.35599999999999998,0.28599999999999998,0.29499999999999998,0.27900000000000003]
[0.15,0.747,0.752,0.71799999999999997,0.66300000000000003,0.60699999999999998,0.504,0.39100000000000001,0.54300000000000004,0.52900000000000003,0.42899999999999999,0.44500000000000001,0.41299999999999998]
[0.2,1,1,0.96799999999999997,0.90100000000000002,0.82599999999999996,0.7,0.54600000000000004,0.745,0.72199999999999998,0.58899999999999997,0.61,0.56799999999999995]
[0.3,1.51,1.51,1.46,1.38,1.27,1.1000000000000001,0.88,1.1599999999999999,1.1200000000000001,0.93200000000000005,0.96399999999999997,0.9]
[0.4,2,2,1.94,1.84,1.72,1.5,1.23,1.58,1.53,1.28,1.32,1.24]
[0.5,2.4700000000000002,2.4700000000000002,2.4,2.2999999999999998,2.17,1.9,1.57,1.99,1.92,1.63,1.67,1.59]
[0.6,2.91,2.93,2.85,2.7,2.58,2.2599999999999998,1.91,2.39,2.31,1.97,2.02,1.92]
[0.8,3.73,3.75,3.66,3.53,3.37,2.96,2.57,3.14,3.04,2.62,2.7,2.54]
[1,4.49,4.55,4.42,4.2699999999999996,4.1100000000000003,3.62,3.21,3.84,3.73,3.25,3.32,3.18]
[1.5,6.12,6.17,6.06,5.9,5.7,5.26,4.66,5.41,5.24,4.67,4.74,4.58]
[2,7.48,7.53,7.41,7.24,6.96,6.55,5.94,6.77,6.56,5.91,6.03,5.77]
[3,9.75,9.84,9.66,9.61,9.36,8.75,8.18,9.1300000000000008,8.85,8.08,8.2200000000000006,7.94]
[4,11.7,11.7,11.6,11.6,11.4,10.6,10.199999999999999,11.2,10.9,10,10.199999999999999,9.8000000000000007]
[5,13.4,13.4,13.3,13.4,13.4,12.5,12,13.2,12.7,11.8,12,11.6]
[6,15,15.1,14.9,15,14.9,14.2,13.7,15,14.4,13.5,13.7,13.3]
[8,17.8,18,18.100000000000001,18,18,17.3,16.899999999999999,18.600000000000001,17.600000000000001,16.600000000000001,16.899999999999999,16.3]
[10,20.5,20.6,20.8,20.8,20.9,20.5,20,22.1,20.7,19.7,19.899999999999999,19.3]
[15,26.1,26.5,26.5,26.7,27.5,27.3,27.3,30.4,27.7,26.8,26.8,26.2]
[20,30.8,31,31.4,32.1,33.200000000000003,34.1,34.4,38.200000000000003,34.4,33.799999999999997,33.9,33.700000000000003]
[30,37.9,38.4,38.700000000000003,40.700000000000003,43.4,45.6,48,51.3,46,46.1,46.1,46.1]
[40,43.2,43.6,44.9,47.3,51.7,56.4,60.9,61.8,56,56.9,56.6,57.2]
[50,47.1,47.4,48.9,52.6,58.4,65.3,72.3,70.099999999999994,64.3,66.099999999999994,65.8,66.599999999999994]
[60,50.1,51.5,54,58.6,65.3,74.400000000000006,82.1,76.5,71.099999999999994,74.099999999999994,73.5,74.7]
[80,54.5,56.3,58.7,64.2,73.5,85.5,98.1,86.2,81.8,87.1,85.5,88.9]
[100,57.8,59.7,62.2,68.900000000000006,79.099999999999994,93.2,110,92.7,89.5,97.5,96.1,98.9]
[150,63.2,64.7,68,76.400000000000006,88.8,106,130,103,102,116,115,118]
[200,67.2,68.599999999999994,72.3,81,95.8,115,144,110,110,129,125,135]
[300,72.3,74.7,77.900000000000006,87.7,104,126,161,118,121,147,140,154]
[400,75.400000000000006,78.8,82.1,92.3,110,134,173,123,128,159,150,168]
[500,77.400000000000006,79.7,83.7,94,113,138,181,127,132,167,158,178]
[600,78.7,81.099999999999994,84.9,95.8,115,143,187,130,136,174,165,183]
[800,80.400000000000006,82.6,87.4,98.3,119,148,195,134,141,185,174,196]
[1000,81.599999999999994,84,89.4,101,122,152,202,137,145,193,180,206]